## Data
Project ID | Name | Commercial Name | State | County | Status | Transmission Owner | MFO | MW Energy | MW Capacity | MW In Service | Capacity or Energy | Project Type | Fuel | Project (AC/DC) | Rights (MW) | Initial Study | Feasibility Study | Feasibility Study Status | System Impact Study | System Impact Study Status | Facilities Study | Facilities Study Status | Interim/Interconnection Service/Generation Interconnection Agreement | Interim/Interconnection Service/Generation Interconnection Agreement Status | Wholesale Market Participation Agreement | Construction Service Agreement | Construction Service Agreement Status | Upgrade Construction Service Agreement | Upgrade Construction Service Agreement Status | Backfeed Date | Submitted Date | Long-Term Firm Service Start Date | Long-Term Firm Service End Date | Test Energy Date | Withdrawal Date | Withdrawn Remarks | Commercial Operation Milestone | Revised In Service Date | Actual In Service Date | Attachment Type | Alternate Project | Sliding Project
A01 | South Lebanon 230 KV | Ironwood | PA | Lebanon | In Service | ME | 720 | 720 | 673 | 673 | Capacity | Generation Interconnection | Natural Gas |  |  | N/A | https://www.pjm.com/pjmfiles/pub/planning/project-queues/feas_docs/a01_fea.pdf | Document Posted | https://www.pjm.com/pjmfiles/pub/planning/project-queues/impact_studies/a01_imp.pdf | Document Posted | https://www.pjm.com/pjmfiles/pub/planning/project-queues/facilities/a01_fac.pdf | Document Posted | https://www.pjm.com/pjmfiles/pub/planning/project-queues/isa/a01_isa.pdf | Document Posted | N/A |  | Not Required | N/A | N/A |  | 4/1/1997 | N/A | N/A |  |  |  | 4/1/2002 | 4/1/2002 | 4/1/2002 | N | No
A02 | Oak Hall 138 kV (Oil CT) | Chesapeake | VA | Unknown | In Service | DPL | 315 | 315 | 315 | 311.8 | Capacity | Generation Interconnection | Oil |  |  | N/A | https://www.pjm.com/pjmfiles/pub/planning/project-queues/feas_docs/a02_fea.pdf | Document Posted | https://www.pjm.com/pjmfiles/pub/planning/project-queues/impact_studies/a02_imp.pdf | Document Posted |  | Not Required | https://www.pjm.com/pjmfiles/pub/planning/project-queues/isa/a02_isa.pdf | Document Posted | N/A |  | Not Required | N/A | N/A |  | 4/1/1997 | N/A | N/A |  |  |  | 8/22/2001 |  | 8/22/2001 | N | No
A03 | Linden 230 kV or 138 kV | Linden 5 & 6 | NJ | Union | In Service | PSEG | 120 | 120 | 120 | 114 | Capacity | Generation Interconnection | Natural Gas |  |  | N/A | https://www.pjm.com/pjmfiles/pub/planning/project-queues/feas_docs/a03_fea.pdf | Document Posted | https://www.pjm.com/pjmfiles/pub/planning/project-queues/impact_studies/a03_imp.pdf | Document Posted |  | Not Required | https://www.pjm.com/pjmfiles/pub/planning/project-queues/isa/a03_isa.pdf | Document Posted | N/A |  | Not Required | N/A | N/A |  | 4/1/1997 | N/A | N/A |  |  |  | 6/1/2000 |  | 6/1/2000 | N | No
A04 | Linden 230 kV or 138 kV | Linden 1, 2 & 3 | NJ | Union | In Service | PPL | 1186 | 750 | 750 | 750 | Capacity | Generation Interconnection | Natural Gas |  |  | N/A | https://www.pjm.com/pjmfiles/pub/planning/project-queues/feas_docs/a04_fea.pdf | Document Posted | https://www.pjm.com/pjmfiles/pub/planning/project-queues/impact_studies/a04_imp.pdf | Document Posted | https://www.pjm.com/pjmfiles/pub/planning/project-queues/facilities/a04_fac.pdf | Document Posted | https://www.pjm.com/pjmfiles/pub/planning/project-queues/isa/a04_isa.pdf | Document Posted | N/A |  | Not Required | N/A | N/A | 6/10/2004 | 4/1/1997 | N/A | N/A | 3/11/2005 |  |  | 5/1/2006 |  | 5/1/2006 | N | No
A05 | Bergen | Bergen | NJ | Bergen | In Service | PSEG | 500 | 500 | 500 | 500 | Capacity | Generation Interconnection | Natural Gas |  |  | N/A | https://www.pjm.com/pjmfiles/pub/planning/project-queues/feas_docs/a05_fea.pdf | Document Posted | https://www.pjm.com/pjmfiles/pub/planning/project-queues/impact_studies/a05_imp.pdf | Document Posted | https://www.pjm.com/pjmfiles/pub/planning/project-queues/facilities/a05_fac.pdf | Document Posted | https://www.pjm.com/pjmfiles/pub/planning/project-queues/isa/a05_isa.pdf | Document Posted | N/A |  | Not Required | N/A | N/A |  | 4/1/1997 | N/A | N/A |  |  |  | 6/1/2002 |  | 6/1/2002 | N | No
A06 | Kearny |  | NJ | Gloucester | Withdrawn | PSEG | 800 | 750 | 750 |  | Capacity | Generation Interconnection | Natural Gas |  |  | N/A | https://www.pjm.com/pjmfiles/pub/planning/project-queues/feas_docs/a06_fea.pdf | Document Posted | https://www.pjm.com/pjmfiles/pub/planning/project-queues/impact_studies/a06_imp.pdf | Document Posted |  | Withdrawn | N/A |  | N/A |  |  | N/A | N/A |  | 4/1/1997 | N/A | N/A |  | 8/28/2000 |  |  |  |  | N | No
A07 | Dickerson 120 MW |  | MD | Montgomery | Withdrawn | PEPCO | 120 | 25 | 120 |  | Capacity | Generation Interconnection | Natural Gas |  |  | N/A | https://www.pjm.com/pjmfiles/pub/planning/project-queues/feas_docs/a07_fea.pdf | Document Posted | https://www.pjm.com/pjmfiles/pub/planning/project-queues/impact_studies/a07_imp.pdf | Document Posted | https://www.pjm.com/pjmfiles/pub/planning/project-queues/facilities/a07_fac.pdf | Document Posted |  | Withdrawn | N/A |  |  | N/A | N/A |  | 5/1/1997 | N/A | N/A |  | 7/22/2002 | Customer Initiated Withdrawal |  |  |  | N | No
A08 | Susquehanna 230 kV | Susquehanna #1 | PA | Columbia | In Service | PPL | 1140 | 15 | 15 | 15 | Capacity | Generation Interconnection | Nuclear |  |  | N/A | https://www.pjm.com/pjmfiles/pub/planning/project-queues/feas_docs/a08_fea.pdf | Document Posted | https://www.pjm.com/pjmfiles/pub/planning/project-queues/impact_studies/a08_imp.pdf | Document Posted | https://www.pjm.com/pjmfiles/pub/planning/project-queues/facilities/a08_fac.pdf | Document Posted | https://www.pjm.com/pjmfiles/pub/planning/project-queues/isa/a08_isa.pdf | Document Posted | N/A |  | Not Required | N/A | N/A |  | 6/1/1997 | N/A | N/A |  |  |  | 7/1/2002 |  | 7/1/2002 | N | No
A09 | Susquehanna 230 kV | Susquehanna #1 | PA | Columbia | In Service | PPL | 1140 | 35 | 35 | 35 | Capacity | Generation Interconnection | Nuclear |  |  | N/A | https://www.pjm.com/pjmfiles/pub/planning/project-queues/feas_docs/a09_fea.pdf | Document Posted | https://www.pjm.com/pjmfiles/pub/planning/project-queues/impact_studies/a09_imp.pdf | Document Posted | https://www.pjm.com/pjmfiles/pub/planning/project-queues/facilities/a09_fac.pdf | Document Posted | https://www.pjm.com/pjmfiles/pub/planning/project-queues/isa/a09_isa.pdf | Document Posted | N/A |  | Not Required | N/A | N/A |  | 6/1/1997 | N/A | N/A |  |  |  | 5/1/2003 |  | 5/1/2003 | N | No
A10 | Glory 115 kV | Colver Power | PA | Cambria | In Service | PENELEC | 6 | 6 | 6 | 6 | Capacity | Generation Interconnection | Coal |  |  | N/A | https://www.pjm.com/pjmfiles/pub/planning/project-queues/feas_docs/a10_fea.pdf | Document Posted | https://www.pjm.com/pjmfiles/pub/planning/project-queues/impact_studies/a10_imp.pdf | Document Posted |  | Not Required | N/A |  | N/A |  | Not Required | N/A | N/A |  | 6/2/1997 | N/A | N/A |  |  |  | 1/8/2000 |  | 1/8/2000 | N | No
A11 | Harwood 230 kV | Hazelton | PA | Luzerne | In Service | PPL | 356 | 201 | 201 | 31.2 | Capacity | Generation Interconnection | Natural Gas |  |  | N/A | https://www.pjm.com/pjmfiles/pub/planning/project-queues/feas_docs/a11_fea.pdf | Document Posted | https://www.pjm.com/pjmfiles/pub/planning/project-queues/impact_studies/a11_imp.pdf | Document Posted | https://www.pjm.com/pjmfiles/pub/planning/project-queues/facilities/a11_fac.pdf | Document Posted | https://www.pjm.com/pjmfiles/pub/planning/project-queues/isa/a11_isa.pdf | Document Posted | N/A |  | Not Required | N/A | N/A |  | 7/30/1997 | N/A | N/A |  |  |  | 4/1/2002 |  | 4/1/2002 | N | No
A12 | Martins Creek 230 kV | Lower Mt Bethel | PA | Northampton | In Service | PPL | 600 | 600 | 600 | 582 | Capacity | Generation Interconnection | Natural Gas |  |  | N/A | https://www.pjm.com/pjmfiles/pub/planning/project-queues/feas_docs/a12_fea.pdf | Document Posted | https://www.pjm.com/pjmfiles/pub/planning/project-queues/impact_studies/a12_imp.pdf | Document Posted | https://www.pjm.com/pjmfiles/pub/planning/project-queues/facilities/a12_fac.pdf | Document Posted | https://www.pjm.com/pjmfiles/pub/planning/project-queues/isa/a12_isa.pdf | Document Posted | N/A |  | Not Required | N/A | N/A | 6/13/2003 | 8/20/1997 | N/A | N/A | 12/15/2003 |  |  | 5/14/2004 |  | 5/14/2004 | N | No
A13 | Mickleton 230 kV | Mantua Creek Generating Station | NJ | Gloucester | Withdrawn | AEC | 803 | 803 | 803 |  | Capacity | Generation Interconnection | Natural Gas |  |  | N/A | https://www.pjm.com/pjmfiles/pub/planning/project-queues/feas_docs/a13_fea.pdf | Document Posted | https://www.pjm.com/pjmfiles/pub/planning/project-queues/impact_studies/a13_imp.pdf | Document Posted | https://www.pjm.com/pjmfiles/pub/planning/project-queues/facilities/a13_fac.pdf | Document Posted | https://www.pjm.com/pjmfiles/pub/planning/project-queues/isa/a13_isa.pdf | Document Posted | N/A |  |  | N/A | N/A |  | 11/26/1997 | N/A | N/A |  |  |  | 6/1/2004 |  |  | N | No
A14 | Sewaren |  | NJ | Middlesex | Withdrawn | PSEG | 500 | 500 | 500 |  | Capacity | Generation Interconnection | Natural Gas |  |  | N/A | https://www.pjm.com/pjmfiles/pub/planning/project-queues/feas_docs/a14_fea.pdf | Document Posted | https://www.pjm.com/pjmfiles/pub/planning/project-queues/impact_studies/a14_imp.pdf | Document Posted |  | Withdrawn | N/A |  | N/A |  |  | N/A | N/A |  | 1/1/1998 | N/A | N/A |  | 6/18/2002 |  |  |  |  | N | No
A15 | Sayreville 230 kV | Red Oak CC1, CT1 - CT4 | NJ | Middlesex | In Service | JCPL | 765 | 765 | 765 | 765 | Capacity | Generation Interconnection | Natural Gas |  |  | N/A | https://www.pjm.com/pjmfiles/pub/planning/project-queues/feas_docs/a15_fea.pdf | Document Posted | https://www.pjm.com/pjmfiles/pub/planning/project-queues/impact_studies/a15_imp.pdf | Document Posted |  | Not Required | https://www.pjm.com/pjmfiles/pub/planning/project-queues/isa/a15_isa.pdf | Document Posted | N/A |  | Not Required | N/A | N/A |  | 1/20/1998 | N/A | N/A |  |  |  | 2/1/2002 |  | 2/1/2002 | N | No
A16 | Eagle Point 230 kV |  | NJ | Gloucester | Withdrawn | PECO | 800 | 800 | 800 |  | Capacity | Generation Interconnection | Natural Gas |  |  | N/A | https://www.pjm.com/pjmfiles/pub/planning/project-queues/feas_docs/a16_fea.pdf | Document Posted | https://www.pjm.com/pjmfiles/pub/planning/project-queues/impact_studies/a16_imp.pdf | Document Posted |  | Withdrawn | N/A |  | N/A |  |  | N/A | N/A |  | 3/3/1998 | N/A | N/A |  | 4/19/2000 |  |  |  |  | N | No
A17 | Linden 230 kV |  | NJ | Union | Withdrawn | PSEG | 1100 | 300 | 300 |  | Capacity | Generation Interconnection | Natural Gas |  |  | N/A | https://www.pjm.com/pjmfiles/pub/planning/project-queues/feas_docs/a17_fea.pdf | Document Posted | https://www.pjm.com/pjmfiles/pub/planning/project-queues/impact_studies/a17_imp.pdf | Document Posted | https://www.pjm.com/pjmfiles/pub/planning/project-queues/facilities/a17_fac.pdf | Document Posted |  | Withdrawn | N/A |  | Withdrawn | N/A | N/A |  | 5/8/1998 | N/A | N/A |  | 10/10/2003 |  | 5/1/2006 |  |  | N | No
A18 | North Temple 230 kV |  | PA | Berks | In Service | ME | 557 | 557 | 557 | 557 | Capacity | Generation Interconnection | Natural Gas |  |  | N/A | https://www.pjm.com/pjmfiles/pub/planning/project-queues/feas_docs/a18_fea.pdf | Document Posted | https://www.pjm.com/pjmfiles/pub/planning/project-queues/impact_studies/a18_imp2.pdf | Interim Study | https://www.pjm.com/pjmfiles/pub/planning/project-queues/facilities/a18_fac.pdf | Document Posted | https://www.pjm.com/pjmfiles/pub/planning/project-queues/gia/a18_gia.pdf | Document Posted | N/A |  | Not Required | N/A | N/A |  | 5/11/1998 | N/A | N/A |  |  |  | 12/1/2002 | 12/1/2002 | 12/1/2002 | N | No
A19 | Eddystone 230 kV | Liberty (Eddy) | PA | Delaware | In Service | PECO | 521 | 521 | 521 | 521 | Capacity | Generation Interconnection | Natural Gas |  |  | N/A | https://www.pjm.com/pjmfiles/pub/planning/project-queues/feas_docs/a19_fea.pdf | Document Posted | https://www.pjm.com/pjmfiles/pub/planning/project-queues/impact_studies/a19_imp.pdf | Document Posted | https://www.pjm.com/pjmfiles/pub/planning/project-queues/facilities/a19_fac.pdf | Document Posted | https://www.pjm.com/pjmfiles/pub/planning/project-queues/isa/a19_isa.pdf | Document Posted | N/A |  | Not Required | N/A | N/A |  | 5/15/1998 | N/A | N/A |  |  |  | 1/1/2002 |  | 1/1/2002 | N | No
A20 | Juniata 500 kV |  | PA | Dauphin | Withdrawn | PPL | 485 | 12 | 10 |  | Capacity | Generation Interconnection | Natural Gas |  |  | N/A | https://www.pjm.com/pjmfiles/pub/planning/project-queues/feas_docs/a20_fea.pdf | Document Posted |  |  |  |  | N/A |  | N/A |  |  | N/A | N/A |  | 7/9/1998 | N/A | N/A |  | 7/18/1999 | Customer Milestone Not Met |  |  |  | N | No
A21 | Chichester 230 kV | Phillips Island | PA | Philadelphia | In Service | PECO | 725 | 725 | 725 | 725 | Capacity | Generation Interconnection | Natural Gas |  |  | N/A | https://www.pjm.com/pjmfiles/pub/planning/project-queues/feas_docs/a21_fea.pdf | Document Posted | https://www.pjm.com/pjmfiles/pub/planning/project-queues/impact_studies/a21_imp.pdf | Document Posted | https://www.pjm.com/pjmfiles/pub/planning/project-queues/facilities/a21_fac.pdf | Document Posted | https://www.pjm.com/pjmfiles/pub/planning/project-queues/isa/a21_isa.pdf | Document Posted | N/A | https://www.pjm.com/pjmfiles/pub/planning/project-queues/csa/a21_csa.pdf | Document Posted | N/A | N/A | 6/2/2003 | 8/17/1998 | N/A | N/A | 6/4/2004 |  |  | 12/31/2004 |  | 12/31/2004 | N | No
A22 | Hudson 230 kV |  | NJ | Hudson | Withdrawn | PSEG | 750 | 750 | 750 |  | Capacity | Generation Interconnection | Natural Gas |  |  | N/A | https://www.pjm.com/pjmfiles/pub/planning/project-queues/feas_docs/a22_fea.pdf | Document Posted | https://www.pjm.com/pjmfiles/pub/planning/project-queues/impact_studies/a22_imp.pdf | Document Posted |  | Withdrawn | N/A |  | N/A |  |  | N/A | N/A |  | 8/20/1998 | N/A | N/A |  | 8/28/2000 |  |  |  |  | N | No
A23 | New Castle 138 kV |  | DE | New Castle | Withdrawn | DPL | 257 | 257 | 257 |  | Capacity | Generation Interconnection | Natural Gas |  |  | N/A | https://www.pjm.com/pjmfiles/pub/planning/project-queues/feas_docs/a23_fea.pdf | Document Posted |  | Withdrawn |  |  | N/A |  | N/A |  |  | N/A | N/A |  | 10/13/1998 | N/A | N/A |  | 7/23/1999 |  |  |  |  | N | No
A24 | South River 230 kV |  | NJ | Middlesex | Withdrawn | JCPL | 725 | 725 | 725 |  | Capacity | Generation Interconnection | Natural Gas |  |  | N/A | https://www.pjm.com/pjmfiles/pub/planning/project-queues/feas_docs/a24_fea.pdf | Document Posted |  | Withdrawn |  |  | N/A |  | N/A |  |  | N/A | N/A |  | 10/28/1998 | N/A | N/A |  | 6/26/1999 |  |  |  |  | N | No
A25 | Hosensack 500 kV |  | PA | Northampton | Withdrawn | PPL | 1000 | 1000 | 1000 |  | Capacity | Generation Interconnection | Natural Gas |  |  | N/A | https://www.pjm.com/pjmfiles/pub/planning/project-queues/feas_docs/a25_fea.pdf | Document Posted | https://www.pjm.com/pjmfiles/pub/planning/project-queues/impact_studies/a25_imp.pdf | Document Posted | https://www.pjm.com/pjmfiles/pub/planning/project-queues/facilities/a25_fac.pdf | Document Posted |  | Withdrawn | N/A |  |  | N/A | N/A |  | 10/30/1998 | N/A | N/A |  | 1/24/2002 |  |  |  |  | N | No
A26 | Linden | Tosco #6 | NJ | Union | In Service | PSEG | 180 | 180 |  | 157.5 | Energy | Generation Interconnection | Natural Gas |  |  | N/A | https://www.pjm.com/pjmfiles/pub/planning/project-queues/feas_docs/a26_fea.pdf | Document Posted | https://www.pjm.com/pjmfiles/pub/planning/project-queues/impact_studies/a26_imp.pdf | Document Posted | https://www.pjm.com/pjmfiles/pub/planning/project-queues/facilities/a26_fac.pdf | Document Posted | https://www.pjm.com/pjmfiles/pub/planning/project-queues/isa/a26_isa.pdf | Document Posted | N/A |  | Not Required | N/A | N/A |  | 11/2/1998 | N/A | N/A |  |  |  | 1/25/2002 |  | 1/25/2002 | N | No
A27 | Passyunk 230 kV |  | PA | Philadelphia | Withdrawn | PECO | 615 | 615 | 515 |  | Capacity | Generation Interconnection | Natural Gas |  |  | N/A | https://www.pjm.com/pjmfiles/pub/planning/project-queues/feas_docs/a27_fea.pdf | Document Posted | https://www.pjm.com/pjmfiles/pub/planning/project-queues/impact_studies/a27_imp.pdf | Document Posted | https://www.pjm.com/pjmfiles/pub/planning/project-queues/facilities/a27_fac.pdf | Document Posted |  | Withdrawn | N/A |  |  | N/A | N/A |  | 11/4/1998 | N/A | N/A |  | 4/30/2002 |  |  |  |  | N | No
A28 | Dover | Kent | DE | Kent | In Service | DPL | 100 | 100 | 98 | 88 | Capacity | Generation Interconnection | Natural Gas |  |  | N/A | https://www.pjm.com/pjmfiles/pub/planning/project-queues/feas_docs/a28_fea.pdf | Document Posted | https://www.pjm.com/pjmfiles/pub/planning/project-queues/impact_studies/a28_imp.pdf | Document Posted | https://www.pjm.com/pjmfiles/pub/planning/project-queues/facilities/a28_fac.pdf | Document Posted | https://www.pjm.com/pjmfiles/pub/planning/project-queues/isa/a28_isa.pdf | Document Posted | N/A |  | Not Required | N/A | N/A |  | 11/4/1998 | N/A | N/A |  |  |  | 6/14/2001 |  | 6/14/2001 | N | No
A29 | Colora Tap | Rock Springs | MD | Cecil | In Service | DPL | 465 | 465 | 465 | 465 | Capacity | Generation Interconnection | Natural Gas |  |  | N/A | https://www.pjm.com/pjmfiles/pub/planning/project-queues/feas_docs/a29_fea.pdf | Document Posted | https://www.pjm.com/pjmfiles/pub/planning/project-queues/impact_studies/a29_imp.pdf | Document Posted | https://www.pjm.com/pjmfiles/pub/planning/project-queues/facilities/a29_fac.pdf | Document Posted | https://www.pjm.com/pjmfiles/pub/planning/project-queues/isa/a29_isa.pdf | Document Posted | N/A |  | Not Required | N/A | N/A |  | 11/18/1998 | N/A | N/A |  |  |  | 6/13/2003 |  | 6/13/2003 | N | No
A30 | Colora Tap | Rock Springs | MD | Cecil | In Service | DPL | 465 | 465 | 465 | 465 | Capacity | Generation Interconnection | Natural Gas |  |  | N/A | https://www.pjm.com/pjmfiles/pub/planning/project-queues/feas_docs/a30_fea.pdf | Document Posted | https://www.pjm.com/pjmfiles/pub/planning/project-queues/impact_studies/a30_imp.pdf | Document Posted | https://www.pjm.com/pjmfiles/pub/planning/project-queues/facilities/a30_fac.pdf | Document Posted | https://www.pjm.com/pjmfiles/pub/planning/project-queues/isa/a30_isa.pdf | Document Posted | N/A |  | Not Required | N/A | N/A | 10/2/2002 | 12/3/1998 | N/A | N/A |  |  |  | 12/1/2005 |  | 12/1/2005 | N | No
A31 | Peckville/Varden 69 kV | Archbald | PA | Lackawanna | In Service | PPL | 46 | 44 | 44 | 43.7 | Capacity | Generation Interconnection | Natural Gas |  |  | N/A | https://www.pjm.com/pjmfiles/pub/planning/project-queues/feas_docs/a31_fea.pdf | Document Posted | https://www.pjm.com/pjmfiles/pub/planning/project-queues/impact_studies/a31_imp.pdf | Document Posted | https://www.pjm.com/pjmfiles/pub/planning/project-queues/facilities/a31_fac.pdf | Document Posted | https://www.pjm.com/pjmfiles/pub/planning/project-queues/isa/a31_isa.pdf | Document Posted | N/A |  | Not Required | N/A | N/A |  | 12/22/1998 | N/A | N/A |  |  |  | 10/27/2001 |  | 10/27/2001 | N | No
A32 | Montour #1 | Montour #1 | PA | Montour | In Service | PPL | 759 | 14 | 14 | 14 | Capacity | Generation Interconnection | Coal |  |  | N/A | https://www.pjm.com/pjmfiles/pub/planning/project-queues/feas_docs/a32_fea.pdf | Document Posted | https://www.pjm.com/pjmfiles/pub/planning/project-queues/impact_studies/a32_imp.pdf | Document Posted |  | Not Required | https://www.pjm.com/pjmfiles/pub/planning/project-queues/isa/a32_isa.pdf | Document Posted | N/A |  | Not Required | N/A | N/A |  | 1/12/1999 | N/A | N/A |  |  |  | 6/19/2001 |  | 6/19/2001 | N | No
A33 | Montour #2 | Montour #2 | PA | Montour | In Service | PPL | 14 | 14 | 14 | 14 | Capacity | Generation Interconnection | Coal |  |  | N/A | https://www.pjm.com/pjmfiles/pub/planning/project-queues/feas_docs/a33_fea.pdf | Document Posted | https://www.pjm.com/pjmfiles/pub/planning/project-queues/impact_studies/a33_imp.pdf | Document Posted |  | Not Required | https://www.pjm.com/pjmfiles/pub/planning/project-queues/isa/a33_isa.pdf | Document Posted | N/A |  | Not Required | N/A | N/A |  | 1/12/1999 | N/A | N/A |  |  |  | 11/1/2000 |  | 11/1/2000 | N | No
A34 | Brunner 230 kV |  | PA | York | In Service | PPL | 749 | 14 | 14 | 14 | Capacity | Generation Interconnection | Coal |  |  | N/A | https://www.pjm.com/pjmfiles/pub/planning/project-queues/feas_docs/a34_fea.pdf | Document Posted | https://www.pjm.com/pjmfiles/pub/planning/project-queues/impact_studies/a34_imp2.pdf | Interim Study | https://www.pjm.com/pjmfiles/pub/planning/project-queues/facilities/a34_fac.pdf | Document Posted | https://www.pjm.com/pjmfiles/pub/planning/project-queues/isa/a34_isa.pdf | Document Posted | N/A |  | Not Required | N/A | N/A |  | 1/12/1999 | N/A | N/A |  |  |  | 4/27/2002 |  | 4/27/2002 | N | No
A35 | North Bangor 34.5 kV | Grand Central Sanitary LF | PA | Northampton | In Service | ME | 10 | 10 | 10 | 8.5 | Capacity | Generation Interconnection | Methane |  |  | N/A | https://www.pjm.com/pjmfiles/pub/planning/project-queues/feas_docs/a35_fea.pdf | Document Posted | https://www.pjm.com/pjmfiles/pub/planning/project-queues/impact_studies/a35_imp.pdf | Document Posted | https://www.pjm.com/pjmfiles/pub/planning/project-queues/facilities/a35_fac.pdf | Document Posted | https://www.pjm.com/pjmfiles/pub/planning/project-queues/isa/a35_isa.pdf | Document Posted | N/A |  | Not Required | N/A | N/A |  | 1/13/1999 | N/A | N/A |  |  |  | 4/18/2001 |  | 4/18/2001 | N | No
A36 | Hunterstown 500 kV | Hunterstown | PA | Adams | In Service | ME | 830 | 830 | 830 | 830 | Capacity | Generation Interconnection | Natural Gas |  |  | N/A | https://www.pjm.com/pjmfiles/pub/planning/project-queues/feas_docs/a36_fea.pdf | Document Posted | https://www.pjm.com/pjmfiles/pub/planning/project-queues/impact_studies/a36_imp.pdf | Document Posted | https://www.pjm.com/pjmfiles/pub/planning/project-queues/facilities/a36_fac.pdf | Document Posted | https://www.pjm.com/pjmfiles/pub/planning/project-queues/isa/a36_isa.pdf | Document Posted | N/A |  | Not Required | N/A | N/A |  | 1/27/1999 | N/A | N/A | 4/23/2003 |  |  | 7/31/2003 | 7/31/2003 | 7/31/2003 | N | No
A37 | Sayreville 230 kV |  | NJ | Middlesex | Withdrawn | JCPL | 749 | 749 | 749 |  | Capacity | Generation Interconnection | Natural Gas |  |  | N/A | https://www.pjm.com/pjmfiles/pub/planning/project-queues/feas_docs/a37_fea.pdf | Document Posted |  | Withdrawn |  |  | N/A |  | N/A |  |  | N/A | N/A |  | 1/27/1999 | N/A | N/A |  | 9/8/1999 |  |  |  |  | N | No
A38 | Erie West 345 kV |  | PA | Crawford | Withdrawn | PENELEC | 765 | 765 | 765 |  | Capacity | Generation Interconnection | Natural Gas |  |  | N/A | https://www.pjm.com/pjmfiles/pub/planning/project-queues/feas_docs/a38_fea.pdf | Document Posted | https://www.pjm.com/pjmfiles/pub/planning/project-queues/impact_studies/a38_imp.pdf | Document Posted |  | Withdrawn | N/A |  | N/A |  |  | N/A | N/A |  | 1/27/1999 | N/A | N/A |  | 8/6/2001 |  |  |  |  | N | No
A39 | Pequest River 115 kV |  | NJ | Warren | Withdrawn | JCPL | 73 | 73 | 73 |  | Capacity | Generation Interconnection | Natural Gas |  |  | N/A | https://www.pjm.com/pjmfiles/pub/planning/project-queues/feas_docs/a39_fea.pdf | Document Posted |  | Withdrawn |  |  | N/A |  | N/A |  |  | N/A | N/A |  | 1/27/1999 | N/A | N/A |  | 8/6/2001 |  |  |  |  | N | No
A40 | TMI 500 kV |  | PA | Dauphin | Withdrawn | ME | 1271 | 1271 | 1271 |  | Capacity | Generation Interconnection | Natural Gas |  |  | N/A | https://www.pjm.com/pjmfiles/pub/planning/project-queues/feas_docs/a40_fea.pdf | Document Posted |  | Withdrawn |  |  | N/A |  | N/A |  |  | N/A | N/A |  | 1/27/1999 | N/A | N/A |  | 10/12/1999 |  |  |  |  | N | No
A41 | TMI 500 kV |  | PA | Dauphin | Withdrawn | ME | 765 | 765 | 765 |  | Capacity | Generation Interconnection | Natural Gas |  |  | N/A | https://www.pjm.com/pjmfiles/pub/planning/project-queues/feas_docs/a41_fea.pdf | Document Posted |  | Withdrawn |  |  | N/A |  | N/A |  |  | N/A | N/A |  | 1/27/1999 | N/A | N/A | [6 empty] | N | No
A42 | Atlantic 230 kV |  | NJ | Monmouth | Withdrawn | JCPL | 449 | 449 | 449 |  | Capacity | Generation Interconnection | Natural Gas |  |  | N/A | https://www.pjm.com/pjmfiles/pub/planning/project-queues/feas_docs/a42_fea.pdf | Document Posted | https://www.pjm.com/pjmfiles/pub/planning/project-queues/impact_studies/a42_imp.pdf | Document Posted |  | Withdrawn | N/A |  | N/A |  |  | N/A | N/A |  | 1/27/1999 | N/A | N/A |  | 8/6/2001 |  |  |  |  | N | No
A43 | Portland 230 kV |  | PA | Northampton | Withdrawn | ME | 472 | 472 | 472 |  | Capacity | Generation Interconnection | Natural Gas |  |  | N/A | https://www.pjm.com/pjmfiles/pub/planning/project-queues/feas_docs/a43_fea.pdf | Document Posted | https://www.pjm.com/pjmfiles/pub/planning/project-queues/impact_studies/a43_imp.pdf | Document Posted | https://www.pjm.com/pjmfiles/pub/planning/project-queues/facilities/a43_fac.pdf | Document Posted | N/A |  | N/A |  |  | N/A | N/A |  | 1/27/1999 | N/A | N/A |  | 7/20/2003 |  |  |  |  | N | No
A44 | Shelocta 230 kV |  | PA | Indiana | Withdrawn | PENELEC | 402 | 402 | 402 |  | Capacity | Generation Interconnection | Natural Gas |  |  | N/A | https://www.pjm.com/pjmfiles/pub/planning/project-queues/feas_docs/a44_fea.pdf | Document Posted |  | Withdrawn |  |  | N/A |  | N/A |  |  | N/A | N/A |  | 1/27/1999 | N/A | N/A |  | 10/22/1999 |  |  |  |  | N | No
A45 | Oyster Creek 230 kV |  | NJ | Ocean | Withdrawn | JCPL | 752 | 752 | 752 |  | Capacity | Generation Interconnection | Natural Gas |  |  | N/A | https://www.pjm.com/pjmfiles/pub/planning/project-queues/feas_docs/a45_fea.pdf | Document Posted |  | Withdrawn |  |  | N/A |  | N/A |  |  | N/A | N/A |  | 1/27/1999 | N/A | N/A |  | 12/6/1999 |  |  |  |  | N | No
A46 | Gilbert 115 kV |  | NJ | Hunterdon | Withdrawn | JCPL | 100 | 100 | 100 |  | Capacity | Generation Interconnection | Natural Gas |  |  | N/A | https://www.pjm.com/pjmfiles/pub/planning/project-queues/feas_docs/a46_fea.pdf | Document Posted | https://www.pjm.com/pjmfiles/pub/planning/project-queues/impact_studies/a46_imp.pdf | Document Posted |  | Withdrawn | N/A |  | N/A |  |  | N/A | N/A |  | 1/27/1999 | N/A | N/A |  | 8/30/1999 |  |  |  |  | N | No
A47 | Perryman 230kV or 115kV |  | MD | Harford | Withdrawn | BGE | 740 | 740 | 740 |  | Capacity | Generation Interconnection | Natural Gas |  |  | N/A |  | Withdrawn |  | Withdrawn |  |  | N/A |  | N/A |  |  | N/A | N/A |  | 4/30/1999 | N/A | N/A |  | 8/30/1999 |  |  |  |  | N | No
A48 | East Towanda 230kV |  | NJ | Union | Withdrawn | PENELEC | 750 | 750 | 750 |  | Capacity | Generation Interconnection | Natural Gas |  |  | N/A | https://www.pjm.com/pjmfiles/pub/planning/project-queues/feas_docs/a48_fea.pdf | Document Posted | https://www.pjm.com/pjmfiles/pub/planning/project-queues/impact_studies/a48_imp.pdf | Document Posted |  | Withdrawn | N/A |  | N/A |  |  | N/A | N/A |  | 2/3/1999 | N/A | N/A |  | 10/3/2001 |  |  |  |  | N | No
A49 | West Hempfield 230kV |  | NJ | Bergen | Withdrawn | PPL | 750 | 750 | 750 |  | Capacity | Generation Interconnection | Natural Gas |  |  | N/A | https://www.pjm.com/pjmfiles/pub/planning/project-queues/feas_docs/a49_fea.pdf | Document Posted |  | Withdrawn |  |  | N/A |  | N/A |  |  | N/A | N/A |  | 2/3/1999 | N/A | N/A |  | 9/10/1999 |  |  |  |  | N | No
A50 | Bayonne |  | NJ | Hudson | Withdrawn | PSEG | 60 | 60 |  |  | Energy | Generation Interconnection | Natural Gas |  |  | N/A | https://www.pjm.com/pjmfiles/pub/planning/project-queues/feas_docs/a50_fea.pdf | Document Posted | https://www.pjm.com/pjmfiles/pub/planning/project-queues/impact_studies/a50_imp.pdf | Document Posted |  | Withdrawn | N/A |  | N/A |  |  | N/A | N/A |  | 2/3/1999 | N/A | N/A |  |  | Customer Initiated Withdrawal | 12/1/2005 |  |  | N | No
A51 | Camden |  | NJ | Camden | Withdrawn | PSEG | 258 | 258 | 258 |  | Capacity | Generation Interconnection | Natural Gas |  |  | N/A | https://www.pjm.com/pjmfiles/pub/planning/project-queues/feas_docs/a51_fea.pdf | Document Posted | https://www.pjm.com/pjmfiles/pub/planning/project-queues/impact_studies/a51_imp.pdf | Document Posted |  | Withdrawn | N/A |  | N/A |  |  | N/A | N/A |  | 2/3/1999 | N/A | N/A |  | 11/26/2001 |  |  |  |  | N | No
A52 | Linden |  | NJ | Union | Withdrawn | PSEG | 180 | 180 |  |  | Energy | Generation Interconnection | Natural Gas |  |  | N/A | https://www.pjm.com/pjmfiles/pub/planning/project-queues/feas_docs/a52_fea.pdf | Document Posted | https://www.pjm.com/pjmfiles/pub/planning/project-queues/impact_studies/a52_imp.pdf | Document Posted |  | Withdrawn | N/A |  | N/A |  |  | N/A | N/A |  | 2/3/1999 | N/A | N/A |  | 3/17/2004 |  | 6/1/2005 | 6/1/2005 |  | N | No
A53 | Titusville |  | PA | Crawford | Withdrawn | PENELEC | 25 | 25 | 25 |  | Capacity | Generation Interconnection | Natural Gas |  |  | N/A | https://www.pjm.com/pjmfiles/pub/planning/project-queues/feas_docs/a53_fea.pdf | Document Posted | https://www.pjm.com/pjmfiles/pub/planning/project-queues/impact_studies/a53_imp.pdf | Document Posted | https://www.pjm.com/pjmfiles/pub/planning/project-queues/facilities/a53_fac.pdf | Document Posted | N/A |  | N/A |  |  | N/A | N/A |  | 2/3/1999 | N/A | N/A |  | 1/15/2002 |  |  |  |  | N | No
A54 | TMI 230 kV |  | PA | Dauphin | Withdrawn | ME | 45 | 45 | 45 |  | Capacity | Generation Interconnection | Nuclear |  |  | N/A | https://www.pjm.com/pjmfiles/pub/planning/project-queues/feas_docs/a54_fea.pdf | Document Posted | https://www.pjm.com/pjmfiles/pub/planning/project-queues/impact_studies/a54_imp2.pdf | Interim Study |  | Not Required |  | Withdrawn | N/A |  | Not Required | N/A | N/A |  | 2/9/1999 | N/A | N/A |  |  | Customer Milestone Not Met | 6/1/2002 |  |  | N | No
A55 | Lakewood 230kV | Lakewood NUG | NJ | Ocean | In Service | JCPL | 500 | 500 | 500 | 301 | Capacity | Generation Interconnection | Natural Gas |  |  | N/A | https://www.pjm.com/pjmfiles/pub/planning/project-queues/feas_docs/a55_fea.pdf | Document Posted | https://www.pjm.com/pjmfiles/pub/planning/project-queues/impact_studies/a55_imp.pdf | Document Posted | https://www.pjm.com/pjmfiles/pub/planning/project-queues/facilities/a55_fac.pdf | Document Posted | https://www.pjm.com/pjmfiles/pub/planning/project-queues/isa/a55_isa.pdf | Document Posted | N/A |  | Not Required | N/A | N/A | 1/7/2003 | 2/22/1999 | N/A | N/A |  |  |  | 12/31/2005 |  | 12/31/2005 | N | No
A56 | Pedricktown 230kV |  | NJ | Salem | Withdrawn | AEC | 500 | 500 | 500 |  | Capacity | Generation Interconnection | Natural Gas |  |  | N/A | https://www.pjm.com/pjmfiles/pub/planning/project-queues/feas_docs/a56_fea.pdf | Document Posted |  |  |  |  | N/A |  | N/A |  |  | N/A | N/A |  | 3/8/1999 | N/A | N/A |  | 8/17/1999 |  |  |  |  | N | No
A57 | Edgemoor | Unit 1 | PA | Dauphin | Withdrawn | AEC | 500 | 30 | 30 |  | Capacity | Generation Interconnection | Natural Gas |  |  | N/A | https://www.pjm.com/pjmfiles/pub/planning/project-queues/feas_docs/a57_fea.pdf | Document Posted | https://www.pjm.com/pjmfiles/pub/planning/project-queues/impact_studies/a57_imp.pdf | Document Posted |  | Withdrawn | N/A |  | N/A |  |  | N/A | N/A |  | 3/8/1999 | N/A | N/A |  | 7/27/2000 |  | 10/31/2001 |  |  | N | No
A58 | Hawkins Gate / Oak Grove 230kV |  | MD | Prince George's | Withdrawn | PEPCO | 450 | 450 | 450 |  | Capacity | Generation Interconnection | Natural Gas |  |  | N/A | https://www.pjm.com/pjmfiles/pub/planning/project-queues/feas_docs/a58_fea.pdf | Document Posted |  | Withdrawn |  |  | N/A |  | N/A |  |  | N/A | N/A |  | 3/29/1999 | N/A | N/A |  | 8/28/1999 |  |  |  |  | N | No
A59 | Emilie | Ford Mill | PA | Bucks | In Service | PECO | 1145 | 540 | 540 | 540 | Capacity | Generation Interconnection | Natural Gas |  |  | N/A | https://www.pjm.com/pjmfiles/pub/planning/project-queues/feas_docs/a59_fea.pdf | Document Posted | https://www.pjm.com/pjmfiles/pub/planning/project-queues/impact_studies/a59_imp.pdf | Document Posted | https://www.pjm.com/pjmfiles/pub/planning/project-queues/facilities/a59_fac.pdf | Document Posted | https://www.pjm.com/pjmfiles/pub/planning/project-queues/isa/a59_isa.pdf | Document Posted | N/A |  | Not Required | N/A | N/A | 8/1/2003 | 4/1/1999 | N/A | N/A | 1/21/2004 |  |  | 5/27/2004 |  | 5/27/2004 | N | No
A59_W00 | Springdale 138 kV | Springdale 1 & 2 | PA | Allegheny | In Service | APS | 96 | 96 | 88 | 88 | Capacity | Generation Interconnection | Natural Gas |  |  | N/A | https://www.pjm.com/pjmfiles/pub/planning/project-queues/feas_docs/a59_w00_fea.pdf | Document Posted | https://www.pjm.com/pjmfiles/pub/planning/project-queues/impact_studies/a59_w00_imp.pdf | Document Posted |  | Not Required | N/A |  | N/A |  |  | N/A | N/A |  | 1/1/1999 | N/A | N/A |  |  |  | 12/1/2000 |  | 12/1/2000 | N | No
A60 | Hunterstown 500 kV |  | PA | Adams | Withdrawn | ME | 679 | 679 | 679 |  | Capacity | Generation Interconnection | Natural Gas |  |  | N/A | https://www.pjm.com/pjmfiles/pub/planning/project-queues/feas_docs/a60_fea.pdf | Document Posted |  |  |  |  | N/A |  | N/A |  |  | N/A | N/A |  | 4/8/1999 | N/A | N/A | [6 empty] | N | No
A61 | Hawkins Gate / Oak Grove 230kV |  | DE | New Castle | Withdrawn | PEPCO | 450 | 450 | 450 |  | Capacity | Generation Interconnection | Natural Gas |  |  | N/A | https://www.pjm.com/pjmfiles/pub/planning/project-queues/feas_docs/a61_fea.pdf | Document Posted |  |  |  |  | N/A |  | N/A |  |  | N/A | N/A |  | 3/30/1999 | N/A | N/A | [6 empty] | N | No
B01 | Dickerson |  | MD | Montgomery | Withdrawn | PEPCO | 398 | 398 | 398 |  | Capacity | Generation Interconnection | Natural Gas |  |  | N/A | https://www.pjm.com/pjmfiles/pub/planning/project-queues/feas_docs/b01_fea.pdf | Document Posted | https://www.pjm.com/pjmfiles/pub/planning/project-queues/impact_studies/b01_imp.pdf | Document Posted | https://www.pjm.com/pjmfiles/pub/planning/project-queues/facilities/b01_fac.pdf | Document Posted |  | Withdrawn | N/A |  |  | N/A | N/A |  | 4/29/1999 | N/A | N/A |  | 7/22/2002 |  |  |  |  | N | No
B02 | Morgantown | Morgantown Units 1 & 2 | MD | Charles | In Service | PEPCO | 80 | 80 | 80 | 80 | Capacity | Generation Interconnection | Natural Gas |  |  | N/A | https://www.pjm.com/pjmfiles/pub/planning/project-queues/feas_docs/b02_fea.pdf | Document Posted | https://www.pjm.com/pjmfiles/pub/planning/project-queues/impact_studies/b02_imp.pdf | Document Posted |  | Not Required | https://www.pjm.com/pjmfiles/pub/planning/project-queues/isa/b02_isa.pdf | Document Posted | N/A |  | Not Required | N/A | N/A |  | 4/30/1999 | N/A | N/A |  |  |  | 3/17/2001 |  | 3/17/2001 | N | No
B03 | Hosensack 500kV | Bethlehem | PA | Northampton | In Service | PPL | 750 | 750 | 750 | 788 | Capacity | Generation Interconnection | Natural Gas |  |  | N/A | https://www.pjm.com/pjmfiles/pub/planning/project-queues/feas_docs/b03_fea.pdf | Document Posted | https://www.pjm.com/pjmfiles/pub/planning/project-queues/impact_studies/b03_imp.pdf | Document Posted | https://www.pjm.com/pjmfiles/pub/planning/project-queues/facilities/b03_fac.pdf | Document Posted | https://www.pjm.com/pjmfiles/pub/planning/project-queues/isa/b03_isa.pdf | Document Posted | N/A |  | Not Required | N/A | N/A |  | 4/30/1999 | N/A | N/A |  |  |  | 1/28/2003 |  | 1/28/2003 | N | No
B04 | Oyster Creek |  | NJ | Ocean | Withdrawn | JCPL | 800 | 800 | 800 |  | Capacity | Generation Interconnection | Natural Gas |  |  | N/A | https://www.pjm.com/pjmfiles/pub/planning/project-queues/feas_docs/b04_fea.pdf | Document Posted |  | Withdrawn |  |  | N/A |  | N/A |  |  | N/A | N/A |  | 4/30/1999 | N/A | N/A | [6 empty] | N | No
B05 | Wayne-Homer City 345kV |  | PA | Indiana | In Service | PENELEC | 265 | 265 | 250 | 265 | Capacity | Generation Interconnection | Natural Gas |  |  | N/A | https://www.pjm.com/pjmfiles/pub/planning/project-queues/feas_docs/b05_fea.pdf | Document Posted | https://www.pjm.com/pjmfiles/pub/planning/project-queues/impact_studies/b05_imp2.pdf | Interim Study |  | Not Required | https://www.pjm.com/pjmfiles/pub/planning/project-queues/isa/b05_isa.pdf | Document Posted | N/A |  | Not Required | N/A | N/A |  | 4/30/1999 | N/A | N/A |  |  |  | 1/1/2002 |  | 1/1/2002 | N | No
B06 | Wayne-Homer City 345kV |  | PA | Indiana | Withdrawn | PENELEC | 525 | 525 | 525 |  | Capacity | Generation Interconnection | Natural Gas |  |  | N/A | https://www.pjm.com/pjmfiles/pub/planning/project-queues/feas_docs/b06_fea.pdf | Document Posted |  | Withdrawn |  |  | N/A |  | N/A |  |  | N/A | N/A |  | 5/10/1999 | N/A | N/A | [6 empty] | N | No
B07 | Keystone 500kV |  | PA | Armstrong | Withdrawn | PENELEC | 300 | 300 | 300 |  | Capacity | Generation Interconnection | Natural Gas |  |  | N/A | https://www.pjm.com/pjmfiles/pub/planning/project-queues/feas_docs/b07_fea.pdf | Document Posted |  | Withdrawn |  |  | N/A |  | N/A |  |  | N/A | N/A |  | 5/10/1999 | N/A | N/A | [6 empty] | N | No
B08 | Friedensburg 69kV |  | PA | Berks | Withdrawn | ME | 5 | 5 | 5 |  | Capacity | Generation Interconnection | Natural Gas |  |  | N/A | https://www.pjm.com/pjmfiles/pub/planning/project-queues/feas_docs/b08_fea.pdf | Document Posted | https://www.pjm.com/pjmfiles/pub/planning/project-queues/impact_studies/b08_imp.pdf | Document Posted |  | Withdrawn | N/A |  | N/A |  |  | N/A | N/A |  | 6/9/1999 | N/A | N/A | [6 empty] | N | No
B09A | Burlington 138kV | Burlington | NJ | Burlington | In Service | PSEG | 168 | 168 | 168 | 168 | Capacity | Generation Interconnection | Natural Gas |  |  | N/A | https://www.pjm.com/pjmfiles/pub/planning/project-queues/feas_docs/b09a_fea.pdf | Document Posted | https://www.pjm.com/pjmfiles/pub/planning/project-queues/impact_studies/b09a_imp.pdf | Document Posted | https://www.pjm.com/pjmfiles/pub/planning/project-queues/facilities/b09a_fac.pdf | Document Posted | https://www.pjm.com/pjmfiles/pub/planning/project-queues/isa/b09a_isa.pdf | Document Posted | N/A |  | Not Required | N/A | N/A |  | 6/10/1999 | N/A | N/A |  |  |  | 7/22/2000 |  | 7/22/2000 | N | No
B09b | Burlington 138kV |  | NJ | Burlington | Withdrawn | PSEG | 336 | 336 | 336 |  | Capacity | Generation Interconnection | Natural Gas |  |  | N/A | https://www.pjm.com/pjmfiles/pub/planning/project-queues/feas_docs/b09b_fea.pdf | Document Posted | https://www.pjm.com/pjmfiles/pub/planning/project-queues/impact_studies/b09b_imp.pdf | Document Posted |  | Withdrawn | N/A |  | N/A |  |  | N/A | N/A |  | 6/10/1999 | N/A | N/A | [6 empty] | N | No
B10 | Keystone 500kV |  | PA | Armstrong | Withdrawn | PENELEC | 600 | 600 | 600 |  | Capacity | Generation Interconnection | Natural Gas |  |  | N/A | https://www.pjm.com/pjmfiles/pub/planning/project-queues/feas_docs/b10_fea.pdf | Document Posted | https://www.pjm.com/pjmfiles/pub/planning/project-queues/impact_studies/b10_imp.pdf | Document Posted |  | Withdrawn | N/A |  | N/A |  |  | N/A | N/A |  | 6/10/1999 | N/A | N/A | [6 empty] | N | No
B12 | Limerick 230kV |  | PA | Montgomery | Withdrawn | PECO | 500 | 500 | 500 |  | Capacity | Generation Interconnection | Natural Gas |  |  | N/A | https://www.pjm.com/pjmfiles/pub/planning/project-queues/feas_docs/b12_fea.pdf | Document Posted | https://www.pjm.com/pjmfiles/pub/planning/project-queues/impact_studies/b12_imp.pdf | Document Posted | https://www.pjm.com/pjmfiles/pub/planning/project-queues/facilities/b12_fac.pdf | Document Posted |  | Withdrawn | N/A |  |  | N/A | N/A |  | 6/14/1999 | N/A | N/A |  | 6/13/2002 |  |  |  |  | N | No
B12_W01 | South Bend 500 kV | South Bend CT1 - CT4 | PA | Armstrong | In Service | APS | 600 | 600 | 600 | 600 | Capacity | Generation Interconnection | Natural Gas |  |  | N/A | https://www.pjm.com/pjmfiles/pub/planning/project-queues/feas_docs/b12_w01_fea.pdf | Document Posted | https://www.pjm.com/pjmfiles/pub/planning/project-queues/impact_studies/b12_w01_imp.pdf | Document Posted |  | Not Required | N/A |  | N/A |  |  | N/A | N/A |  | 1/1/1999 | N/A | N/A |  |  |  | 3/1/2002 |  | 3/1/2002 | N | No
B12_W02 | Oak Grove 138 kV | Oak Grove CT1 & CT2 | WV | Pleasants | In Service | APS | 300 | 300 | 300 | 300 | Capacity | Generation Interconnection | Natural Gas |  |  | N/A | https://www.pjm.com/pjmfiles/pub/planning/project-queues/feas_docs/b12_w01_fea.pdf | Document Posted | https://www.pjm.com/pjmfiles/pub/planning/project-queues/impact_studies/b12_w02_imp.pdf | Document Posted |  | Not Required | N/A |  | N/A |  |  | N/A | N/A |  | 1/1/1999 | N/A | N/A |  |  |  | 10/1/2002 |  | 10/1/2002 | N | No
B13 | Lakewood 230kV |  | NJ | Ocean | Withdrawn | JCPL | 9 | 9 | 9 |  | Capacity | Generation Interconnection | Natural Gas |  |  | N/A | https://www.pjm.com/pjmfiles/pub/planning/project-queues/feas_docs/b13_fea.pdf | Document Posted |  | Withdrawn |  |  | N/A |  | N/A |  |  | N/A | N/A |  | 7/2/1999 | N/A | N/A | [6 empty] | N | No
B14 | Arnold 115kV | Arnold (Green Mountain) WF | PA | Somerset | Deactivated | PENELEC | 10.4 | 10.4 | 2.08 | 10.4 | Capacity | Generation Interconnection | Wind |  |  | N/A | https://www.pjm.com/pjmfiles/pub/planning/project-queues/feas_docs/b14_fea.pdf | Document Posted | https://www.pjm.com/pjmfiles/pub/planning/project-queues/impact_studies/b14_imp.pdf | Document Posted |  | Not Required | https://www.pjm.com/pjmfiles/pub/planning/project-queues/isa/b14_isa.pdf | Document Posted | N/A |  | Not Required | N/A | N/A |  | 7/6/1999 | N/A | N/A |  |  |  | 1/1/1999 |  | 8/13/2004 | N | No
B15 | Morgantown/Oak Grove 230kV |  | MD | Charles | Withdrawn | PEPCO | 550 | 550 | 550 |  | Capacity | Generation Interconnection | Natural Gas |  |  | N/A | https://www.pjm.com/pjmfiles/pub/planning/project-queues/feas_docs/b15_fea.pdf | Document Posted | https://www.pjm.com/pjmfiles/pub/planning/project-queues/impact_studies/b15_imp.pdf | Document Posted | https://www.pjm.com/pjmfiles/pub/planning/project-queues/facilities/b15_fac.pdf | Document Posted | https://www.pjm.com/pjmfiles/pub/planning/project-queues/isa/b15_isa.pdf | Document Posted | N/A |  |  | N/A | N/A |  | 7/12/1999 | N/A | N/A |  | 10/2/2002 |  | 6/1/2003 |  |  | N | No
B16 | Morgantown/Oak Grove 230kV |  | MD | Charles | Withdrawn | PEPCO | 550 | 550 | 550 |  | Capacity | Generation Interconnection | Natural Gas |  |  | N/A | https://www.pjm.com/pjmfiles/pub/planning/project-queues/feas_docs/b16_fea.pdf | Document Posted | https://www.pjm.com/pjmfiles/pub/planning/project-queues/impact_studies/b16_imp.pdf | Document Posted | https://www.pjm.com/pjmfiles/pub/planning/project-queues/facilities/b16_fac.pdf | Document Posted | https://www.pjm.com/pjmfiles/pub/planning/project-queues/isa/b16_isa.pdf | Document Posted | N/A |  |  | N/A | N/A |  | 7/12/1999 | N/A | N/A |  | 10/2/2002 |  | 6/1/2004 |  |  | N | No
B17 | Jerseyville 34.5kV | Statoil | NJ | Monmouth | Withdrawn | JCPL | 2.1 | 2.1 |  | 0 | Energy | Generation Interconnection | Natural Gas |  |  | N/A | https://www.pjm.com/pjmfiles/pub/planning/project-queues/feas_docs/b17_fea.pdf | Document Posted | https://www.pjm.com/pjmfiles/pub/planning/project-queues/impact_studies/b17_imp.pdf | Document Posted |  | Not Required | https://www.pjm.com/pjmfiles/pub/planning/project-queues/isa/b17_isa.pdf | Document Posted | N/A |  | Not Required | N/A | N/A |  | 7/17/1999 | N/A | N/A |  | 1/26/2021 |  | 1/1/1999 |  |  | N | No
B18 | Limerick-Cromby 230kV |  | PA | Chester | Withdrawn | PECO | 750 | 750 | 750 |  | Capacity | Generation Interconnection | Natural Gas |  |  | N/A | https://www.pjm.com/pjmfiles/pub/planning/project-queues/feas_docs/b18_fea.pdf | Document Posted |  | Withdrawn |  |  | N/A |  | N/A |  |  | N/A | N/A |  | 7/23/1999 | N/A | N/A | [6 empty] | N | No
B18_W03 | Springdale 138 kV | Springdale CT3, CT4, ST5 | PA | Allegheny | In Service | APS | 525 | 525 | 525 | 509 | Capacity | Generation Interconnection | Natural Gas |  |  | N/A |  | Not Required | https://www.pjm.com/pjmfiles/pub/planning/project-queues/impact_studies/b18_w03_imp.pdf | Document Posted |  | Not Required | https://www.pjm.com/pjmfiles/pub/planning/project-queues/isa/b18_w03_isa.pdf | Document Posted | N/A |  | Not Required | N/A | N/A |  | 1/1/1999 | N/A | N/A |  |  |  | 8/1/2003 |  | 8/1/2003 | N | No
B19 | Melrose 34.5kV | Middlesex Sewer | NJ | Middlesex | In Service | JCPL | 20 | 20 | 20 | 20 | Capacity | Generation Interconnection | Natural Gas |  |  | N/A | https://www.pjm.com/pjmfiles/pub/planning/project-queues/feas_docs/b19_fea.pdf | Document Posted | https://www.pjm.com/pjmfiles/pub/planning/project-queues/impact_studies/b19_imp.pdf | Document Posted |  | Not Required | https://www.pjm.com/pjmfiles/pub/planning/project-queues/isa/b19_isa.pdf | Document Posted | N/A |  | Not Required | N/A | N/A |  | 7/30/1999 | N/A | N/A |  |  |  | 4/6/2001 |  | 4/6/2001 | N | No
B20 | Elm St. 115kV |  | PA | Warren | Withdrawn | PENELEC | 70 | 70 | 70 |  | Capacity | Generation Interconnection | Natural Gas |  |  | N/A | https://www.pjm.com/pjmfiles/pub/planning/project-queues/feas_docs/b20_fea.pdf | Document Posted |  | Withdrawn |  |  | N/A |  | N/A |  |  | N/A | N/A |  | 8/7/1999 | N/A | N/A |  | 10/23/2000 |  |  |  |  | N | No
B21 | South Reading 500kV |  | PA | Berks | Withdrawn | ME | 925 | 925 | 925 |  | Capacity | Generation Interconnection | Natural Gas |  |  | N/A | https://www.pjm.com/pjmfiles/pub/planning/project-queues/feas_docs/b21_fea.pdf | Document Posted |  | Withdrawn |  |  | N/A |  | N/A |  |  | N/A | N/A |  | 8/9/1999 | N/A | N/A |  | 9/15/2000 |  |  |  |  | N | No
B22 | Gould St. 34.5 kV |  | MD | Baltimore City | Withdrawn | BGE | 9.9 | 9.9 | 9.9 |  | Capacity | Generation Interconnection | Natural Gas |  |  | N/A | https://www.pjm.com/pjmfiles/pub/planning/project-queues/feas_docs/b22_fea.pdf | Document Posted |  | Withdrawn |  |  | N/A |  | N/A |  |  | N/A | N/A |  | 8/11/1999 | N/A | N/A | [6 empty] | N | No
B23 | Siegfried/Allentown 138kV | Northampton | PA | Northampton | In Service | PPL | 115 | 5 | 5 | 2 | Capacity | Generation Interconnection | Coal |  |  | N/A | https://www.pjm.com/pjmfiles/pub/planning/project-queues/feas_docs/b23_fea.pdf | Document Posted | https://www.pjm.com/pjmfiles/pub/planning/project-queues/impact_studies/b23_imp.pdf | Document Posted |  | Not Required | https://www.pjm.com/pjmfiles/pub/planning/project-queues/isa/b23_isa.pdf | Document Posted | N/A |  | Not Required | N/A | N/A |  | 8/21/1999 | N/A | N/A |  |  |  | 6/10/2001 |  | 6/10/2001 | N | No
B23_W04 | Gans 138 kV | Gans 8 & 9 | PA | Fayette | In Service | APS | 88 | 88 | 88 | 88 | Capacity | Generation Interconnection | Natural Gas |  |  | N/A | https://www.pjm.com/pjmfiles/pub/planning/project-queues/feas_docs/b23_w04_fea.pdf | Document Posted | https://www.pjm.com/pjmfiles/pub/planning/project-queues/impact_studies/b23_w04_imp.pdf | Document Posted |  | Not Required | N/A |  | N/A |  |  | N/A | N/A |  | 8/26/1999 | N/A | N/A |  |  |  | 12/1/2001 |  | 12/1/2001 | N | No
B24 | Oak Grove 13.8kV |  | MD | Prince George's | Withdrawn | PEPCO | 6.8 | 6.8 | 6.8 |  | Capacity | Generation Interconnection | Natural Gas |  |  | N/A | https://www.pjm.com/pjmfiles/pub/planning/project-queues/feas_docs/b24_fea.pdf | Document Posted |  | Withdrawn |  |  | N/A |  | N/A |  |  | N/A | N/A |  | 9/7/1999 | N/A | N/A | [6 empty] | N | No
B25 | Cromby 230kV |  | PA | Chester | Withdrawn | PECO | 870 | 870 | 870 |  | Capacity | Generation Interconnection | Natural Gas |  |  | N/A | https://www.pjm.com/pjmfiles/pub/planning/project-queues/feas_docs/b25_fea.pdf | Document Posted | https://www.pjm.com/pjmfiles/pub/planning/project-queues/impact_studies/b25_imp.pdf | Document Posted | https://www.pjm.com/pjmfiles/pub/planning/project-queues/facilities/b25_fac.pdf | Document Posted |  | Withdrawn | N/A |  |  | N/A | N/A |  | 9/20/1999 | N/A | N/A |  | 5/3/2002 |  |  |  |  | N | No
B26 | Hunlock Creek 66kV | Hunlock Creek 66kV | PA | Luzerne | In Service | UGI | 50 | 50 | 50 | 44.7 | Capacity | Generation Interconnection | Natural Gas |  |  | N/A | https://www.pjm.com/pjmfiles/pub/planning/project-queues/feas_docs/b26_fea.pdf | Document Posted | https://www.pjm.com/pjmfiles/pub/planning/project-queues/impact_studies/b26_imp.pdf | Document Posted |  | Not Required | https://www.pjm.com/pjmfiles/pub/planning/project-queues/isa/b26_isa.pdf | Document Posted | N/A |  | Not Required | N/A | N/A |  | 9/20/1999 | N/A | N/A |  |  |  | 5/26/2002 |  | 5/26/2002 | N | No
B27 | Portland 230kV |  | PA | Northampton | Withdrawn | ME | 920.5 | 362 | 362 |  | Capacity | Generation Interconnection | Natural Gas |  |  | N/A | https://www.pjm.com/pjmfiles/pub/planning/project-queues/feas_docs/b27_fea.pdf | Document Posted |  | Withdrawn |  |  | N/A |  | N/A |  |  | N/A | N/A |  | 11/3/1999 | N/A | N/A |  | 11/6/2000 |  |  |  |  | N | No
B28 | Muddy Run 230kV | Muddy Run | PA | York | In Service | PECO | 160 | 160 | 160 | 160 | Capacity | Generation Interconnection | Hydro |  |  | N/A | https://www.pjm.com/pjmfiles/pub/planning/project-queues/feas_docs/b28_fea.pdf | Document Posted | https://www.pjm.com/pjmfiles/pub/planning/project-queues/impact_studies/b28_imp.pdf | Document Posted | https://www.pjm.com/pjmfiles/pub/planning/project-queues/facilities/b28_fac.pdf | Document Posted | https://www.pjm.com/pjmfiles/pub/planning/project-queues/isa/b28_isa.pdf | Document Posted | N/A |  | Not Required | N/A | N/A |  | 11/12/1999 | N/A | N/A |  |  |  | 8/27/2003 |  | 8/27/2003 | N | No
B28_W07 | Backbone Mountain 138 kV | Backbone WF | WV | Tucker | In Service | APS | 90 | 90 | 18 | 66 | Capacity | Generation Interconnection | Wind |  |  | N/A | https://www.pjm.com/pjmfiles/pub/planning/project-queues/feas_docs/b28_w07_fea.pdf | Document Posted | https://www.pjm.com/pjmfiles/pub/planning/project-queues/impact_studies/b28_w07_imp.pdf | Document Posted |  | Not Required | https://www.pjm.com/pjmfiles/pub/planning/project-queues/isa/b28_w07_isa.pdf | Document Posted | N/A |  | Not Required | N/A | N/A |  | 11/12/1999 | N/A | N/A |  |  |  | 5/1/2003 |  | 5/1/2003 | N | No
B28_W08 | Mill Run 25 kV | Mill Run WF | PA | Fayette | In Service | APS | 15 | 15 |  | 15 | Energy | Generation Interconnection | Wind |  |  | N/A | https://www.pjm.com/pjmfiles/pub/planning/project-queues/feas_docs/b28_w08_fea.pdf | Document Posted | https://www.pjm.com/pjmfiles/pub/planning/project-queues/impact_studies/b28_w08_imp.pdf | Document Posted |  | Not Required | https://www.pjm.com/pjmfiles/pub/planning/project-queues/isa/b28_w08_isa.pdf | Document Posted | N/A |  | Not Required | N/A | N/A |  | 11/12/1999 | N/A | N/A |  |  |  | 4/1/2002 |  | 4/1/2002 | N | No
B29 | Perryman 230kV/115kV |  | MD | Harford | Withdrawn | BGE | 750 | 750 | 750 |  | Capacity | Generation Interconnection | Natural Gas |  |  | N/A | https://www.pjm.com/pjmfiles/pub/planning/project-queues/feas_docs/b29_fea.pdf | Document Posted | https://www.pjm.com/pjmfiles/pub/planning/project-queues/impact_studies/b29_imp.pdf | Document Posted |  | Withdrawn | N/A |  | N/A |  |  | N/A | N/A |  | 11/15/1999 | N/A | N/A |  | 4/17/2001 |  |  |  |  | N | No
B30 | Emilie 230kV | Ford Mill | PA | Bucks | In Service | PECO | 605 | 605 | 605 | 528 | Capacity | Generation Interconnection | Natural Gas |  |  | N/A | https://www.pjm.com/pjmfiles/pub/planning/project-queues/feas_docs/b30_fea.pdf | Document Posted | https://www.pjm.com/pjmfiles/pub/planning/project-queues/impact_studies/b30_imp.pdf | Document Posted | https://www.pjm.com/pjmfiles/pub/planning/project-queues/facilities/b30_fac.pdf | Document Posted | https://www.pjm.com/pjmfiles/pub/planning/project-queues/isa/b30_isa.pdf | Document Posted | N/A |  | Not Required | N/A | N/A | 8/26/2003 | 11/22/1999 | N/A | N/A | 4/1/2004 |  |  | 6/29/2004 |  | 6/29/2004 | N | No
B31 | Brunner-West Hempfield 230kV |  | PA | Lancaster | Withdrawn | PPL | 600 | 600 | 600 |  | Capacity | Generation Interconnection | Natural Gas |  |  | N/A | https://www.pjm.com/pjmfiles/pub/planning/project-queues/feas_docs/b31_fea.pdf | Document Posted |  | Withdrawn |  |  | N/A |  | N/A |  |  | N/A | N/A |  | 11/22/1999 | N/A | N/A |  | 10/9/2000 |  |  |  |  | N | No
B32 | TMI 230kV |  | PA | Dauphin | Withdrawn | ME | 650 | 500 | 500 |  | Capacity | Generation Interconnection | Natural Gas |  |  | N/A | https://www.pjm.com/pjmfiles/pub/planning/project-queues/feas_docs/b32_fea.pdf | Document Posted |  | Withdrawn |  |  | N/A |  | N/A |  |  | N/A | N/A |  | 11/23/1999 | N/A | N/A |  | 12/5/2000 |  |  |  |  | N | No
B33 | Steelton 230kV |  | PA | Dauphin | Withdrawn | PPL | 500 | 500 | 500 |  | Capacity | Generation Interconnection | Natural Gas |  |  | N/A | https://www.pjm.com/pjmfiles/pub/planning/project-queues/feas_docs/b33_fea.pdf | Document Posted | https://www.pjm.com/pjmfiles/pub/planning/project-queues/impact_studies/b33_imp.pdf | Document Posted |  | Withdrawn | N/A |  | N/A |  |  | N/A | N/A |  | 11/23/1999 | N/A | N/A |  | 12/3/2002 |  | 5/1/2005 |  |  | N | No
B34 | Seward 230kV | Seward 1 (Hay Road 5,6,7,8) | PA | Westmoreland | In Service | PENELEC | 525 | 525 | 304 | 325 | Capacity | Generation Interconnection | Other |  |  | N/A | https://www.pjm.com/pjmfiles/pub/planning/project-queues/feas_docs/b34_fea.pdf | Document Posted | https://www.pjm.com/pjmfiles/pub/planning/project-queues/impact_studies/b34_imp.pdf | Document Posted | https://www.pjm.com/pjmfiles/pub/planning/project-queues/facilities/b34_fac.pdf | Document Posted | https://www.pjm.com/pjmfiles/pub/planning/project-queues/isa/b34_isa.pdf | Document Posted | N/A |  | Not Required | N/A | N/A | 9/1/2003 | 11/23/1999 | N/A | N/A | 3/10/2004 |  |  | 6/9/2006 |  | 6/9/2006 | N | No
B35 | South Akron 230kV | West Earl | PA | Lancaster | Withdrawn | PPL | 313 | 313 | 313 |  | Capacity | Generation Interconnection | Natural Gas |  |  | N/A | https://www.pjm.com/pjmfiles/pub/planning/project-queues/feas_docs/b35_fea.pdf | Document Posted | https://www.pjm.com/pjmfiles/pub/planning/project-queues/impact_studies/b35_imp.pdf | Document Posted | https://www.pjm.com/pjmfiles/pub/planning/project-queues/facilities/b35_fac.pdf | Document Posted | https://www.pjm.com/pjmfiles/pub/planning/project-queues/isa/b35_isa.pdf | Document Posted | N/A |  |  | N/A | N/A |  | 11/24/1999 | N/A | N/A |  | 3/10/2003 |  |  |  |  | N | No
B36 | South Akron 230kV | West Earl | PA | Lancaster | Withdrawn | PPL | 78 | 78 | 78 |  | Capacity | Generation Interconnection | Natural Gas |  |  | N/A | https://www.pjm.com/pjmfiles/pub/planning/project-queues/feas_docs/b36_fea.pdf | Document Posted | https://www.pjm.com/pjmfiles/pub/planning/project-queues/impact_studies/b36imp.pdf | Document Posted | https://www.pjm.com/pjmfiles/pub/planning/project-queues/facilities/b35_fac.pdf | Document Posted | https://www.pjm.com/pjmfiles/pub/planning/project-queues/isa/b36_isa.pdf | Document Posted | N/A |  |  | N/A | N/A |  | 11/24/1999 | N/A | N/A |  | 3/10/2003 |  | 6/30/2004 |  |  | N | No
B37 | East Greenville 69kV |  | PA | Montgomery | Withdrawn | PPL | 90 | 90 | 90 |  | Capacity | Generation Interconnection | Natural Gas |  |  | N/A | https://www.pjm.com/pjmfiles/pub/planning/project-queues/feas_docs/b37_fea.pdf | Document Posted | https://www.pjm.com/pjmfiles/pub/planning/project-queues/impact_studies/b37_imp.pdf | Document Posted |  | Withdrawn |  | Withdrawn | N/A |  |  | N/A | N/A |  | 11/24/1999 | N/A | N/A |  | 4/9/2002 |  |  |  |  | N | No
B38 | Elroy 138kV |  | PA | Montgomery | Withdrawn | PPL | 100 | 100 | 100 |  | Capacity | Generation Interconnection | Natural Gas |  |  | N/A | https://www.pjm.com/pjmfiles/pub/planning/project-queues/feas_docs/b38_fea.pdf | Document Posted | https://www.pjm.com/pjmfiles/pub/planning/project-queues/impact_studies/b38_imp.pdf | Document Posted | https://www.pjm.com/pjmfiles/pub/planning/project-queues/facilities/b38_fac.pdf | Document Posted | N/A |  | N/A |  |  | N/A | N/A |  | 11/24/1999 | N/A | N/A |  | 1/7/2002 |  |  |  |  | N | No
B39 | Quarryville 69kV |  | PA | Lancaster | Withdrawn | PPL | 90 | 90 | 90 |  | Capacity | Generation Interconnection | Natural Gas |  |  | N/A | https://www.pjm.com/pjmfiles/pub/planning/project-queues/feas_docs/b39_fea.pdf | Document Posted | https://www.pjm.com/pjmfiles/pub/planning/project-queues/impact_studies/b39_imp.pdf | Document Posted |  | Withdrawn | N/A |  | N/A |  |  | N/A | N/A |  | 11/24/1999 | N/A | N/A |  | 1/7/2002 |  |  |  |  | N | No
B40 | West Hempfield 69kV |  | PA | Lancaster | Withdrawn | PPL | 100 | 100 | 90 |  | Capacity | Generation Interconnection | Natural Gas |  |  | N/A | https://www.pjm.com/pjmfiles/pub/planning/project-queues/feas_docs/b40_fea.pdf | Document Posted |  |  | https://www.pjm.com/pjmfiles/pub/planning/project-queues/facilities/b40_fac.pdf | Document Posted |  | Withdrawn | N/A |  |  | N/A | N/A |  | 11/24/1999 | N/A | N/A |  | 1/7/2002 |  |  |  |  | N | No
B41 | West Hempfield 138kV |  | PA | Lancaster | Withdrawn | PPL | 90 | 90 | 90 |  | Capacity | Generation Interconnection | Natural Gas |  |  | N/A | https://www.pjm.com/pjmfiles/pub/planning/project-queues/feas_docs/b41_fea.pdf | Document Posted | https://www.pjm.com/pjmfiles/pub/planning/project-queues/impact_studies/b41_imp.pdf | Document Posted | https://www.pjm.com/pjmfiles/pub/planning/project-queues/facilities/b41_fac.pdf | Document Posted |  | Withdrawn | N/A |  |  | N/A | N/A |  | 11/24/1999 | N/A | N/A |  | 1/7/2002 |  |  |  |  | N | No
B42 | Susquehanna 230kV |  | PA | Luzerne | Withdrawn | PPL | 500 | 500 | 500 |  | Capacity | Generation Interconnection | Natural Gas |  |  | N/A | https://www.pjm.com/pjmfiles/pub/planning/project-queues/feas_docs/b42_fea.pdf | Document Posted |  | Withdrawn |  |  | N/A |  | N/A |  |  | N/A | N/A |  | 11/29/1999 | N/A | N/A |  | 11/8/2000 |  |  |  |  | N | No
B43 | Homer City-Wayne 345kV |  | PA | Venango | Withdrawn | PENELEC | 284 | 284 | 284 |  | Capacity | Generation Interconnection | Natural Gas |  |  | N/A | https://www.pjm.com/pjmfiles/pub/planning/project-queues/feas_docs/b43_fea.pdf | Document Posted |  | Withdrawn |  |  | N/A |  | N/A |  |  | N/A | N/A |  | 11/29/1999 | N/A | N/A |  | 11/8/2000 |  |  |  |  | N | No
B44 | Elko-Forrest 230kV |  | PA | Elk | Withdrawn | PENELEC | 240 | 240 | 240 |  | Capacity | Generation Interconnection | Natural Gas |  |  | N/A | https://www.pjm.com/pjmfiles/pub/planning/project-queues/feas_docs/b44_fea.pdf | Document Posted |  | Withdrawn |  |  | N/A |  | N/A |  |  | N/A | N/A |  | 11/29/1999 | N/A | N/A | [6 empty] | N | No
B45 | Lackawanna 230kV |  | PA | Lackawanna | Withdrawn | PPL | 555 | 555 | 555 |  | Capacity | Generation Interconnection | Natural Gas |  |  | N/A | https://www.pjm.com/pjmfiles/pub/planning/project-queues/feas_docs/b45_fea.pdf | Document Posted | https://www.pjm.com/pjmfiles/pub/planning/project-queues/impact_studies/b45_imp.pdf | Document Posted |  | Withdrawn | N/A |  | N/A |  |  | N/A | N/A |  | 11/29/1999 | N/A | N/A |  | 7/23/2002 |  | 6/1/2004 |  |  | N | No
B46 | Conowingo 230kV | Conowingo | MD | Harford | In Service | PECO | 548 | 36 | 36 | 36 | Capacity | Generation Interconnection | Hydro |  |  | N/A | https://www.pjm.com/pjmfiles/pub/planning/project-queues/feas_docs/b46_fea.pdf | Document Posted | https://www.pjm.com/pjmfiles/pub/planning/project-queues/impact_studies/b46_imp.pdf | Document Posted |  | Not Required | https://www.pjm.com/pjmfiles/pub/planning/project-queues/isa/b46_isa.pdf | Document Posted | N/A |  | Not Required | N/A | N/A |  | 11/29/1999 | N/A | N/A |  |  |  | 11/21/2003 |  | 11/21/2003 | N | No
B47 | Red Lion 500kV | Hay Road 5, 6, 7 | DE | New Castle | In Service | DPL | 545 |  | 545 | 545 | Capacity | Generation Interconnection | Natural Gas |  |  | N/A | https://www.pjm.com/pjmfiles/pub/planning/project-queues/feas_docs/b47_fea.pdf | Document Posted | https://www.pjm.com/pjmfiles/pub/planning/project-queues/impact_studies/b47_imp.pdf | Document Posted | https://www.pjm.com/pjmfiles/pub/planning/project-queues/facilities/b47_fac.pdf | Document Posted | https://www.pjm.com/pjmfiles/pub/planning/project-queues/isa/b47_isa.pdf | Document Posted | N/A |  | Not Required | N/A | N/A |  | 11/29/1999 | N/A | N/A |  |  |  | 7/22/2002 |  | 7/22/2002 | N | No
B48 | Graceton 230kV |  | MD | Harford | Withdrawn | PECO | 550 | 550 | 550 |  | Capacity | Generation Interconnection | Natural Gas |  |  | N/A | https://www.pjm.com/pjmfiles/pub/planning/project-queues/feas_docs/b48_fea.pdf | Document Posted | https://www.pjm.com/pjmfiles/pub/planning/project-queues/impact_studies/b48_imp.pdf | Document Posted | https://www.pjm.com/pjmfiles/pub/planning/project-queues/facilities/b48_fac.pdf | Document Posted |  | Withdrawn | N/A |  |  | N/A | N/A |  | 11/30/1999 | N/A | N/A |  | 10/17/2003 |  | 6/1/2005 |  |  | N | No
B49 | Erie South-Warren 230kV |  | PA | Warren | Withdrawn | PENELEC | 500 | 500 | 500 |  | Capacity | Generation Interconnection | Natural Gas |  |  | N/A | https://www.pjm.com/pjmfiles/pub/planning/project-queues/feas_docs/b49_fea.pdf | Document Posted | https://www.pjm.com/pjmfiles/pub/planning/project-queues/impact_studies/b49_imp.pdf | Document Posted |  | Withdrawn | N/A |  | N/A |  |  | N/A | N/A |  | 11/30/1999 | N/A | N/A |  | 7/31/2001 |  |  |  |  | N | No
B50 | Morgantown 69kV |  | PA | Erie | Withdrawn | PPL | 500 | 500 | 500 |  | Capacity | Generation Interconnection | Natural Gas |  |  | N/A | https://www.pjm.com/pjmfiles/pub/planning/project-queues/feas_docs/b50_fea.pdf | Document Posted |  | Withdrawn |  |  | N/A |  | N/A |  |  | N/A | N/A |  | 11/30/1999 | N/A | N/A | [6 empty] | N | No
B51 | Wayne 345 |  | PA | Indiana | Withdrawn | PENELEC | 500 | 500 | 500 |  | Capacity | Generation Interconnection | Natural Gas |  |  | N/A | https://www.pjm.com/pjmfiles/pub/planning/project-queues/feas_docs/b51_fea.pdf | Document Posted |  | Withdrawn |  |  | N/A |  | N/A |  |  | N/A | N/A |  | 11/30/1999 | N/A | N/A |  | 11/19/2001 |  |  |  |  | N | No
B52 | Woodbridge 138kV |  | NJ | Middlesex | Withdrawn | PSEG | 550 | 550 | 550 |  | Capacity | Generation Interconnection | Natural Gas |  |  | N/A | https://www.pjm.com/pjmfiles/pub/planning/project-queues/feas_docs/b52_fea.pdf | Document Posted |  | Withdrawn |  |  | N/A |  | N/A |  |  | N/A | N/A |  | 11/30/1999 | N/A | N/A |  | 12/5/2000 |  |  |  |  | N | No
C01 | Linden 138kV | Linden 1, 2 & 3 | NJ | Union | In Service | PSEG | 1186 | 436 | 436 | 436 | Capacity | Generation Interconnection | Natural Gas |  |  | N/A | https://www.pjm.com/pjmfiles/pub/planning/project-queues/feas_docs/c01_fea.pdf | Document Posted | https://www.pjm.com/pjmfiles/pub/planning/project-queues/impact_studies/c01_imp.pdf | Document Posted | https://www.pjm.com/pjmfiles/pub/planning/project-queues/facilities/c01_fac.pdf | Document Posted | https://www.pjm.com/pjmfiles/pub/planning/project-queues/isa/c01_isa.pdf | Document Posted | N/A |  | Not Required | N/A | N/A | 6/10/2004 | 12/17/1999 | N/A | N/A | 4/22/2005 |  |  | 5/1/2006 |  | 5/1/2006 | N | No
C02 | South Lebanon 230kV | Ironwood | PA | Lebanon | Withdrawn | ME | 720 | 47 | 47 |  | Capacity | Generation Interconnection | Natural Gas |  |  | N/A | https://www.pjm.com/pjmfiles/pub/planning/project-queues/feas_docs/c02_fea.pdf | Document Posted | https://www.pjm.com/pjmfiles/pub/planning/project-queues/impact_studies/c02_imp.pdf | Document Posted |  |  | N/A |  | N/A |  |  | N/A | N/A |  | 1/6/2000 | N/A | N/A |  |  |  | 1/1/2007 |  |  | N | No
C03 | Morgantown/Oak Grove 230kV |  | MD | Charles | Withdrawn | PEPCO | 550 | 550 | 550 |  | Capacity | Generation Interconnection | Natural Gas |  |  | N/A | https://www.pjm.com/pjmfiles/pub/planning/project-queues/feas_docs/c03_fea.pdf | Document Posted | https://www.pjm.com/pjmfiles/pub/planning/project-queues/impact_studies/c03_imp.pdf | Document Posted | https://www.pjm.com/pjmfiles/pub/planning/project-queues/facilities/c03_fac.pdf | Document Posted |  | Withdrawn | N/A |  |  | N/A | N/A |  | 1/11/2000 | N/A | N/A |  | 9/16/2002 |  | 12/1/2003 |  |  | N | No
C04 | Burches Hill 230kV |  | MD | Charles | Withdrawn | PEPCO | 550 | 550 | 550 |  | Capacity | Generation Interconnection | Natural Gas |  |  | N/A | https://www.pjm.com/pjmfiles/pub/planning/project-queues/feas_docs/c04_fea.pdf | Document Posted | https://www.pjm.com/pjmfiles/pub/planning/project-queues/impact_studies/c04_imp.pdf | Document Posted |  | Withdrawn | N/A |  | N/A |  |  | N/A | N/A |  | 1/11/2000 | N/A | N/A |  | 1/25/2002 |  |  |  |  | N | No
C05 | Somerset 34.5kV |  | NJ | Somerset | Withdrawn | JCPL | 3.75 | 3.75 | 3.75 |  | Capacity | Generation Interconnection | Methane |  |  | N/A | https://www.pjm.com/pjmfiles/pub/planning/project-queues/feas_docs/c05_fea.pdf | Document Posted | https://www.pjm.com/pjmfiles/pub/planning/project-queues/impact_studies/c05_imp.pdf | Document Posted |  |  | N/A |  | N/A |  |  | N/A | N/A |  | 1/24/2000 | N/A | N/A | [6 empty] | N | No
C06 | Susquehanna 230kV** |  | PA | Luzerne | Withdrawn | PPL | 500 | 500 | 500 |  | Capacity | Generation Interconnection | Natural Gas |  |  | N/A | https://www.pjm.com/pjmfiles/pub/planning/project-queues/feas_docs/c06_fea.pdf | Document Posted | https://www.pjm.com/pjmfiles/pub/planning/project-queues/impact_studies/c06_imp.pdf | Document Posted |  | Withdrawn | N/A |  | N/A |  |  | N/A | N/A |  | 1/26/2000 | N/A | N/A |  | 7/6/2001 |  |  |  |  | N | No
C07 | Salem 500kV | Salem 1 & 2 | NJ | Salem | In Service | PSEG | 1119 | 26 | 26 | 9 | Capacity | Generation Interconnection | Nuclear |  |  | N/A | https://www.pjm.com/pjmfiles/pub/planning/project-queues/feas_docs/c07_fea.pdf | Document Posted | https://www.pjm.com/pjmfiles/pub/planning/project-queues/impact_studies/c07_imp.pdf | Document Posted | https://www.pjm.com/pjmfiles/pub/planning/project-queues/facilities/c07_fac.pdf | Document Posted | https://www.pjm.com/pjmfiles/pub/planning/project-queues/isa/c07_isa.pdf | Document Posted | N/A |  | Not Required | N/A | N/A |  | 1/31/2000 | N/A | N/A |  |  |  | 7/19/2001 |  | 7/19/2001 | N | No
C08 | Hope Creek 500kV | Hope Creek 1 | NJ | Salem | In Service | PSEG | 1100 | 69 | 69 | 18 | Capacity | Generation Interconnection | Nuclear |  |  | N/A | https://www.pjm.com/pjmfiles/pub/planning/project-queues/feas_docs/c08_fea.pdf | Document Posted | https://www.pjm.com/pjmfiles/pub/planning/project-queues/impact_studies/c08_imp.pdf | Document Posted | https://www.pjm.com/pjmfiles/pub/planning/project-queues/facilities/c08_fac.pdf | Document Posted | https://www.pjm.com/pjmfiles/pub/planning/project-queues/isa/c08_isa.pdf | Document Posted | N/A |  | Not Required | N/A | N/A |  | 1/31/2000 | N/A | N/A |  |  |  | 8/1/2001 |  | 8/1/2001 | N | No
C09 | Fairlawn 26.4kV |  | NJ | Bergen | Withdrawn | PSEG | 37 | 37 | 37 |  | Capacity | Generation Interconnection | Natural Gas |  |  | N/A | https://www.pjm.com/pjmfiles/pub/planning/project-queues/feas_docs/c09_fea.pdf | Document Posted |  | Withdrawn |  |  | N/A |  | N/A |  |  | N/A | N/A |  | 2/4/2000 | N/A | N/A |  | 1/25/2001 |  |  |  |  | N | No
C10 | Erie East 230kV | Northeast Cogen | PA | Erie | Withdrawn | PENELEC | 100 | 100 | 100 |  | Capacity | Generation Interconnection | Natural Gas |  |  | N/A | https://www.pjm.com/pjmfiles/pub/planning/project-queues/feas_docs/c10_fea.pdf | Document Posted | https://www.pjm.com/pjmfiles/pub/planning/project-queues/impact_studies/c10_imp.pdf | Document Posted | https://www.pjm.com/pjmfiles/pub/planning/project-queues/facilities/c10_fac.pdf | Document Posted | https://www.pjm.com/pjmfiles/pub/planning/project-queues/isa/c10_isa.pdf | Document Posted | N/A |  | Not Required | N/A | N/A |  | 2/8/2000 | N/A | N/A |  | 6/23/2005 | Customer Milestone Not Met | 6/1/2006 |  |  | N | No
C11 | Mifflintown 69kV |  | PA | Juniata | Withdrawn | PPL | 9.9 | 9.9 | 9.9 |  | Capacity | Generation Interconnection | Natural Gas |  |  | N/A | https://www.pjm.com/pjmfiles/pub/planning/project-queues/feas_docs/c11_fea.pdf | Document Posted | https://www.pjm.com/pjmfiles/pub/planning/project-queues/impact_studies/c11_imp.pdf | Document Posted |  | Withdrawn | N/A |  | N/A |  |  | N/A | N/A |  | 2/25/2000 | N/A | N/A |  | 7/6/2001 |  |  |  |  | N | No
C11_W11 | Hunker 138 kV |  | PA | Westmoreland | Withdrawn | APS | 88 | 88 | 88 |  | Capacity | Generation Interconnection | Natural Gas |  |  | N/A |  | Withdrawn |  |  |  |  | N/A |  | N/A |  |  | N/A | N/A |  | 2/25/2000 | N/A | N/A | [6 empty] | N | No
C12 | Conastone - Peach Bottom 500kV |  | MD | Harford | Withdrawn | PECO | 550 | 550 | 550 |  | Capacity | Generation Interconnection | Natural Gas |  |  | N/A | https://www.pjm.com/pjmfiles/pub/planning/project-queues/feas_docs/c12_fea.pdf | Document Posted | https://www.pjm.com/pjmfiles/pub/planning/project-queues/impact_studies/c12_imp.pdf | Document Posted | https://www.pjm.com/pjmfiles/pub/planning/project-queues/facilities/c12_fac.pdf | Document Posted |  | Withdrawn | N/A |  |  | N/A | N/A |  | 3/15/2000 | N/A | N/A |  | 6/22/2004 |  | 12/1/2004 |  |  | N | No
C13 | Conastone - Peach Bottom 500kV |  | MD | Harford | Withdrawn | PECO | 550 | 550 | 550 |  | Capacity | Generation Interconnection | Natural Gas |  |  | N/A | https://www.pjm.com/pjmfiles/pub/planning/project-queues/feas_docs/c12_fea.pdf | Document Posted | https://www.pjm.com/pjmfiles/pub/planning/project-queues/impact_studies/c13_imp.pdf | Document Posted | https://www.pjm.com/pjmfiles/pub/planning/project-queues/facilities/c13_fac.pdf | Document Posted |  | Withdrawn | N/A |  |  | N/A | N/A |  | 3/15/2000 | N/A | N/A |  | 6/22/2004 |  | 12/1/2004 |  |  | N | No
C14 | Keystone - Conemaugh 550 |  | PA | Indiana | Withdrawn | PENELEC | 550 | 550 | 550 |  | Capacity | Generation Interconnection | Natural Gas |  |  | N/A | https://www.pjm.com/pjmfiles/pub/planning/project-queues/feas_docs/c14_fea.pdf | Document Posted | https://www.pjm.com/pjmfiles/pub/planning/project-queues/impact_studies/c14_imp.pdf | Document Posted |  | Withdrawn | N/A |  | N/A |  |  | N/A | N/A |  | 3/27/2000 | N/A | N/A |  | 3/1/2002 |  |  |  |  | N | No
C15 | Friedensburg 69kV |  | PA | Berks | Withdrawn | ME | 5 | 5 | 5 |  | Capacity | Generation Interconnection | Natural Gas |  |  | N/A | https://www.pjm.com/pjmfiles/pub/planning/project-queues/feas_docs/c15_fea.pdf | Document Posted |  | Withdrawn |  | Withdrawn |  | Withdrawn | N/A |  |  | N/A | N/A |  | 3/28/2000 | N/A | N/A |  |  |  | 12/1/2002 |  |  | N | No
C16 | Westover South 34.5kV |  | PA | Clearfield | Withdrawn | PENELEC | 13.5 | 13.15 | 13.5 |  | Capacity | Generation Interconnection | Natural Gas |  |  | N/A | https://www.pjm.com/pjmfiles/pub/planning/project-queues/feas_docs/c16_fea.pdf | Document Posted |  | Withdrawn |  |  | N/A |  | N/A |  |  | N/A | N/A |  | 3/28/2000 | N/A | N/A | [6 empty] | N | No
C17 | Somerset 23kV |  | PA | Somerset | Withdrawn | PENELEC | 4.5 | 4.5 | 4.5 |  | Capacity | Generation Interconnection | Natural Gas |  |  | N/A | https://www.pjm.com/pjmfiles/pub/planning/project-queues/feas_docs/c17_fea.pdf | Document Posted |  | Withdrawn |  |  | N/A |  | N/A |  |  | N/A | N/A |  | 3/28/2000 | N/A | N/A | [6 empty] | N | No
D01 | Engleside 69kV | Sight and Sound Theater | PA | Lancaster | In Service | PPL | 1.6 | 1.6 | 1.6 | 1.6 | Capacity | Generation Interconnection | Natural Gas |  |  | N/A | https://www.pjm.com/pjmfiles/pub/planning/project-queues/feas_docs/d01_fea.pdf | Document Posted | https://www.pjm.com/pjmfiles/pub/planning/project-queues/impact_studies/d01_imp.pdf | Document Posted |  | Not Required | https://www.pjm.com/pjmfiles/pub/planning/project-queues/isa/d01_isa.pdf | Document Posted | N/A |  | Not Required | N/A | N/A |  | 4/6/2000 | N/A | N/A |  |  |  | 5/31/2000 |  | 5/31/2000 | N | No
D02 | Edgemoor | Hay Road 1-4 | DE | New Castle | In Service | DPL | 521 | 10 | 10 | 10 | Capacity | Generation Interconnection | Natural Gas |  |  | N/A | https://www.pjm.com/pjmfiles/pub/planning/project-queues/feas_docs/d02_fea.pdf | Document Posted | https://www.pjm.com/pjmfiles/pub/planning/project-queues/impact_studies/d02_imp.pdf | Document Posted |  | Not Required | https://www.pjm.com/pjmfiles/pub/planning/project-queues/isa/d02_isa.pdf | Document Posted | N/A |  | Not Required | N/A | N/A |  | 4/7/2000 | N/A | N/A |  |  |  | 4/12/2000 |  | 4/12/2000 | N | No
D03 | Harwood 69kV | Haxelton Units 2-4 | PA | Luzerne | In Service | PPL | 99 | 99 | 99 | 60.8 | Capacity | Generation Interconnection | Natural Gas |  |  | N/A | https://www.pjm.com/pjmfiles/pub/planning/project-queues/feas_docs/d03_fea.pdf | Document Posted | https://www.pjm.com/pjmfiles/pub/planning/project-queues/impact_studies/d03_imp.pdf | Document Posted | https://www.pjm.com/pjmfiles/pub/planning/project-queues/facilities/d03_fac.pdf | Document Posted | https://www.pjm.com/pjmfiles/pub/planning/project-queues/isa/d03_isa.pdf | Document Posted | N/A |  | Not Required | N/A | N/A |  | 4/17/2000 | N/A | N/A |  |  |  | 6/1/2002 |  | 6/1/2002 | N | No
D03_W15 | Horse Shoe Run 69 kV |  | WV | Preston | Withdrawn | APS | 10.6 | 12 | 12 |  | Capacity | Generation Interconnection | Natural Gas |  |  | N/A | https://www.pjm.com/pjmfiles/pub/planning/project-queues/feas_docs/d03_w15_fea.pdf | Document Posted | https://www.pjm.com/pjmfiles/pub/planning/project-queues/impact_studies/d03_w15_imp.pdf | Document Posted |  | Withdrawn | N/A |  | N/A |  |  | N/A | N/A |  | 4/24/2000 | N/A | N/A |  |  |  | 6/1/2003 |  |  | N | No
D04 | Peckville 69kV | Archbald | PA | Wayne | In Service | PPL | 20 | 1 | 1 | 1 | Capacity | Generation Interconnection | Natural Gas |  |  | N/A | https://www.pjm.com/pjmfiles/pub/planning/project-queues/feas_docs/d04_fea.pdf | Document Posted | https://www.pjm.com/pjmfiles/pub/planning/project-queues/impact_studies/d04_imp.pdf | Document Posted |  | Not Required | https://www.pjm.com/pjmfiles/pub/planning/project-queues/isa/d04_isa.pdf | Document Posted | N/A |  | Not Required | N/A | N/A |  | 5/26/2000 | N/A | N/A |  |  |  | 6/9/2000 |  | 6/9/2000 | N | No
D05 | East Carbondale 69kV | Waymart WF | PA | Wayne | In Service | PPL | 70 | 70 |  | 70 | Energy | Generation Interconnection | Wind |  |  | N/A | https://www.pjm.com/pjmfiles/pub/planning/project-queues/feas_docs/d05_fea.pdf | Document Posted | https://www.pjm.com/pjmfiles/pub/planning/project-queues/impact_studies/d05_imp.pdf | Document Posted | https://www.pjm.com/pjmfiles/pub/planning/project-queues/facilities/d05_fac.pdf | Document Posted | https://www.pjm.com/pjmfiles/pub/planning/project-queues/isa/d05_isa.pdf | Document Posted | N/A | https://www.pjm.com/pjmfiles/pub/planning/project-queues/csa/d05_csa.pdf | Document Posted | N/A | N/A |  | 6/15/2000 | N/A | N/A |  |  |  | 12/1/2003 | 12/1/2003 | 12/1/2003 | N | No
D05_W17 | Friendsville 500 kV |  | MD | Garrett | Withdrawn | APS | 432 | 432 | 432 |  | Capacity | Generation Interconnection | Natural Gas |  |  | N/A | https://www.pjm.com/pjmfiles/pub/planning/project-queues/feas_docs/d05_w17_fea.pdf | Document Posted | https://www.pjm.com/pjmfiles/pub/planning/project-queues/impact_studies/d05_w17_imp.pdf | Document Posted |  |  | N/A |  | N/A |  |  | N/A | N/A |  | 6/15/2000 | N/A | N/A |  | 9/20/2002 |  | 6/1/2004 |  |  | N | No
D06 | Eclipse 115kV | Scrubgrass NUG | PA | Unknown | In Service | PENELEC | 85 | 5 | 5 | 5 | Capacity | Generation Interconnection | Natural Gas |  |  | N/A | https://www.pjm.com/pjmfiles/pub/planning/project-queues/feas_docs/d06_fea.pdf | Document Posted | https://www.pjm.com/pjmfiles/pub/planning/project-queues/impact_studies/d06_imp.pdf | Document Posted |  | Not Required | https://www.pjm.com/pjmfiles/pub/planning/project-queues/isa/d06_isa.pdf | Document Posted | N/A |  | Not Required | N/A | N/A |  | 6/19/2000 | N/A | N/A |  |  |  | 7/15/2000 |  | 7/15/2000 | N | No
D07 | Blueball 69kV | Sunoil Gen Unit | PA | Delaware | Deactivated | PECO | 53 | 8 | 8 | 8 | Capacity | Generation Interconnection | Natural Gas |  |  | N/A | https://www.pjm.com/pjmfiles/pub/planning/project-queues/feas_docs/d07_fea.pdf | Document Posted | https://www.pjm.com/pjmfiles/pub/planning/project-queues/impact_studies/d07_imp.pdf | Document Posted |  | Not Required | https://www.pjm.com/pjmfiles/pub/planning/project-queues/isa/d07_isa.pdf | Document Posted | N/A |  | Not Required | N/A | N/A |  | 6/23/2000 | N/A | N/A |  |  |  | 7/25/2000 |  | 7/25/2000 | N | No
D08 | Kearny 230kV | Kearny #12 | NJ | Hudson | In Service | PSEG | 168 | 168 | 168 | 168 | Capacity | Generation Interconnection | Natural Gas |  |  | N/A | https://www.pjm.com/pjmfiles/pub/planning/project-queues/feas_docs/d08_fea.pdf | Document Posted | https://www.pjm.com/pjmfiles/pub/planning/project-queues/impact_studies/d08_imp.pdf | Document Posted | https://www.pjm.com/pjmfiles/pub/planning/project-queues/facilities/d08_fac2.pdf | Interim Study | https://www.pjm.com/pjmfiles/pub/planning/project-queues/isa/d08_isa.pdf | Document Posted | N/A |  | Not Required | N/A | N/A |  | 7/3/2000 | N/A | N/A |  |  |  | 8/4/2001 |  | 8/4/2001 | N | No
D08_W18 | Terra Alta 138 kV |  | WV | Preston | Withdrawn | APS | 88 | 88 | 88 |  | Capacity | Generation Interconnection | Natural Gas |  |  | N/A |  | Withdrawn |  |  |  |  | N/A |  | N/A |  |  | N/A | N/A |  | 7/3/2000 | N/A | N/A | [6 empty] | N | No
D08_W19 | Bald Eagle 46 kV |  | PA | Centre | Withdrawn | APS | 88 | 88 | 88 |  | Capacity | Generation Interconnection | Natural Gas |  |  | N/A |  | Withdrawn |  |  |  |  | N/A |  | N/A |  |  | N/A | N/A |  | 7/3/2000 | N/A | N/A | [6 empty] | N | No
D09 | 9th St (sub 117) 13kV | Central Heating & Refrigeriation Facility 1 & 2 | DC | N/A | In Service | PEPCO | 11 | 10 | 10 | 10 | Capacity | Generation Interconnection | Natural Gas |  |  | N/A | https://www.pjm.com/pjmfiles/pub/planning/project-queues/feas_docs/d09_fea.pdf | Document Posted | https://www.pjm.com/pjmfiles/pub/planning/project-queues/impact_studies/d09_imp.pdf | Document Posted |  | Not Required | https://www.pjm.com/pjmfiles/pub/planning/project-queues/isa/d09_isa.pdf | Document Posted | N/A |  | Not Required | N/A | N/A | 6/15/2003 | 7/24/2000 | N/A | N/A |  |  |  | 6/1/2004 |  | 6/1/2004 | N | No
D10 | NIH 13kV | NIH Unit 1 | MD | Montgomery | In Service | PEPCO | 25 | 25 |  | 25 | Energy | Generation Interconnection | Oil |  |  | N/A | https://www.pjm.com/pjmfiles/pub/planning/project-queues/feas_docs/d10_fea.pdf | Document Posted | https://www.pjm.com/pjmfiles/pub/planning/project-queues/impact_studies/d10_imp.pdf | Document Posted | https://www.pjm.com/pjmfiles/pub/planning/project-queues/facilities/d10_fac.pdf | Document Posted | https://www.pjm.com/pjmfiles/pub/planning/project-queues/isa/d10_isa.pdf | Document Posted | N/A |  | Not Required | N/A | N/A | 5/30/2003 | 7/26/2000 | N/A | N/A |  |  |  | 6/1/2004 |  | 6/1/2004 | N | No
D11 | Clayton 138kV | DEMEC/Smyrna 1 &2 | DE | Kent | In Service | DPL | 100 | 100 | 100 | 50 | Capacity | Generation Interconnection | Natural Gas |  |  | N/A | https://www.pjm.com/pjmfiles/pub/planning/project-queues/feas_docs/d11_fea.pdf | Document Posted | https://www.pjm.com/pjmfiles/pub/planning/project-queues/impact_studies/d11_imp.pdf | Document Posted |  | Not Required | https://www.pjm.com/pjmfiles/pub/planning/project-queues/isa/d11_isa.pdf | Document Posted | N/A |  | Not Required | N/A | N/A |  | 7/26/2000 | N/A | N/A |  |  |  | 5/1/2002 |  | 5/1/2002 | N | No
D13 | Deep Run 34.5kV |  | NJ | Middlesex | Withdrawn | JCPL | 12 | 9 | 9 |  | Capacity | Generation Interconnection | Natural Gas |  |  | N/A | https://www.pjm.com/pjmfiles/pub/planning/project-queues/feas_docs/d13_fea.pdf | Document Posted |  | Withdrawn |  |  | N/A |  | N/A |  |  | N/A | N/A |  | 7/27/2000 | N/A | N/A |  | 3/21/2002 |  |  |  |  | N | No
D14 | Red Lion 500kV |  | DE | New Castle | Withdrawn | DPL | 711 | 190 | 190 |  | Capacity | Generation Interconnection | Natural Gas |  |  | N/A | https://www.pjm.com/pjmfiles/pub/planning/project-queues/feas_docs/d14_fea.pdf | Document Posted |  | Withdrawn |  |  | N/A |  | N/A |  |  | N/A | N/A |  | 7/28/2000 | N/A | N/A |  | 3/1/2002 |  |  |  |  | N | No
D15 | Red Lion 500kV |  | DE | New Castle | Withdrawn | DPL | 550 | 550 | 550 |  | Capacity | Generation Interconnection | Natural Gas |  |  | N/A | https://www.pjm.com/pjmfiles/pub/planning/project-queues/feas_docs/d15_fea.pdf | Document Posted |  | Withdrawn |  |  | N/A |  | N/A |  |  | N/A | N/A |  | 7/28/2000 | N/A | N/A | [6 empty] | N | No
D16 | Hummelstown 230kV |  | PA | Dauphin | Withdrawn | PPL | 550 | 550 | 550 |  | Capacity | Generation Interconnection | Natural Gas |  |  | N/A | https://www.pjm.com/pjmfiles/pub/planning/project-queues/feas_docs/d16_fea.pdf | Document Posted |  | Withdrawn |  |  | N/A |  | N/A |  |  | N/A | N/A |  | 7/28/2000 | N/A | N/A |  | 1/15/2002 |  |  |  |  | N | No
D17 | Hummelstown 230kV |  | PA | Dauphin | Withdrawn | PPL | 550 | 550 | 550 |  | Capacity | Generation Interconnection | Natural Gas |  |  | N/A | https://www.pjm.com/pjmfiles/pub/planning/project-queues/feas_docs/d17_fea.pdf | Document Posted |  | Withdrawn |  |  | N/A |  | N/A |  |  | N/A | N/A |  | 7/28/2000 | N/A | N/A |  | 1/15/2002 |  |  |  |  | N | No
D18 | Hosensack 230kV | Conectiv Bethlem CT 6, ST2 | PA | Northampton | In Service | PPL | 350 | 350 | 350 | 304 | Capacity | Generation Interconnection | Natural Gas |  |  | N/A | https://www.pjm.com/pjmfiles/pub/planning/project-queues/feas_docs/d18_fea.pdf | Document Posted | https://www.pjm.com/pjmfiles/pub/planning/project-queues/impact_studies/d18_imp.pdf | Document Posted | https://www.pjm.com/pjmfiles/pub/planning/project-queues/facilities/d18_fac.pdf | Document Posted | https://www.pjm.com/pjmfiles/pub/planning/project-queues/isa/d18_isa.pdf | Document Posted | N/A | https://www.pjm.com/pjmfiles/pub/planning/project-queues/csa/d18_csa.pdf | Document Posted | N/A | N/A | 5/31/2003 | 7/28/2000 | N/A | N/A |  |  |  | 5/1/2004 |  | 5/1/2004 | N | No
D19 | Brunner-West Hempfield 230kV |  | PA | Lancaster | Withdrawn | PPL | 550 | 550 | 550 |  | Capacity | Generation Interconnection | Natural Gas |  |  | N/A | https://www.pjm.com/pjmfiles/pub/planning/project-queues/feas_docs/d19_fea.pdf | Document Posted | https://www.pjm.com/pjmfiles/pub/planning/project-queues/impact_studies/d19_imp.pdf | Document Posted |  | Withdrawn | N/A |  | N/A |  |  | N/A | N/A |  | 7/28/2000 | N/A | N/A |  | 4/28/2003 |  | 12/1/2004 |  |  | N | No
D20 | TMI-Peach Bottom 500kV |  | PA | Lancaster | Withdrawn | PPL | 550 | 550 | 550 |  | Capacity | Generation Interconnection | Natural Gas |  |  | N/A | https://www.pjm.com/pjmfiles/pub/planning/project-queues/feas_docs/d20_fea.pdf | Document Posted | https://www.pjm.com/pjmfiles/pub/planning/project-queues/impact_studies/d20_imp.pdf | Document Posted |  | Withdrawn |  | Withdrawn | N/A |  |  | N/A | N/A |  | 7/28/2000 | N/A | N/A |  | 4/28/2003 |  | 5/1/2005 |  |  | N | No
D21 | Hunterstown-Conemaugh 500kV |  | PA | Cambria | Withdrawn | PENELEC | 550 | 550 | 550 |  | Capacity | Generation Interconnection | Natural Gas |  |  | N/A | https://www.pjm.com/pjmfiles/pub/planning/project-queues/feas_docs/d21_fea.pdf | Document Posted | https://www.pjm.com/pjmfiles/pub/planning/project-queues/impact_studies/d21_imp.pdf | Document Posted |  | Withdrawn | N/A |  | N/A |  |  | N/A | N/A |  | 7/28/2000 | N/A | N/A |  | 4/28/2003 |  | 12/1/2005 |  |  | N | No
D22 | Hunterstown-Conemaugh 500kV |  | PA | Cambria | Withdrawn | PENELEC | 550 | 550 | 550 |  | Capacity | Generation Interconnection | Natural Gas |  |  | N/A | https://www.pjm.com/pjmfiles/pub/planning/project-queues/feas_docs/d22_fea.pdf | Document Posted | https://www.pjm.com/pjmfiles/pub/planning/project-queues/impact_studies/d22_imp.pdf | Document Posted |  | Withdrawn | N/A |  | N/A |  |  | N/A | N/A |  | 7/28/2000 | N/A | N/A |  | 4/28/2003 |  | 12/1/2005 |  |  | N | No
D23 | Keystone 500kV |  | PA | Indiana | Withdrawn | PENELEC | 500 | 500 | 500 |  | Capacity | Generation Interconnection | Natural Gas |  |  | N/A | https://www.pjm.com/pjmfiles/pub/planning/project-queues/feas_docs/d23_fea.pdf | Document Posted |  | Withdrawn |  |  | N/A |  | N/A |  |  | N/A | N/A |  | 7/31/2000 | N/A | N/A |  | 3/27/2002 |  |  |  |  | N | No
D24 | Mansfield 115kV |  | PA | Tioga | Withdrawn | PENELEC | 500 | 500 | 500 |  | Capacity | Generation Interconnection | Natural Gas |  |  | N/A | https://www.pjm.com/pjmfiles/pub/planning/project-queues/feas_docs/d24_fea.pdf | Document Posted |  | Withdrawn |  |  | N/A |  | N/A |  |  | N/A | N/A |  | 7/31/2000 | N/A | N/A |  | 3/27/2002 |  |  |  |  | N | No
D25 | Hay Road 69kV & 138kV |  | DE | New Castle | Withdrawn | DPL | 39 | 39 | 39 |  | Capacity | Generation Interconnection | Natural Gas |  |  | N/A | https://www.pjm.com/pjmfiles/pub/planning/project-queues/feas_docs/d25_fea.pdf | Document Posted | https://www.pjm.com/pjmfiles/pub/planning/project-queues/impact_studies/d25_imp2.pdf | Interim Study |  | Not Required | https://www.pjm.com/pjmfiles/pub/planning/project-queues/isa/d25_isa.pdf | Document Posted | N/A |  |  | N/A | N/A |  | 7/31/2000 | N/A | N/A |  | 9/17/2003 |  |  |  |  | N | No
D26 | Mercer 230kV |  | NJ | Mercer | Withdrawn | PSEG | 550 | 550 | 550 |  | Capacity | Generation Interconnection | Natural Gas |  |  | N/A | https://www.pjm.com/pjmfiles/pub/planning/project-queues/feas_docs/d26_fea.pdf | Document Posted |  | Withdrawn |  |  | N/A |  | N/A |  |  | N/A | N/A |  | 7/31/2000 | N/A | N/A | [6 empty] | N | No
D27 | Salem - East Windsor 500kV |  | NJ | Burlington | Withdrawn | PSEG | 550 | 550 | 550 |  | Capacity | Generation Interconnection | Natural Gas |  |  | N/A | https://www.pjm.com/pjmfiles/pub/planning/project-queues/feas_docs/d27_fea.pdf | Document Posted | https://www.pjm.com/pjmfiles/pub/planning/project-queues/impact_studies/d27_imp.pdf | Document Posted |  | Withdrawn | N/A |  | N/A |  |  | N/A | N/A |  | 7/31/2000 | N/A | N/A |  | 12/3/2002 |  | 12/1/2004 |  |  | N | No
D28 | Passyunk 230kV |  | PA | Philadelphia | Withdrawn | PECO | 550 | 550 | 550 |  | Capacity | Generation Interconnection | Natural Gas |  |  | N/A | https://www.pjm.com/pjmfiles/pub/planning/project-queues/feas_docs/d28_fea.pdf | Document Posted | https://www.pjm.com/pjmfiles/pub/planning/project-queues/impact_studies/d28_imp.pdf | Document Posted |  | Not Required |  | Withdrawn | N/A |  |  | N/A | N/A |  | 7/30/2000 | N/A | N/A |  | 11/12/2002 |  |  |  |  | N | No
D29 | Derwood 13kV |  | MD | Montgomery | In Service | PEPCO | 3 | 3 | 3 | 2.2 | Capacity | Generation Interconnection | Natural Gas |  |  | N/A | https://www.pjm.com/pjmfiles/pub/planning/project-queues/feas_docs/d29_fea.pdf | Document Posted | https://www.pjm.com/pjmfiles/pub/planning/project-queues/impact_studies/d29_imp.pdf | Document Posted |  | Not Required | https://www.pjm.com/pjmfiles/pub/planning/project-queues/isa/d29_isa.pdf | Document Posted | N/A |  | Not Required | N/A | N/A |  | 7/31/2000 | N/A | N/A |  |  |  | 6/29/2001 |  | 6/29/2001 | N | No
E01 | Kearny 230kV |  | NJ | Hudson | Withdrawn | PSEG | 750 | 750 | 750 |  | Capacity | Generation Interconnection | Natural Gas |  |  | N/A | https://www.pjm.com/pjmfiles/pub/planning/project-queues/feas_docs/e01_fea.pdf | Document Posted |  | Withdrawn |  |  | N/A |  | N/A |  |  | N/A | N/A |  | 8/15/2000 | N/A | N/A |  | 11/1/2001 |  |  |  |  | N | No
E02 | N. Lebanon 69kV |  | PA | Lebanon | In Service | ME | 1.2 | 1.2 | 1.2 | 1.2 | Capacity | Generation Interconnection | Methane |  |  | N/A | https://www.pjm.com/pjmfiles/pub/planning/project-queues/feas_docs/e02_fea.pdf | Document Posted | https://www.pjm.com/pjmfiles/pub/planning/project-queues/impact_studies/e02_imp2.pdf | Interim Study |  | Not Required | https://www.pjm.com/pjmfiles/pub/planning/project-queues/isa/e02_isa.pdf | Document Posted | N/A |  | Not Required | N/A | N/A |  | 8/15/2000 | N/A | N/A |  |  |  | 11/17/2000 |  | 11/17/2000 | N | No
E03 | Somerville 13.8kV |  | NJ | Middlesex | Withdrawn | PSEG | 5 | 5 | 5 |  | Capacity | Generation Interconnection | Methane |  |  | N/A | https://www.pjm.com/pjmfiles/pub/planning/project-queues/feas_docs/e03_fea.pdf | Document Posted | https://www.pjm.com/pjmfiles/pub/planning/project-queues/impact_studies/e03_imp2.pdf | Interim Study |  |  | N/A |  | N/A |  |  | N/A | N/A |  | 8/17/2000 | N/A | N/A |  | 10/25/2002 |  | 1/31/2001 |  |  | N | No
E04 | Atlantic 230kV |  | NJ | Monmouth | Withdrawn | JCPL | 598 | 24 | 24 |  | Capacity | Generation Interconnection | Natural Gas |  |  | N/A | https://www.pjm.com/pjmfiles/pub/planning/project-queues/feas_docs/e04_fea.pdf | Document Posted |  | Withdrawn |  |  | N/A |  | N/A |  |  | N/A | N/A |  | 9/6/2000 | N/A | N/A | [6 empty] | N | No
E04_W20 | Guilford 138 kV |  | PA | Franklin | In Service | APS | 88 | 88 | 88 | 88 | Capacity | Generation Interconnection | Natural Gas |  |  | N/A | https://www.pjm.com/pjmfiles/pub/planning/project-queues/feas_docs/e04_w20_fea.pdf | Document Posted |  | Not Required |  | Not Required |  | Not Required | N/A |  | Not Required | N/A | N/A |  | 9/6/2000 | N/A | N/A |  |  |  | 12/1/2002 |  | 12/1/2002 | N | No
E05 | Bethlehem Steel 33kV | Sparrow Point | MD | Baltimore County | In Service | BGE | 152.5 | 2.5 | 2.5 | 2.3 | Capacity | Generation Interconnection | Natural Gas |  |  | N/A | https://www.pjm.com/pjmfiles/pub/planning/project-queues/feas_docs/e05_fea.pdf | Document Posted | https://www.pjm.com/pjmfiles/pub/planning/project-queues/impact_studies/e05_imp.pdf | Document Posted |  | Not Required | https://www.pjm.com/pjmfiles/pub/planning/project-queues/isa/e05_isa.pdf | Document Posted | N/A |  | Not Required | N/A | N/A |  | 9/14/2000 | N/A | N/A |  |  |  | 1/1/2001 |  | 1/1/2001 | N | No
E05_W25 | Doubs 500 kV or 230 kV |  | MD | Frederick | Withdrawn | APS | 620 | 620 | 620 |  | Capacity | Generation Interconnection | Natural Gas |  |  | N/A | https://www.pjm.com/pjmfiles/pub/planning/project-queues/feas_docs/e05_w25_fea.pdf | Document Posted | https://www.pjm.com/pjmfiles/pub/planning/project-queues/impact_studies/e05_w25_imp.pdf | Document Posted |  | Withdrawn | N/A |  | N/A |  |  | N/A | N/A |  | 10/4/2000 | N/A | N/A |  | 11/26/2002 |  | 5/1/2004 |  |  | N | No
E06 | Bear Creek 69kV (Wind) | Bear Creek | PA | Luzerne | Withdrawn | PPL | 15.6 | 15.6 |  |  | Energy | Generation Interconnection | Wind |  |  | N/A | https://www.pjm.com/pjmfiles/pub/planning/project-queues/feas_docs/e06_fea.pdf | Document Posted | https://www.pjm.com/pjmfiles/pub/planning/project-queues/impact_studies/e06_imp.pdf | Document Posted | https://www.pjm.com/pjmfiles/pub/planning/project-queues/facilities/e06_fac.pdf | Document Posted | https://www.pjm.com/pjmfiles/pub/planning/project-queues/isa/e06_isa.pdf | Document Posted | N/A |  |  | N/A | N/A |  | 10/5/2000 | N/A | N/A |  | 10/25/2002 |  | 12/1/2002 |  |  | N | No
E07 | Montour 230kV | Montour #2 | PA | Montour | In Service | PPL | 766 | 7 | 7 | 7 | Capacity | Generation Interconnection | Coal |  |  | N/A | https://www.pjm.com/pjmfiles/pub/planning/project-queues/feas_docs/e07_fea.pdf | Document Posted | https://www.pjm.com/pjmfiles/pub/planning/project-queues/impact_studies/e07_imp.pdf | Document Posted |  | Not Required | https://www.pjm.com/pjmfiles/pub/planning/project-queues/isa/e07_isa.pdf | Document Posted | N/A |  | Not Required | N/A | N/A |  | 10/6/2000 | N/A | N/A |  |  |  | 1/1/1999 |  | 5/6/2002 | N | No
E08 | Hunlock Creek |  | PA | Luzerne | Withdrawn | UGI | 500 | 500 | 500 |  | Capacity | Generation Interconnection | Natural Gas |  |  | N/A | https://www.pjm.com/pjmfiles/pub/planning/project-queues/feas_docs/e08_fea.pdf | Document Posted |  | Withdrawn |  |  | N/A |  | N/A |  |  | N/A | N/A |  | 10/17/2000 | N/A | N/A | [6 empty] | N | No
E09 | Kiamensi 34kV |  | DE | New Castle | Withdrawn | DPL | 8.4 | 8.4 | 8.4 |  | Capacity | Generation Interconnection | Natural Gas |  |  | N/A | https://www.pjm.com/pjmfiles/pub/planning/project-queues/feas_docs/e09_fea.pdf | Document Posted | https://www.pjm.com/pjmfiles/pub/planning/project-queues/impact_studies/e09_imp.pdf | Document Posted |  | Not Required |  | Withdrawn | N/A |  |  | N/A | N/A |  | 10/19/2000 | N/A | N/A | [6 empty] | N | No
E10 | Sewaren 230kV |  | NJ | Middlesex | Withdrawn | PSEG | 500 | 162 | 162 |  | Capacity | Generation Interconnection | Natural Gas |  |  | N/A | https://www.pjm.com/pjmfiles/pub/planning/project-queues/feas_docs/e10_fea.pdf | Document Posted |  | Withdrawn |  |  | N/A |  | N/A |  |  | N/A | N/A |  | 10/23/2000 | N/A | N/A | [6 empty] | N | No
E11 | Wright 69kV |  | PA | Luzerne | Withdrawn | PPL | 16.9 | 16.9 | 16.9 |  | Capacity | Generation Interconnection | Natural Gas |  |  | N/A | https://www.pjm.com/pjmfiles/pub/planning/project-queues/feas_docs/e11_fea.pdf | Document Posted |  | Withdrawn |  |  | N/A |  | N/A |  |  | N/A | N/A |  | 10/23/2000 | N/A | N/A | [6 empty] | N | No
E12 | Larrabee 230kV |  | NJ | Monmouth | Withdrawn | JCPL | 661 | 661 | 661 |  | Capacity | Generation Interconnection | Natural Gas |  |  | N/A | https://www.pjm.com/pjmfiles/pub/planning/project-queues/feas_docs/e12_fea.pdf | Document Posted |  | Withdrawn |  |  | N/A |  | N/A |  |  | N/A | N/A |  | 10/25/2000 | N/A | N/A | [6 empty] | N | No
E13 | Somerset 22.86kV | Somerset WF | PA | Somerset | In Service | PENELEC | 10 | 10 |  | 10 | Energy | Generation Interconnection | Wind |  |  | N/A | https://www.pjm.com/pjmfiles/pub/planning/project-queues/feas_docs/e13_fea.pdf | Document Posted | https://www.pjm.com/pjmfiles/pub/planning/project-queues/impact_studies/e13_imp.pdf | Document Posted | https://www.pjm.com/pjmfiles/pub/planning/project-queues/facilities/e13_fac.pdf | Document Posted | https://www.pjm.com/pjmfiles/pub/planning/project-queues/isa/e13_isa.pdf | Document Posted | N/A |  | Not Required | N/A | N/A |  | 11/3/2000 | N/A | N/A |  |  |  | 1/1/1999 |  | 8/13/2004 | N | No
E14 | Elm St. 115 kV |  | PA | Erie | Withdrawn | PENELEC | 70 | 70 | 70 |  | Capacity | Generation Interconnection | Natural Gas |  |  | N/A | https://www.pjm.com/pjmfiles/pub/planning/project-queues/feas_docs/e14_fea.pdf | Document Posted |  | Withdrawn |  |  | N/A |  | N/A |  |  | N/A | N/A |  | 11/7/2000 | N/A | N/A | [6 empty] | N | No
E15 | Wright 69kV |  | PA | Luzerne | Withdrawn | PPL | 16.9 | 16.9 | 16.9 |  | Capacity | Generation Interconnection | Natural Gas |  |  | N/A | https://www.pjm.com/pjmfiles/pub/planning/project-queues/feas_docs/e15_fea.pdf | Document Posted |  | Withdrawn |  |  | N/A |  | N/A |  |  | N/A | N/A |  | 11/7/2000 | N/A | N/A | [6 empty] | N | No
E16 | Sayreville 230kV |  | NJ | Middlesex | Withdrawn | JCPL | 776 | 70 | 70 |  | Capacity | Generation Interconnection | Natural Gas |  |  | N/A | https://www.pjm.com/pjmfiles/pub/planning/project-queues/feas_docs/e16_fea.pdf | Document Posted |  | Withdrawn |  |  | N/A |  | N/A |  |  | N/A | N/A |  | 11/8/2000 | N/A | N/A | [6 empty] | N | No
E17 | Limerick |  | PA | Montgomery | Withdrawn | PECO | 75 | 75 | 75 |  | Capacity | Generation Interconnection | Natural Gas |  |  | N/A | https://www.pjm.com/pjmfiles/pub/planning/project-queues/feas_docs/e17_fea.pdf | Document Posted |  | Withdrawn |  |  |  | Withdrawn | N/A |  |  | N/A | N/A |  | 11/9/2000 | N/A | N/A |  | 6/25/2002 |  | 12/1/2003 |  |  | N | No
E17_W26 | Taylorstown 500 kV |  | PA | Unknown | Withdrawn | APS | 1595 | 1595 | 1595 |  | Capacity | Generation Interconnection | Natural Gas |  |  | N/A | https://www.pjm.com/pjmfiles/pub/planning/project-queues/feas_docs/e17_w26_fea.pdf | Document Posted | https://www.pjm.com/pjmfiles/pub/planning/project-queues/impact_studies/e17_w26_imp.pdf | Document Posted |  | Withdrawn | N/A |  | N/A |  |  | N/A | N/A |  | 11/14/2000 | N/A | N/A |  |  |  | 7/1/2005 |  |  | N | No
E17_W27 | Ronco | Ronco CT1, CT2, STG | PA | Fayette | In Service | APS | 661 | 620 | 620 | 620 | Capacity | Generation Interconnection | Natural Gas |  |  | N/A | https://www.pjm.com/pjmfiles/pub/planning/project-queues/feas_docs/e17_w27_fea.pdf | Document Posted | https://www.pjm.com/pjmfiles/pub/planning/project-queues/impact_studies/e17_w27_imp.pdf | Document Posted |  | Not Required | https://www.pjm.com/pjmfiles/pub/planning/project-queues/isa/e17_w27_isa.pdf | Document Posted | N/A |  | Not Required | N/A | N/A |  | 11/15/2000 | N/A | N/A |  |  |  | 6/1/2003 |  | 6/1/2003 | N | No
E17_W29 | Yukon 500 kV |  | PA | Westmoreland | Withdrawn | APS | 640 | 640 | 640 |  | Capacity | Generation Interconnection | Natural Gas |  |  | N/A | https://www.pjm.com/pjmfiles/pub/planning/project-queues/feas_docs/e17_w29_fea.pdf | Document Posted | https://www.pjm.com/pjmfiles/pub/planning/project-queues/impact_studies/e17_w29_imp.pdf | Document Posted | https://www.pjm.com/pjmfiles/pub/planning/project-queues/facilities/e17_w29_fac.pdf | Document Posted |  | Withdrawn | N/A |  | Withdrawn | N/A | N/A |  | 11/15/2000 | N/A | N/A |  | 6/2/2004 |  | 12/31/2005 |  |  | N | No
E18 | Essex / Foundry St 138kV |  | NJ | Essex | Withdrawn | PSEG | 275 | 275 | 275 |  | Capacity | Generation Interconnection | Natural Gas |  |  | N/A | https://www.pjm.com/pjmfiles/pub/planning/project-queues/feas_docs/e18_fea.pdf | Document Posted |  | Withdrawn |  |  | N/A |  | N/A |  |  | N/A | N/A |  | 11/28/2000 | N/A | N/A | [6 empty] | N | No
E19 | Delco Tap 230kV |  | PA | Delaware | Withdrawn | PECO | 330 | 330 | 330 |  | Capacity | Generation Interconnection | Natural Gas |  |  | N/A | https://www.pjm.com/pjmfiles/pub/planning/project-queues/feas_docs/e19_fea.pdf | Document Posted |  | Withdrawn |  |  | N/A |  | N/A |  |  | N/A | N/A |  | 11/28/2000 | N/A | N/A | [6 empty] | N | No
E20 | Croydon 230kV | Croydon #11,12,21,22,31,32,41,42 | PA | Bucks | In Service | PECO | 386.5 | 6.5 | 6.5 | 6.5 | Capacity | Generation Interconnection | Oil |  |  | N/A | https://www.pjm.com/pjmfiles/pub/planning/project-queues/feas_docs/e20_fea.pdf | Document Posted | https://www.pjm.com/pjmfiles/pub/planning/project-queues/impact_studies/e20_imp.pdf | Document Posted |  | Not Required | https://www.pjm.com/pjmfiles/pub/planning/project-queues/isa/e20_isa.pdf | Document Posted | N/A |  | Not Required | N/A | N/A |  | 11/28/2000 | N/A | N/A |  |  |  | 12/20/2002 |  | 12/20/2002 | N | No
E21 | Camden-Richmond 230kV |  | NJ | Camden | Withdrawn | PSEG | 727 | 727 | 727 |  | Capacity | Generation Interconnection | Natural Gas |  |  | N/A | https://www.pjm.com/pjmfiles/pub/planning/project-queues/feas_docs/e21_fea.pdf | Document Posted | https://www.pjm.com/pjmfiles/pub/planning/project-queues/impact_studies/e21_imp.pdf | Document Posted | https://www.pjm.com/pjmfiles/pub/planning/project-queues/facilities/e21_fac.pdf | Document Posted |  | Withdrawn | N/A |  |  | N/A | N/A |  | 11/28/2000 | N/A | N/A |  | 11/11/2004 | Customer Initiated Withdrawal | 12/1/2004 |  |  | N | No
E22 | Burches Hill 500kV |  | VA | Prince William | Withdrawn | PEPCO | 960 | 960 | 960 |  | Capacity | Generation Interconnection | Natural Gas |  |  | N/A | https://www.pjm.com/pjmfiles/pub/planning/project-queues/feas_docs/e22_fea.pdf | Document Posted |  | Withdrawn |  |  | N/A |  | N/A |  |  | N/A | N/A |  | 11/29/2000 | N/A | N/A |  | 8/8/2002 |  | 1/1/2005 |  |  | N | No
E23 | Lakehurst 34.5kV |  | NJ | Ocean | Withdrawn | JCPL | 50 | 50 | 50 |  | Capacity | Generation Interconnection | Natural Gas |  |  | N/A | https://www.pjm.com/pjmfiles/pub/planning/project-queues/feas_docs/e23_fea.pdf | Document Posted | https://www.pjm.com/pjmfiles/pub/planning/project-queues/impact_studies/e23_imp.pdf | Document Posted |  | Withdrawn | N/A |  | N/A |  |  | N/A | N/A |  | 11/30/2000 | N/A | N/A |  | 9/17/2002 |  | 12/1/2003 |  |  | N | No
E24 | Parlin 230kV |  | NJ | Middlesex | Withdrawn | JCPL | 100 | 100 | 100 |  | Capacity | Generation Interconnection | Natural Gas |  |  | N/A | https://www.pjm.com/pjmfiles/pub/planning/project-queues/feas_docs/e24_fea.pdf | Document Posted |  | Withdrawn |  |  | N/A |  | N/A |  |  | N/A | N/A |  | 11/30/2000 | N/A | N/A |  | 5/22/2002 |  |  |  |  | N | No
E27 | Hosensack 500kV |  | PA | Northampton | Withdrawn | PPL | 1100 | 350 | 350 |  | Capacity | Generation Interconnection | Natural Gas |  |  | N/A | https://www.pjm.com/pjmfiles/pub/planning/project-queues/feas_docs/e27_fea.pdf | Document Posted |  | Withdrawn |  |  | N/A |  | N/A |  |  | N/A | N/A |  | 11/30/2000 | N/A | N/A | [6 empty] | N | No
E28 | Motiva | Delaware City/Motiva Unit G6 | DE | New Castle | In Service | DPL | 75 | 60 | 60 | 60 | Capacity | Generation Interconnection | Natural Gas |  |  | N/A | https://www.pjm.com/pjmfiles/pub/planning/project-queues/feas_docs/e28_fea.pdf | Document Posted | https://www.pjm.com/pjmfiles/pub/planning/project-queues/impact_studies/e28_imp.pdf | Document Posted |  | Not Required | https://www.pjm.com/pjmfiles/pub/planning/project-queues/isa/e28_isa.pdf | Document Posted | N/A |  | Not Required | N/A | N/A |  | 11/30/2000 | N/A | N/A |  |  |  | 10/1/2003 |  | 10/1/2003 | N | No
F01 | TMI |  | PA | Dauphin | Withdrawn | ME | 650 | 551 | 551 |  | Capacity | Generation Interconnection | Natural Gas |  |  | N/A | https://www.pjm.com/pjmfiles/pub/planning/project-queues/feas_docs/f01_fea.pdf | Document Posted |  | Withdrawn |  |  | N/A |  | N/A |  |  | N/A | N/A |  | 12/4/2000 | N/A | N/A |  | 4/2/2002 |  | 12/1/2004 |  |  | N | No
F02 | Hudson |  | NJ | Hudson | Withdrawn | PSEG | 650 | 650 | 650 |  | Capacity | Generation Interconnection | Natural Gas |  |  | N/A | https://www.pjm.com/pjmfiles/pub/planning/project-queues/feas_docs/f02_fea.pdf | Document Posted |  | Withdrawn |  |  | N/A |  | N/A |  |  | N/A | N/A |  | 12/7/2000 | N/A | N/A |  | 12/1/2001 |  |  |  |  | N | No
F03 | Martins Creek 230kV | Martins Creek #3 | PA | Northampton | In Service | PPL | 850 | 30 | 30 | 30 | Capacity | Generation Interconnection | Coal |  |  | N/A | https://www.pjm.com/pjmfiles/pub/planning/project-queues/feas_docs/f03_fea.pdf | Document Posted | https://www.pjm.com/pjmfiles/pub/planning/project-queues/impact_studies/f03_imp.pdf | Document Posted |  | Not Required | https://www.pjm.com/pjmfiles/pub/planning/project-queues/isa/f03_isa.pdf | Document Posted | N/A |  | Not Required | N/A | N/A |  | 12/13/2000 | N/A | N/A |  |  |  | 4/1/2001 |  | 4/1/2001 | N | No
F04 | Somerset 115kV | Keystone | PA | Somerset | Withdrawn | PENELEC | 30 | 30 |  |  | Energy | Generation Interconnection | Wind |  |  | N/A | https://www.pjm.com/pjmfiles/pub/planning/project-queues/feas_docs/f04_fea.pdf | Document Posted | https://www.pjm.com/pjmfiles/pub/planning/project-queues/impact_studies/f04_imp.pdf | Document Posted | https://www.pjm.com/pjmfiles/pub/planning/project-queues/facilities/f04_fac.pdf | Document Posted |  | Withdrawn | N/A |  | Withdrawn | N/A | N/A | 11/1/2005 | 1/18/2001 | N/A | N/A |  | 4/14/2005 | Customer Milestone Not Met | 12/31/2005 |  |  | N | No
F05 | Keystone-Conemaugh 500kV |  | PA | Armstrong | Withdrawn | PENELEC | 646 | 646 | 646 |  | Capacity | Generation Interconnection | Natural Gas |  |  | N/A | https://www.pjm.com/pjmfiles/pub/planning/project-queues/feas_docs/f05_fea.pdf | Document Posted |  | Withdrawn |  |  | N/A |  | N/A |  |  | N/A | N/A |  | 1/25/2001 | N/A | N/A | [6 empty] | N | No
F05_W38 | White Oak 500 kV |  | PA | Unknown | Withdrawn | APS | 1200 | 1200 | 1200 |  | Capacity | Generation Interconnection | Natural Gas |  |  | N/A | https://www.pjm.com/pjmfiles/pub/planning/project-queues/feas_docs/f05_w38_fea.pdf | Document Posted |  |  |  |  | N/A |  | N/A |  |  | N/A | N/A |  | 1/29/2001 | N/A | N/A |  |  |  | 3/1/2004 |  |  | N | No
F06 | Birdsboro 13.2kV |  | PA | Berks | Withdrawn | ME | 6.5 | 6.5 | 6.5 |  | Capacity | Generation Interconnection | Natural Gas |  |  | N/A | https://www.pjm.com/pjmfiles/pub/planning/project-queues/feas_docs/f06_fea.pdf | Document Posted |  | Withdrawn |  |  | N/A |  | N/A |  |  | N/A | N/A |  | 1/31/2001 | N/A | N/A | [6 empty] | N | No
F07 | Dickerson 230kV | Dickerson | MD | Montgomery | In Service | PEPCO | 20 | 16 | 16 | 16 | Capacity | Generation Interconnection | Natural Gas |  |  | N/A | https://www.pjm.com/pjmfiles/pub/planning/project-queues/feas_docs/f07_fea.pdf | Document Posted | https://www.pjm.com/pjmfiles/pub/planning/project-queues/impact_studies/f07_imp.pdf | Document Posted |  | Not Required | https://www.pjm.com/pjmfiles/pub/planning/project-queues/isa/f07_isa.pdf | Document Posted | N/A |  | Not Required | N/A | N/A |  | 1/31/2001 | N/A | N/A |  |  |  | 3/17/2001 |  | 3/17/2001 | N | No
F08 | Chalk Point 230kV | Chalk Point | MD | Prince George's | In Service | PEPCO | 20 | 6 | 6 | 6 | Capacity | Generation Interconnection | Natural Gas |  |  | N/A | https://www.pjm.com/pjmfiles/pub/planning/project-queues/feas_docs/f08_fea.pdf | Document Posted | https://www.pjm.com/pjmfiles/pub/planning/project-queues/impact_studies/f08_imp.pdf | Document Posted |  | Not Required | https://www.pjm.com/pjmfiles/pub/planning/project-queues/isa/f08_isa.pdf | Document Posted | N/A |  | Not Required | N/A | N/A |  | 1/31/2001 | N/A | N/A |  |  |  | 3/17/2001 |  | 3/17/2001 | N | No
F09 | Central City West 23kV |  | PA | Somerset | Withdrawn | PENELEC | 9 | 9 | 9 |  | Capacity | Generation Interconnection | Natural Gas |  |  | N/A | https://www.pjm.com/pjmfiles/pub/planning/project-queues/feas_docs/f09_fea.pdf | Document Posted | https://www.pjm.com/pjmfiles/pub/planning/project-queues/impact_studies/f09_imp.pdf | Document Posted |  | Withdrawn | N/A |  | N/A |  |  | N/A | N/A |  | 1/31/2001 | N/A | N/A |  | 10/15/2002 |  | 12/1/2003 |  |  | N | No
G00_W39 | Doubs 500 kV or 230 kV |  | MD | Frederick | Withdrawn | APS | 668 | 668 | 668 |  | Capacity | Generation Interconnection | Natural Gas |  |  | N/A | https://www.pjm.com/pjmfiles/pub/planning/project-queues/feas_docs/g00_w39_fea.pdf | Document Posted |  | Withdrawn |  |  | N/A |  | N/A |  |  | N/A | N/A |  | 2/5/2001 | N/A | N/A |  | 10/25/2002 |  | 4/1/2004 |  |  | N | No
G00_W40 | Warren 138 kV |  | VA | Warren | Withdrawn | APS | 264 | 264 | 264 |  | Capacity | Generation Interconnection | Natural Gas |  |  | N/A | https://www.pjm.com/pjmfiles/pub/planning/project-queues/feas_docs/g00_w40_fea.pdf | Document Posted |  |  |  |  | N/A |  | N/A |  |  | N/A | N/A |  | 2/5/2001 | N/A | N/A |  | 11/4/2002 |  | 5/1/2005 |  |  | N | No
G02 | Dickerson 230kV |  | MD | Montgomery | Withdrawn | PEPCO | 234 | 234 | 234 |  | Capacity | Generation Interconnection | Natural Gas |  |  | N/A | https://www.pjm.com/pjmfiles/pub/planning/project-queues/feas_docs/g02_fea.pdf | Document Posted | https://www.pjm.com/pjmfiles/pub/planning/project-queues/impact_studies/g02_imp.pdf | Document Posted |  | Not Required | https://www.pjm.com/pjmfiles/pub/planning/project-queues/isa/g02_isa.pdf | Document Posted | N/A |  |  | N/A | N/A |  | 2/14/2001 | N/A | N/A |  | 10/23/2003 |  | 5/1/2006 |  |  | N | No
G02_W43 | Tallmansville 138 kV |  | WV | Upshur | Withdrawn | APS | 450 | 450 | 450 |  | Capacity | Generation Interconnection | Natural Gas |  |  | N/A | https://www.pjm.com/pjmfiles/pub/planning/project-queues/feas_docs/g02_w43_fea.pdf | Document Posted |  | Withdrawn |  |  | N/A |  | N/A |  |  | N/A | N/A |  | 2/16/2001 | N/A | N/A |  | 1/31/2003 |  | 7/1/2005 |  |  | N | No
G03 | Todd 69kV |  | MD | Dorchester | Withdrawn | DPL | 5 | 5 | 5 |  | Capacity | Generation Interconnection | Natural Gas |  |  | N/A | https://www.pjm.com/pjmfiles/pub/planning/project-queues/feas_docs/g03_fea.pdf | Document Posted | https://www.pjm.com/pjmfiles/pub/planning/project-queues/impact_studies/g03_imp.pdf | Document Posted |  | Not Required |  | Withdrawn | N/A |  |  | N/A | N/A |  | 2/22/2001 | N/A | N/A |  | 4/22/2002 |  | 12/1/2002 | 12/1/2002 |  | N | No
G04 | Brunner Island #2 | Brunner Island #2 | PA | York | Withdrawn | PPL | 749 | 14 | 14 |  | Capacity | Generation Interconnection | Coal |  |  | N/A | https://www.pjm.com/pjmfiles/pub/planning/project-queues/feas_docs/g04_fea.pdf | Document Posted | https://www.pjm.com/pjmfiles/pub/planning/project-queues/impact_studies/g04_imp.pdf | Document Posted |  | Not Required | N/A |  | N/A |  |  | N/A | N/A |  | 2/23/2001 | N/A | N/A |  |  |  | 1/1/2002 |  |  | N | No
G05 | Brunner Island #1 | Brunner Island #1 | PA | York | Withdrawn | PPL | 14 | 14 | 14 |  | Capacity | Generation Interconnection | Coal |  |  | N/A | https://www.pjm.com/pjmfiles/pub/planning/project-queues/feas_docs/g05_fea.pdf | Document Posted | https://www.pjm.com/pjmfiles/pub/planning/project-queues/impact_studies/g05_imp.pdf | Document Posted |  | Not Required | N/A |  | N/A |  |  | N/A | N/A |  | 2/23/2001 | N/A | N/A |  |  |  | 1/1/2002 |  |  | N | No
G06 | Martins Creek #4 | Martins Creek #4 | PA | Northampton | In Service | PPL | 850 | 30 | 30 | 30 | Capacity | Generation Interconnection | Coal |  |  | N/A | https://www.pjm.com/pjmfiles/pub/planning/project-queues/feas_docs/g06_fea.pdf | Document Posted | https://www.pjm.com/pjmfiles/pub/planning/project-queues/impact_studies/g06_imp.pdf | Document Posted |  | Not Required | https://www.pjm.com/pjmfiles/pub/planning/project-queues/isa/g06_isa.pdf | Document Posted | N/A |  | Not Required | N/A | N/A |  | 2/23/2001 | N/A | N/A |  |  |  | 3/1/2012 | 3/1/2012 | 3/1/2012 | N | No
G06_W44 | Fort Martin 500 kV |  | WV | Monongalia | Withdrawn | APS | 500 | 500 | 500 |  | Capacity | Generation Interconnection | Natural Gas |  |  | N/A | https://www.pjm.com/pjmfiles/pub/planning/project-queues/feas_docs/g06_w44_fea.pdf | Document Posted |  |  |  |  | N/A |  | N/A |  |  | N/A | N/A |  | 2/28/2001 | N/A | N/A |  |  |  | 6/1/2005 |  |  | N | No
G06_W45 | Harrison 500 kV |  | WV | Harrison | Withdrawn | APS | 500 | 500 | 500 |  | Capacity | Generation Interconnection | Natural Gas |  |  | N/A | https://www.pjm.com/pjmfiles/pub/planning/project-queues/feas_docs/g06_w45_fea.pdf | Document Posted |  |  |  |  | N/A |  | N/A |  |  | N/A | N/A |  | 2/28/2001 | N/A | N/A |  |  |  | 6/1/2005 |  |  | N | No
G06_W47 | Black Oak 500 kV |  | PA | Allegheny | Withdrawn | APS | 500 | 500 | 500 |  | Capacity | Generation Interconnection | Natural Gas |  |  | N/A | https://www.pjm.com/pjmfiles/pub/planning/project-queues/feas_docs/g06_w47_fea.pdf | Document Posted |  |  |  |  | N/A |  | N/A |  |  | N/A | N/A |  | 2/28/2001 | N/A | N/A |  |  |  | 6/1/2005 |  |  | N | No
G07 | Richmond |  | PA | Philadelphia | Withdrawn | PECO | 100 | 100 | 100 |  | Capacity | Generation Interconnection | Natural Gas |  |  | N/A | https://www.pjm.com/pjmfiles/pub/planning/project-queues/feas_docs/g07_fea.pdf | Document Posted | https://www.pjm.com/pjmfiles/pub/planning/project-queues/impact_studies/g07_imp.pdf | Document Posted |  |  | N/A |  | N/A |  |  | N/A | N/A |  | 3/7/2001 | N/A | N/A |  | 12/4/2001 |  |  |  |  | N | No
G08 | Kearny | Kearny #12 | NJ | Hudson | In Service | PSEG | 215 | 7 | 7 | 7 | Capacity | Generation Interconnection | Natural Gas |  |  | N/A | https://www.pjm.com/pjmfiles/pub/planning/project-queues/feas_docs/g08_fea.pdf | Document Posted | https://www.pjm.com/pjmfiles/pub/planning/project-queues/impact_studies/g08_imp.pdf | Document Posted | https://www.pjm.com/pjmfiles/pub/planning/project-queues/facilities/g08_fac2.pdf | Interim Study | https://www.pjm.com/pjmfiles/pub/planning/project-queues/isa/g08_isa.pdf | Document Posted | N/A |  | Not Required | N/A | N/A |  | 3/13/2001 | N/A | N/A |  |  |  | 6/30/2001 |  | 6/30/2001 | N | No
G09 | Homer City |  | PA | Indiana | Withdrawn | PENELEC | 547 | 547 | 547.5 |  | Capacity | Generation Interconnection | Natural Gas |  |  | N/A | https://www.pjm.com/pjmfiles/pub/planning/project-queues/feas_docs/g09_fea.pdf | Document Posted |  | Withdrawn |  |  | N/A |  | N/A |  |  | N/A | N/A |  | 3/13/2001 | N/A | N/A |  |  |  | 12/1/2004 |  |  | N | No
G10 | Bergen | Bergen #2 | NJ | Bergen | In Service | PSEG | 550 | 50 | 50 | 50 | Capacity | Generation Interconnection | Natural Gas |  |  | N/A | https://www.pjm.com/pjmfiles/pub/planning/project-queues/feas_docs/g10_fea.pdf | Document Posted | https://www.pjm.com/pjmfiles/pub/planning/project-queues/impact_studies/g10_imp.pdf | Document Posted |  | Not Required | https://www.pjm.com/pjmfiles/pub/planning/project-queues/isa/g10_isa.pdf | Document Posted | N/A |  | Not Required | N/A | N/A |  | 3/20/2001 | N/A | N/A |  |  |  | 6/1/2002 |  | 6/1/2002 | N | No
G11 | Burlington 138kV |  | NJ | Burlington | Withdrawn | PSEG | 622 | 622 | 622 |  | Capacity | Generation Interconnection | Natural Gas |  |  | N/A | https://www.pjm.com/pjmfiles/pub/planning/project-queues/feas_docs/g11_fea.pdf | Document Posted |  | Withdrawn |  |  | N/A |  | N/A |  |  | N/A | N/A |  | 3/20/2001 | N/A | N/A |  | 1/8/2002 |  |  |  |  | N | No
G12 | Burlington 230kV |  | NJ | Burlington | Withdrawn | PSEG | 316 | 316 | 316 |  | Capacity | Generation Interconnection | Natural Gas |  |  | N/A | https://www.pjm.com/pjmfiles/pub/planning/project-queues/feas_docs/g12_fea.pdf | Document Posted |  | Withdrawn |  |  | N/A |  | N/A |  |  | N/A | N/A |  | 3/20/2001 | N/A | N/A |  | 1/4/2002 |  |  |  |  | N | No
G13 | Woodbourne |  | PA | Bucks | Withdrawn | PECO | 600 | 600 | 600 |  | Capacity | Generation Interconnection | Natural Gas |  |  | N/A | https://www.pjm.com/pjmfiles/pub/planning/project-queues/feas_docs/g13_fea.pdf | Document Posted | https://www.pjm.com/pjmfiles/pub/planning/project-queues/impact_studies/g13_imp.pdf | Document Posted |  | Withdrawn | N/A |  | N/A |  |  | N/A | N/A |  | 3/22/2001 | N/A | N/A |  | 6/3/2003 |  | 12/1/2005 |  |  | N | No
G14 | TMI-Peach Bottom 500kV |  | PA | Lancaster | Withdrawn | PPL | 610 | 610 | 610 |  | Capacity | Generation Interconnection | Natural Gas |  |  | N/A | https://www.pjm.com/pjmfiles/pub/planning/project-queues/feas_docs/g14_fea.pdf | Document Posted |  | Withdrawn |  |  | N/A |  | N/A |  |  | N/A | N/A |  | 3/26/2001 | N/A | N/A |  |  |  | 12/1/2004 |  |  | N | No
G15 | Sewaren |  | NJ | Middlesex | Withdrawn | PSEG | 800 | 300 | 300 |  | Capacity | Generation Interconnection | Natural Gas |  |  | N/A | https://www.pjm.com/pjmfiles/pub/planning/project-queues/feas_docs/g15_fea.pdf | Document Posted |  | Withdrawn |  |  | N/A |  | N/A |  |  | N/A | N/A |  | 3/27/2001 | N/A | N/A |  |  |  | 6/1/2004 |  |  | N | No
G16 | Bayview 26kV (Wind) |  | VA | Northampton | Withdrawn | DPL | 8 | 8 |  |  | Energy | Generation Interconnection | Wind |  |  | N/A | https://www.pjm.com/pjmfiles/pub/planning/project-queues/feas_docs/g16_fea.pdf | Document Posted | https://www.pjm.com/pjmfiles/pub/planning/project-queues/impact_studies/g16_imp.pdf | Document Posted | https://www.pjm.com/pjmfiles/pub/planning/project-queues/facilities/g16_fac.pdf | Document Posted |  | Withdrawn | N/A |  |  | N/A | N/A |  | 4/2/2001 | N/A | N/A |  |  |  | 12/1/2002 | 12/1/2002 |  | N | No
G17 | Burlington | Burlington #10 | NJ | Burlington | In Service | PSEG | 261 | 16 | 16 | 16 | Capacity | Generation Interconnection | Natural Gas |  |  | N/A | https://www.pjm.com/pjmfiles/pub/planning/project-queues/feas_docs/g17_fea.pdf | Document Posted | https://www.pjm.com/pjmfiles/pub/planning/project-queues/impact_studies/g17_imp.pdf | Document Posted |  | Not Required | https://www.pjm.com/pjmfiles/pub/planning/project-queues/isa/g17_isa.pdf | Document Posted | N/A |  | Not Required | N/A | N/A |  | 4/5/2001 | N/A | N/A |  |  |  | 7/19/2002 |  | 7/19/2002 | N | No
G18 | Linden | Linden 5 & 6 | NJ | Union | In Service | PSEG | 172 | 12 | 12 | 12 | Capacity | Generation Interconnection | Natural Gas |  |  | N/A | https://www.pjm.com/pjmfiles/pub/planning/project-queues/feas_docs/g18_fea.pdf | Document Posted | https://www.pjm.com/pjmfiles/pub/planning/project-queues/impact_studies/g18_imp.pdf | Document Posted |  | Not Required | https://www.pjm.com/pjmfiles/pub/planning/project-queues/isa/g18_isa.pdf | Document Posted | N/A |  | Not Required | N/A | N/A |  | 4/5/2001 | N/A | N/A |  |  |  | 5/4/2004 |  | 5/4/2004 | N | No
G19 | Linden | Linden 7 & 8 | NJ | Union | In Service | PSEG | 168 | 12 | 12 | 12 | Capacity | Generation Interconnection | Natural Gas |  |  | N/A | https://www.pjm.com/pjmfiles/pub/planning/project-queues/feas_docs/g19_fea.pdf | Document Posted | https://www.pjm.com/pjmfiles/pub/planning/project-queues/impact_studies/g19_imp.pdf | Document Posted |  | Not Required | https://www.pjm.com/pjmfiles/pub/planning/project-queues/isa/g19_isa.pdf | Document Posted | N/A |  | Not Required | N/A | N/A |  | 4/5/2001 | N/A | N/A |  |  |  | 5/4/2004 |  | 5/4/2004 | N | No
G20 | Essex | Essex 9 | NJ | Essex | In Service | PSEG | 6 | 6 | 6 | 6 | Capacity | Generation Interconnection | Natural Gas |  |  | N/A | https://www.pjm.com/pjmfiles/pub/planning/project-queues/feas_docs/g20_fea.pdf | Document Posted | https://www.pjm.com/pjmfiles/pub/planning/project-queues/impact_studies/g20_imp.pdf | Document Posted |  | Not Required | https://www.pjm.com/pjmfiles/pub/planning/project-queues/isa/g20_isa.pdf | Document Posted | N/A |  | Not Required | N/A | N/A |  | 4/5/2001 | N/A | N/A |  |  |  | 6/1/2003 |  | 6/1/2003 | N | No
G21 | Meyersdale North 115 kV | Meyersdale WF | PA | Somerset | In Service | PENELEC | 30 | 30 |  | 30 | Energy | Generation Interconnection | Wind |  |  | N/A | https://www.pjm.com/pjmfiles/pub/planning/project-queues/feas_docs/g21_fea.pdf | Document Posted | https://www.pjm.com/pjmfiles/pub/planning/project-queues/impact_studies/g21_imp.pdf | Document Posted | https://www.pjm.com/pjmfiles/pub/planning/project-queues/facilities/g21_fac.pdf | Document Posted | https://www.pjm.com/pjmfiles/pub/planning/project-queues/isa/g21_isa.pdf | Document Posted | N/A | https://www.pjm.com/pjmfiles/pub/planning/project-queues/csa/g21_csa.pdf | Document Posted | N/A | N/A |  | 4/6/2001 | N/A | N/A |  |  |  | 12/3/2003 | 12/3/2003 | 12/3/2003 | N | No
G22 | North Wales 34.5 kV | Merck | PA | Montgomery | In Service | PECO | 38 | 38 | 38 | 38 | Capacity | Generation Interconnection | Natural Gas |  |  | N/A | https://www.pjm.com/pjmfiles/pub/planning/project-queues/feas_docs/g22_fea.pdf | Document Posted | https://www.pjm.com/pjmfiles/pub/planning/project-queues/impact_studies/g22_imp.pdf | Document Posted |  | Not Required | https://www.pjm.com/pjmfiles/pub/planning/project-queues/isa/g22_isa.pdf | Document Posted | N/A |  | Not Required | N/A | N/A |  | 4/6/2001 | N/A | N/A |  |  |  | 9/30/2002 |  | 9/30/2002 | N | No
G24 | Marion 26.4kV | BCUA LF | NJ | Bergen | In Service | PSEG | 1.9 | 1.9 | 1.9 | 1.9 | Capacity | Generation Interconnection | Methane |  |  | N/A | https://www.pjm.com/pjmfiles/pub/planning/project-queues/feas_docs/g24_fea.pdf | Document Posted | https://www.pjm.com/pjmfiles/pub/planning/project-queues/impact_studies/g24_imp.pdf | Document Posted |  | Not Required | https://www.pjm.com/pjmfiles/pub/planning/project-queues/isa/g24_isa.pdf | Document Posted | N/A |  | Not Required | N/A | N/A |  | 5/1/2001 | N/A | N/A |  |  |  | 6/8/2002 |  | 6/8/2002 | N | No
G25 | Marion 26.4kV | Baler LF | NJ | Bergen | In Service | PSEG | 3.8 | 3.8 | 3.8 | 3.8 | Capacity | Generation Interconnection | Methane |  |  | N/A | https://www.pjm.com/pjmfiles/pub/planning/project-queues/feas_docs/g25_fea.pdf | Document Posted | https://www.pjm.com/pjmfiles/pub/planning/project-queues/impact_studies/g25_imp.pdf | Document Posted |  | Not Required | https://www.pjm.com/pjmfiles/pub/planning/project-queues/isa/g25_isa.pdf | Document Posted | N/A |  | Not Required | N/A | N/A |  | 5/1/2001 | N/A | N/A |  |  |  | 5/1/2003 |  | 5/1/2003 | N | No
G26 | England 138kV |  | NJ | Cape May | Withdrawn | AEC | 350 | 350 | 350 |  | Capacity | Generation Interconnection | Natural Gas |  |  | N/A | https://www.pjm.com/pjmfiles/pub/planning/project-queues/feas_docs/g26_fea.pdf | Document Posted |  | Withdrawn |  |  | N/A |  | N/A |  |  | N/A | N/A |  | 5/3/2001 | N/A | N/A |  | 1/10/2002 |  |  |  |  | N | No
G27 | Churchtown 230kV |  | NJ | Salem | Withdrawn | AEC | 750 | 750 | 750 |  | Capacity | Generation Interconnection | Natural Gas |  |  | N/A | https://www.pjm.com/pjmfiles/pub/planning/project-queues/feas_docs/g27_fea.pdf | Document Posted |  | Withdrawn |  |  | N/A |  | N/A |  |  | N/A | N/A |  | 5/3/2001 | N/A | N/A |  | 1/10/2002 |  |  |  |  | N | No
G28 | Vienna 230kV |  | MD | Dorchester | Withdrawn | DPL | 750 | 390 | 390 |  | Capacity | Generation Interconnection | Natural Gas |  |  | N/A | https://www.pjm.com/pjmfiles/pub/planning/project-queues/feas_docs/g28_fea.pdf | Document Posted |  | Withdrawn |  |  | N/A |  | N/A |  |  | N/A | N/A |  | 5/3/2001 | N/A | N/A |  |  |  | 12/1/2004 |  |  | N | No
G29 | Indian River 138kV |  | DE | Sussex | Withdrawn | DPL | 750 | 750 | 750 |  | Capacity | Generation Interconnection | Natural Gas |  |  | N/A | https://www.pjm.com/pjmfiles/pub/planning/project-queues/feas_docs/g29_fea.pdf | Document Posted |  | Withdrawn |  |  | N/A |  | N/A |  |  | N/A | N/A |  | 5/3/2001 | N/A | N/A |  | 1/10/2002 |  |  |  |  | N | No
G30 | Perryman 115kV | Perryman 51 | MD | Harford | In Service | BGE | 152 | 10 | 10 | 10 | Capacity | Generation Interconnection | Coal |  |  | N/A | https://www.pjm.com/pjmfiles/pub/planning/project-queues/feas_docs/g30_fea.pdf | Document Posted | https://www.pjm.com/pjmfiles/pub/planning/project-queues/impact_studies/g30_imp.pdf | Document Posted |  | Not Required | https://www.pjm.com/pjmfiles/pub/planning/project-queues/isa/g30_isa.pdf | Document Posted | N/A |  | Not Required | N/A | N/A |  | 5/7/2001 | N/A | N/A |  |  |  | 6/1/2001 |  | 6/1/2001 | N | No
G30_W51 | Fort Martin 500 kV | Longview ST1 | WV | Monongalia | In Service | APS | 600 | 600 | 600 | 600 | Capacity | Generation Interconnection | Coal |  |  | N/A | https://www.pjm.com/pjmfiles/pub/planning/project-queues/feas_docs/g30_w51_fea.pdf | Document Posted | https://www.pjm.com/pjmfiles/pub/planning/project-queues/impact_studies/g30_w51_imp.pdf | Document Posted | https://www.pjm.com/pjmfiles/pub/planning/project-queues/facilities/g30_w51_fac.pdf | Document Posted | https://www.pjm.com/pjmfiles/pub/planning/project-queues/isa/g30_w51_isa.pdf | Document Posted | N/A | https://www.pjm.com/pjmfiles/pub/planning/project-queues/csa/g30_w51_csa.pdf | Document Posted | N/A | N/A | 4/5/2009 | 5/21/2001 | N/A | N/A | 5/6/2011 |  |  | 4/22/2011 | 4/22/2011 | 6/1/2008 | N | No
G30_W52 | Oak Grove 138 kV | Oak Grove CT1 & CT2 | WV | Pleasants | In Service | APS | 354 | 54 | 54 | 15.9 | Capacity | Generation Interconnection | Natural Gas |  |  | N/A | https://www.pjm.com/pjmfiles/pub/planning/project-queues/feas_docs/g30_w52_fea.pdf | Document Posted | https://www.pjm.com/pjmfiles/pub/planning/project-queues/impact_studies/g30_w52_imp.pdf | Document Posted |  | Not Required | https://www.pjm.com/pjmfiles/pub/planning/project-queues/isa/g30_w52_isa.pdf | Document Posted | N/A | https://www.pjm.com/pjmfiles/pub/planning/project-queues/csa/g30_w52_csa.pdf | Document Posted | N/A | N/A |  | 5/23/2001 | N/A | N/A |  |  |  | 6/1/2003 |  | 6/1/2003 | N | No
G30_W53 | South Bend 500 kV | South Bend CT1 - CT4 | PA | Armstrong | In Service | APS | 704 | 104 | 104 | 25.3 | Capacity | Generation Interconnection | Natural Gas |  |  | N/A | https://www.pjm.com/pjmfiles/pub/planning/project-queues/feas_docs/g30_w53_fea.pdf | Document Posted | https://www.pjm.com/pjmfiles/pub/planning/project-queues/impact_studies/g30_w53_imp.pdf | Document Posted |  | Not Required | https://www.pjm.com/pjmfiles/pub/planning/project-queues/isa/g30_w53_isa.pdf | Document Posted | N/A |  | Not Required | N/A | N/A |  | 5/23/2001 | N/A | N/A |  |  |  | 6/1/2003 |  | 6/1/2003 | N | No
G30_W55 | Kempton 500 kV |  | MD | Unknown | Withdrawn | APS | 500 | 500 | 500 |  | Capacity | Generation Interconnection | Natural Gas |  |  | N/A | https://www.pjm.com/pjmfiles/pub/planning/project-queues/feas_docs/g30_w55_fea.pdf | Document Posted |  |  |  |  | N/A |  | N/A |  |  | N/A | N/A |  | 5/29/2001 | N/A | N/A |  | 11/19/2002 |  | 1/1/2006 |  |  | N | No
G31 | Johnstown 230kV |  | PA | Indiana | Withdrawn | PENELEC | 610 | 610 | 610 |  | Capacity | Generation Interconnection | Natural Gas |  |  | N/A | https://www.pjm.com/pjmfiles/pub/planning/project-queues/feas_docs/g31_fea.pdf | Document Posted |  | Withdrawn |  |  | N/A |  | N/A |  |  | N/A | N/A |  | 5/30/2001 | N/A | N/A |  | 4/11/2003 |  | 12/1/2005 |  |  | N | No
G32 | TMI - Juniata 500kV |  | PA | York | Withdrawn | ME | 675 | 675 | 675 |  | Capacity | Generation Interconnection | Natural Gas |  |  | N/A | https://www.pjm.com/pjmfiles/pub/planning/project-queues/feas_docs/g32_fea.pdf | Document Posted | https://www.pjm.com/pjmfiles/pub/planning/project-queues/impact_studies/g32_imp.pdf | Document Posted |  |  | N/A |  | N/A |  |  | N/A | N/A |  | 5/31/2001 | N/A | N/A |  |  |  | 6/1/2005 |  |  | N | No
G33 | Brunner Island 230kV |  | PA | York | Withdrawn | PPL | 1200 | 1200 | 1200 |  | Capacity | Generation Interconnection | Natural Gas |  |  | N/A | https://www.pjm.com/pjmfiles/pub/planning/project-queues/feas_docs/g33_fea.pdf | Document Posted |  | Withdrawn |  |  | N/A |  | N/A |  |  | N/A | N/A |  | 5/31/2001 | N/A | N/A | [6 empty] | N | No
G34 | Frackville 69kV |  | PA | Schuylkill | Withdrawn | PPL | 51.6 | 51.6 | 51.6 |  | Capacity | Generation Interconnection | Coal |  |  | N/A | https://www.pjm.com/pjmfiles/pub/planning/project-queues/feas_docs/g34_fea.pdf | Document Posted |  | Withdrawn |  |  | N/A |  | N/A |  |  | N/A | N/A |  | 7/2/2001 | N/A | N/A | [6 empty] | N | No
G35 | Chalk Point |  | MD | St. Mary's | Withdrawn | PEPCO | 340 | 340 | 340 |  | Capacity | Generation Interconnection | Natural Gas |  |  | N/A | https://www.pjm.com/pjmfiles/pub/planning/project-queues/feas_docs/g35_fea.pdf | Document Posted | https://www.pjm.com/pjmfiles/pub/planning/project-queues/impact_studies/g35_imp.pdf | Document Posted |  | Withdrawn | N/A |  | N/A |  |  | N/A | N/A |  | 7/11/2001 | N/A | N/A |  | 9/25/2003 |  | 12/1/2004 |  |  | N | No
G36 | Holtwood | Holtwood | PA | Lancaster | In Service | PPL | 107 | 107 | 107 | 5 | Capacity | Generation Interconnection | Hydro |  |  | N/A | https://www.pjm.com/pjmfiles/pub/planning/project-queues/feas_docs/g36_fea.pdf | Document Posted | https://www.pjm.com/pjmfiles/pub/planning/project-queues/impact_studies/g36_imp.pdf | Document Posted |  | Not Required | https://www.pjm.com/pjmfiles/pub/planning/project-queues/isa/g36_isa.pdf | Document Posted | N/A |  | Not Required | N/A | N/A |  | 7/16/2001 | N/A | N/A |  |  |  | 4/1/2002 |  | 4/1/2002 | N | No
G36_W58 | Horse Shoe Run 69 kV |  | WV | Preston | Withdrawn | APS | 20 | 20 | 20 |  | Capacity | Generation Interconnection | Natural Gas |  |  | N/A | https://www.pjm.com/pjmfiles/pub/planning/project-queues/feas_docs/g36_w58_fea.pdf | Document Posted |  |  |  |  | N/A |  | N/A |  |  | N/A | N/A |  | 7/19/2001 | N/A | N/A | [6 empty] | N | No
G37 | Atlantic |  | NJ | Monmouth | Withdrawn | JCPL | 471 | 471 | 471 |  | Capacity | Generation Interconnection | Natural Gas |  |  | N/A | https://www.pjm.com/pjmfiles/pub/planning/project-queues/feas_docs/g37_fea.pdf | Document Posted |  | Withdrawn |  |  | N/A |  | N/A |  |  | N/A | N/A |  | 7/19/2001 | N/A | N/A |  | 4/10/2002 |  |  |  |  | N | No
G38 | Portland |  | PA | Northampton | Withdrawn | ME | 558 | 86 | 86 |  | Capacity | Generation Interconnection | Natural Gas |  |  | N/A | https://www.pjm.com/pjmfiles/pub/planning/project-queues/feas_docs/g38_fea.pdf | Document Posted |  | Withdrawn |  |  | N/A |  | N/A |  |  | N/A | N/A |  | 7/19/2001 | N/A | N/A |  | 4/10/2002 |  | 12/1/2004 |  |  | N | No
G39 | Joppatowne 13kV |  | MD | Baltimore County | Withdrawn | BGE | 4.2 | 4.2 | 4.2 |  | Capacity | Generation Interconnection | Natural Gas |  |  | N/A | https://www.pjm.com/pjmfiles/pub/planning/project-queues/feas_docs/g39_fea.pdf | Document Posted | https://www.pjm.com/pjmfiles/pub/planning/project-queues/impact_studies/g39_imp.pdf | Document Posted |  | Not Required |  | Withdrawn | N/A |  |  | N/A | N/A |  | 7/19/2001 | N/A | N/A |  | 6/13/2002 |  | 6/1/2002 |  |  | N | No
G40 | Warren 230kV |  | PA | Warren | Withdrawn | PENELEC | 260 | 260 | 260 |  | Capacity | Generation Interconnection | Natural Gas |  |  | N/A | https://www.pjm.com/pjmfiles/pub/planning/project-queues/feas_docs/g40_fea.pdf | Document Posted |  | Withdrawn |  |  | N/A |  | N/A |  |  | N/A | N/A |  | 7/20/2001 | N/A | N/A |  | 3/15/2002 |  |  |  |  | N | No
G41 | Croydon |  | PA | Bucks | Withdrawn | PECO | 750 | 750 | 750 |  | Capacity | Generation Interconnection | Natural Gas |  |  | N/A | https://www.pjm.com/pjmfiles/pub/planning/project-queues/feas_docs/g41_fea.pdf | Document Posted |  | Withdrawn |  |  | N/A |  | N/A |  |  | N/A | N/A |  | 7/26/2001 | N/A | N/A |  | 3/18/2002 |  |  |  |  | N | No
G42 | Keystone/Conemaugh 500kV |  | PA | Indiana | Withdrawn | PENELEC | 600 | 600 | 600 |  | Capacity | Generation Interconnection | Natural Gas |  |  | N/A | https://www.pjm.com/pjmfiles/pub/planning/project-queues/feas_docs/g42_fea.pdf | Document Posted |  | Withdrawn |  |  | N/A |  | N/A |  |  | N/A | N/A |  | 7/26/2001 | N/A | N/A |  | 4/10/2002 |  | 12/1/2004 |  |  | N | No
G43 | Homer City |  | PA | Indiana | Withdrawn | PENELEC | 600 | 600 | 600 |  | Capacity | Generation Interconnection | Natural Gas |  |  | N/A | https://www.pjm.com/pjmfiles/pub/planning/project-queues/feas_docs/g43_fea.pdf | Document Posted |  | Withdrawn |  |  | N/A |  | N/A |  |  | N/A | N/A |  | 7/30/2001 | N/A | N/A |  | 4/9/2002 |  |  |  |  | N | No
G44 | Dupont Seaford 69kV | DuPont Seaford | DE | Sussex | Deactivated | DPL | 30 | 10 | 10 | 10 | Capacity | Generation Interconnection | Natural Gas |  |  | N/A | https://www.pjm.com/pjmfiles/pub/planning/project-queues/feas_docs/g44_fea2.pdf | Document Posted | https://www.pjm.com/pjmfiles/pub/planning/project-queues/impact_studies/g44_imp.pdf | Document Posted |  | Not Required | https://www.pjm.com/pjmfiles/pub/planning/project-queues/isa/g44_isa.pdf | Document Posted | N/A |  | Not Required | N/A | N/A |  | 7/30/2001 | N/A | N/A |  |  |  | 6/1/2002 |  | 6/1/2002 | N | No
G45 | Richmond |  | PA | Philadelphia | Withdrawn | PECO | 575 | 575 | 575 |  | Capacity | Generation Interconnection | Natural Gas |  |  | N/A | https://www.pjm.com/pjmfiles/pub/planning/project-queues/feas_docs/g45_fea2.pdf | Document Posted | https://www.pjm.com/pjmfiles/pub/planning/project-queues/impact_studies/g45_imp.pdf | Document Posted |  | Withdrawn | N/A |  | N/A |  |  | N/A | N/A |  | 7/30/2001 | N/A | N/A |  | 6/18/2003 |  | 12/1/2005 |  |  | N | No
G46 | Peach Bottom 500kV | Peach Bottom 2 & 3 | PA | York | In Service | PECO | 2256 | 70 | 70 | 38 | Capacity | Generation Interconnection | Nuclear |  |  | N/A | https://www.pjm.com/pjmfiles/pub/planning/project-queues/feas_docs/g46_fea.pdf | Document Posted | https://www.pjm.com/pjmfiles/pub/planning/project-queues/impact_studies/g46_imp.pdf | Document Posted |  | Not Required | https://www.pjm.com/pjmfiles/pub/planning/project-queues/isa/g46_isa.pdf | Document Posted | N/A |  | Not Required | N/A | N/A |  | 7/31/2001 | N/A | N/A |  |  |  | 12/31/2001 | 12/31/2001 | 12/31/2001 | N | No
G47 | Birdsboro 69kV |  | PA | Berks | Withdrawn | ME | 32 | 32 | 32 |  | Capacity | Generation Interconnection | Natural Gas |  |  | N/A | https://www.pjm.com/pjmfiles/pub/planning/project-queues/feas_docs/g47_fea.pdf | Document Posted |  | Withdrawn |  |  | N/A |  | N/A |  |  | N/A | N/A |  | 7/31/2001 | N/A | N/A |  | 4/10/2002 |  |  |  |  | N | No
G48 | Birdsboro 69kV |  | PA | Berks | Withdrawn | ME | 10 | 10 | 10 |  | Capacity | Generation Interconnection | Natural Gas |  |  | N/A | https://www.pjm.com/pjmfiles/pub/planning/project-queues/feas_docs/g48_fea.pdf | Document Posted | https://www.pjm.com/pjmfiles/pub/planning/project-queues/impact_studies/g48_imp.pdf | Document Posted |  | Withdrawn | N/A |  | N/A |  |  | N/A | N/A |  | 7/31/2001 | N/A | N/A |  | 6/11/2003 |  | 12/1/2003 |  |  | N | No
G49 | Clinton 69kV |  | PA | Lycoming | Withdrawn | PPL | 10 | 10 | 10 |  | Capacity | Generation Interconnection | Natural Gas |  |  | N/A | https://www.pjm.com/pjmfiles/pub/planning/project-queues/feas_docs/g49_fea.pdf | Document Posted | https://www.pjm.com/pjmfiles/pub/planning/project-queues/impact_studies/g49_imp.pdf | Document Posted |  | Withdrawn | N/A |  | N/A |  |  | N/A | N/A |  | 7/31/2001 | N/A | N/A |  | 3/13/2002 |  |  |  |  | N | No
G50 | Dickerson 230kV |  | MD | Frederick | Withdrawn | PEPCO | 910 | 910 | 910 |  | Capacity | Generation Interconnection | Natural Gas |  |  | N/A | https://www.pjm.com/pjmfiles/pub/planning/project-queues/feas_docs/g50_fea.pdf | Document Posted |  | Withdrawn |  |  | N/A |  | N/A |  |  | N/A | N/A |  | 7/31/2001 | N/A | N/A |  | 5/25/2002 |  | 12/1/2005 |  |  | N | No
G51 | Keystone 500kV |  | PA | Armstrong | Withdrawn | PENELEC | 75 | 75 | 75 |  | Capacity | Generation Interconnection | Natural Gas |  |  | N/A | https://www.pjm.com/pjmfiles/pub/planning/project-queues/feas_docs/g51_fea.pdf | Document Posted |  | Withdrawn |  |  | N/A |  | N/A |  |  | N/A | N/A |  | 7/31/2001 | N/A | N/A |  | 3/25/2002 |  |  |  |  | N | No
G51_W60 | Hatfield Ferry 500 kV | Greene Energy Resource Recovery Project | PA | Greene | Withdrawn | APS | 525 | 525 | 525 |  | Capacity | Generation Interconnection | Coal |  |  | N/A | https://www.pjm.com/pjmfiles/pub/planning/project-queues/feas_docs/g51_w60_fea.pdf | Document Posted | https://www.pjm.com/pjmfiles/pub/planning/project-queues/impact_studies/g51_w60_imp.pdf | Document Posted | https://www.pjm.com/pjmfiles/pub/planning/project-queues/facilities/g51_w60_fac.pdf | Document Posted | https://www.pjm.com/pjmfiles/pub/planning/project-queues/isa/g51_w60_isa.pdf | Document Posted | N/A | https://www.pjm.com/pjmfiles/pub/planning/project-queues/csa/g51_w60_csa.pdf | Document Posted | N/A | N/A |  | 7/31/2001 | N/A | N/A |  | 3/19/2013 | Customer Initiated Withdrawal | 8/1/2015 | 8/1/2015 |  | N | No
G51_W61 | Gates Hill 138 kV |  | PA | Fayette | Withdrawn | APS | 525 | 525 | 525 |  | Capacity | Generation Interconnection | Natural Gas |  |  | N/A | https://www.pjm.com/pjmfiles/pub/planning/project-queues/feas_docs/g51_w61_fea.pdf | Document Posted |  | Withdrawn |  |  | N/A |  | N/A |  |  | N/A | N/A |  | 7/31/2001 | N/A | N/A |  | 7/1/2002 |  | 1/1/2006 |  |  | N | No
G51_W62 | Eastalco 230 kV | Catoctin CC | MD | Frederick | Withdrawn | APS | 640 | 640 | 640 |  | Capacity | Generation Interconnection | Natural Gas |  |  | N/A | https://www.pjm.com/pjmfiles/pub/planning/project-queues/feas_docs/g51_w62_fea.pdf | Document Posted | https://www.pjm.com/pjmfiles/pub/planning/project-queues/impact_studies/g51_w62_imp.pdf | Document Posted | https://www.pjm.com/pjmfiles/pub/planning/project-queues/facilities/g51_w62_fac.pdf | Document Posted | https://www.pjm.com/pjmfiles/pub/planning/project-queues/isa/g51_w62_isa.pdf | Document Posted | N/A | https://www.pjm.com/pjmfiles/pub/planning/project-queues/csa/g51_w62_csa.pdf | Document Posted | N/A | N/A |  | 7/31/2001 | N/A | N/A |  | 4/21/2010 | Customer Milestone Not Met | 3/1/2013 | 3/1/2013 |  | N | No
G51_W63 | Upton 34.5 kV | Upton | PA | Franklin | In Service | APS | 9.9 | 9.9 | 9.9 | 9.9 | Capacity | Generation Interconnection | Methane |  |  | N/A | https://www.pjm.com/pjmfiles/pub/planning/project-queues/feas_docs/g51_w63_fea.pdf | Document Posted | https://www.pjm.com/pjmfiles/pub/planning/project-queues/impact_studies/g51_w63_imp.pdf | Document Posted | https://www.pjm.com/pjmfiles/pub/planning/project-queues/facilities/g51_w63_fac.pdf | Document Posted | https://www.pjm.com/pjmfiles/pub/planning/project-queues/isa/g51_w63_isa.pdf | Document Posted | N/A |  | Not Required | N/A | N/A |  | 7/31/2001 | N/A | N/A |  |  |  | 4/1/2003 |  | 4/1/2003 | N | No
H01 | Susquehanna 500kV |  | PA | Columbia | Withdrawn | PPL | 52 | 2 | 2 |  | Capacity | Generation Interconnection | Nuclear |  |  | N/A | https://www.pjm.com/pjmfiles/pub/planning/project-queues/feas_docs/h01_fea.pdf | Document Posted |  | Withdrawn |  |  | N/A |  | N/A |  |  | N/A | N/A |  | 7/26/2001 | N/A | N/A |  |  |  | 12/1/2003 | 12/1/2003 |  | N | No
H02 | Susquehanna 230kV | Susquehanna #1 | PA | Columbia | In Service | PPL | 9 | 9 | 9 | 9 | Capacity | Generation Interconnection | Nuclear |  |  | N/A | https://www.pjm.com/pjmfiles/pub/planning/project-queues/feas_docs/h02_fea.pdf | Document Posted | https://www.pjm.com/pjmfiles/pub/planning/project-queues/impact_studies/h02_imp.pdf | Document Posted |  | Not Required | https://www.pjm.com/pjmfiles/pub/planning/project-queues/isa/h02_isa.pdf | Document Posted | N/A |  | Not Required | N/A | N/A |  | 8/20/2001 | N/A | N/A |  |  |  | 6/1/2007 | 6/1/2007 | 6/1/2007 | N | No
H03 | Susquehanna 500kV | Susquehanna #2 | PA | Columbia | In Service | PPL | 1153 | 9 | 9 | 9 | Capacity | Generation Interconnection | Nuclear |  |  | N/A | https://www.pjm.com/pjmfiles/pub/planning/project-queues/feas_docs/h03_fea.pdf | Document Posted | https://www.pjm.com/pjmfiles/pub/planning/project-queues/impact_studies/h03_imp.pdf | Document Posted |  | Not Required | https://www.pjm.com/pjmfiles/pub/planning/project-queues/isa/h03_isa.pdf | Document Posted | N/A |  | Not Required | N/A | N/A |  | 8/21/2001 | N/A | N/A |  |  |  | 12/1/2003 | 12/1/2003 | 12/1/2003 | N | No
H04 | Wright 69kV (Wind) |  | PA | Luzerne | Withdrawn | PPL | 16.9 | 16.9 |  |  | Energy | Generation Interconnection | Wind |  |  | N/A | https://www.pjm.com/pjmfiles/pub/planning/project-queues/feas_docs/h04_fea.pdf | Document Posted | https://www.pjm.com/pjmfiles/pub/planning/project-queues/impact_studies/h04_imp.pdf | Document Posted |  |  | N/A |  | N/A |  |  | N/A | N/A |  | 9/7/2001 | N/A | N/A |  |  |  | 12/1/2002 |  |  | N | No
H04_W64 | Henry 138 kV |  | WV | Grant | Withdrawn | APS | 150 | 150 |  |  | Energy | Generation Interconnection | Wind |  |  | N/A | https://www.pjm.com/pjmfiles/pub/planning/project-queues/feas_docs/h04_w64_fea.pdf | Document Posted | https://www.pjm.com/pjmfiles/pub/planning/project-queues/impact_studies/h04_w64_imp.pdf | Document Posted | https://www.pjm.com/pjmfiles/pub/planning/project-queues/facilities/h04_w64_fac.pdf | Document Posted |  | Withdrawn | N/A |  | Withdrawn | N/A | N/A |  | 9/17/2001 | N/A | N/A |  | 6/29/2004 |  | 12/31/2005 |  |  | N | No
H05 | Riverside 230/115kV |  | MD | Baltimore County | Withdrawn | BGE | 600 | 600 | 600 |  | Capacity | Generation Interconnection | Natural Gas |  |  | N/A | https://www.pjm.com/pjmfiles/pub/planning/project-queues/feas_docs/h05_fea.pdf | Document Posted |  | Withdrawn |  |  | N/A |  | N/A |  |  | N/A | N/A |  | 9/18/2001 | N/A | N/A |  | 8/6/2002 |  | 12/1/2007 |  |  | N | No
H05_W65 | Tallmansville 138 kV |  | WV | Upshur | Withdrawn | APS | 100 | 100 | 100 |  | Capacity | Generation Interconnection | Natural Gas |  |  | N/A | https://www.pjm.com/pjmfiles/pub/planning/project-queues/feas_docs/h05_w65_fea.pdf | Document Posted |  | Withdrawn |  |  | N/A |  | N/A |  |  | N/A | N/A |  | 10/15/2001 | N/A | N/A |  |  |  | 7/1/2005 |  |  | N | No
H06 | Chichester 230kV | Phillips Island | PA | Philadelphia | In Service | PECO | 750 | 25 | 25 | 25 | Capacity | Generation Interconnection | Natural Gas |  |  | N/A | https://www.pjm.com/pjmfiles/pub/planning/project-queues/feas_docs/h06_fea.pdf | Document Posted | https://www.pjm.com/pjmfiles/pub/planning/project-queues/impact_studies/h06_imp.pdf | Document Posted |  | Not Required | https://www.pjm.com/pjmfiles/pub/planning/project-queues/isa/h06_isa.pdf | Document Posted | N/A | https://www.pjm.com/pjmfiles/pub/planning/project-queues/csa/h06_csa.pdf | Document Posted | N/A | N/A |  | 10/22/2001 | N/A | N/A |  |  |  | 12/31/2004 |  | 12/31/2004 | N | No
H07 | Salem - East Windsor 500kV |  | NJ | Burlington | Withdrawn | AEC | 200 | 200 | 200 |  | Capacity | Generation Interconnection | Natural Gas |  |  | N/A | https://www.pjm.com/pjmfiles/pub/planning/project-queues/feas_docs/h07_fea.pdf | Document Posted |  | Withdrawn |  |  | N/A |  | N/A |  |  | N/A | N/A |  | 10/25/2001 | N/A | N/A |  | 6/11/2002 |  | 6/1/2004 |  |  | N | No
H08 | Richmond 230kV |  | PA | Philadelphia | Withdrawn | PECO | 560 | 560 | 560 |  | Capacity | Generation Interconnection | Natural Gas |  |  | N/A | https://www.pjm.com/pjmfiles/pub/planning/project-queues/feas_docs/h08_fea.pdf | Document Posted |  | Withdrawn |  |  | N/A |  | N/A |  |  | N/A | N/A |  | 11/7/2001 | N/A | N/A |  | 6/18/2002 |  | 12/1/2005 |  |  | N | No
H08_W66 | Windsor 138 kV |  | WV | Unknown | Withdrawn | APS | 300 | 300 | 300 |  | Capacity | Generation Interconnection | Natural Gas |  |  | N/A | https://www.pjm.com/pjmfiles/pub/planning/project-queues/feas_docs/h08_w66_fea.pdf | Document Posted |  | Withdrawn |  |  | N/A |  | N/A |  |  | N/A | N/A |  | 11/14/2001 | N/A | N/A |  |  |  | 6/1/2005 |  |  | N | No
H09 | Hooversville & Johns-Alt 230kV |  | PA | Somerset | Withdrawn | PENELEC | 635 | 635 | 635 |  | Capacity | Generation Interconnection | Natural Gas |  |  | N/A | https://www.pjm.com/pjmfiles/pub/planning/project-queues/feas_docs/h09_fea.pdf | Document Posted |  | Withdrawn |  |  | N/A |  | N/A |  |  | N/A | N/A |  | 11/15/2001 | N/A | N/A |  | 11/4/2002 |  | 12/1/2006 |  |  | N | No
H10 | North Temple 230kV |  | PA | Berks | Withdrawn | ME | 560 | 560 | 560 |  | Capacity | Generation Interconnection | Natural Gas |  |  | N/A | https://www.pjm.com/pjmfiles/pub/planning/project-queues/feas_docs/h10_fea.pdf | Document Posted |  | Withdrawn |  |  | N/A |  | N/A |  |  | N/A | N/A |  | 11/20/2001 | N/A | N/A |  |  |  | 12/1/2005 |  |  | N | No
H11 | New Freedom - Cardiff 230kV |  | NJ | Gloucester | Withdrawn | AEC | 500 | 500 | 500 |  | Capacity | Generation Interconnection | Natural Gas |  |  | N/A | https://www.pjm.com/pjmfiles/pub/planning/project-queues/feas_docs/h11_fea.pdf | Document Posted |  | Withdrawn |  |  | N/A |  | N/A |  |  | N/A | N/A |  | 11/20/2001 | N/A | N/A |  | 7/22/2002 |  | 12/1/2005 |  |  | N | No
H12 | Edgemoor 230kV | Hay Road 4 | DE | New Castle | In Service | DPL | 189 | 10 | 10 | 3 | Capacity | Generation Interconnection | Natural Gas |  |  | N/A | https://www.pjm.com/pjmfiles/pub/planning/project-queues/feas_docs/h12_fea.pdf | Document Posted | https://www.pjm.com/pjmfiles/pub/planning/project-queues/impact_studies/h12_imp.pdf | Document Posted |  | Not Required | https://www.pjm.com/pjmfiles/pub/planning/project-queues/isa/h12_isa.pdf | Document Posted | N/A |  | Not Required | N/A | N/A |  | 11/20/2001 | N/A | N/A |  |  |  | 12/1/2005 |  | 12/1/2005 | N | No
H13 | Dolfield | Owings Mills | MD | Baltimore County | In Service | BGE | 9 | 9 | 0 | 9 | Energy | Generation Interconnection | Natural Gas |  |  | N/A | https://www.pjm.com/pjmfiles/pub/planning/project-queues/feas_docs/h13_fea.pdf | Document Posted | https://www.pjm.com/pjmfiles/pub/planning/project-queues/impact_studies/h13_imp.pdf | Document Posted |  | Not Required | https://www.pjm.com/pjmfiles/pub/planning/project-queues/isa/h13_isa.pdf | Document Posted | N/A |  | Not Required | N/A | N/A |  | 11/27/2001 | N/A | N/A |  |  |  | 6/1/2004 |  | 6/1/2004 | N | No
H14 | TMI-Peach Bottom 500kV |  | PA | York | Withdrawn | ME | 1060 | 1060 | 1060 |  | Capacity | Generation Interconnection | Natural Gas |  |  | N/A | https://www.pjm.com/pjmfiles/pub/planning/project-queues/feas_docs/h14_fea.pdf | Document Posted |  | Withdrawn |  |  | N/A |  | N/A |  |  | N/A | N/A |  | 11/30/2001 | N/A | N/A |  | 10/29/2002 |  | 12/1/2005 |  |  | N | No
H14_W67 | Enon 138 kV |  | PA | Unknown | Withdrawn | APS | 500 | 500 | 500 |  | Capacity | Generation Interconnection | Natural Gas |  |  | N/A | https://www.pjm.com/pjmfiles/pub/planning/project-queues/feas_docs/h14_w67_fea.pdf | Document Posted |  | Withdrawn |  |  | N/A |  | N/A |  |  | N/A | N/A |  | 12/10/2001 | N/A | N/A |  | 7/8/2002 |  | 1/1/2007 |  |  | N | No
H15 | Chapman-Moshannon 230kV |  | PA | Clearfield | Withdrawn | PENELEC | 520 | 520 | 520 |  | Capacity | Generation Interconnection | Natural Gas |  |  | N/A | https://www.pjm.com/pjmfiles/pub/planning/project-queues/feas_docs/h15_fea.pdf | Document Posted |  | Withdrawn |  |  | N/A |  | N/A |  |  | N/A | N/A |  | 12/20/2001 | N/A | N/A |  | 11/4/2002 |  | 12/1/2006 |  |  | N | No
H16 | Edgemoor |  | DE | New Castle | Withdrawn | DPL | 565 | 565 | 565 |  | Capacity | Generation Interconnection | Natural Gas |  |  | N/A | https://www.pjm.com/pjmfiles/pub/planning/project-queues/feas_docs/h16_fea.pdf | Document Posted |  | Withdrawn |  |  | N/A |  | N/A |  |  | N/A | N/A |  | 12/21/2001 | N/A | N/A |  | 9/25/2002 |  | 12/1/2005 |  |  | N | No
H17 | Salem 500kV | Salem 1 & 2 | NJ | Salem | In Service | PSEG | 2336 | 115 | 115 | 83 | Capacity | Generation Interconnection | Nuclear |  |  | N/A | https://www.pjm.com/pjmfiles/pub/planning/project-queues/feas_docs/h17_fea.pdf | Document Posted | https://www.pjm.com/pjmfiles/pub/planning/project-queues/impact_studies/h17_imp.pdf | Document Posted | https://www.pjm.com/pjmfiles/pub/planning/project-queues/facilities/h17_fac.pdf | Document Posted | https://www.pjm.com/pjmfiles/pub/planning/project-queues/isa/h17_isa.pdf | Document Posted | N/A |  | Not Required | N/A | N/A |  | 1/11/2002 | N/A | N/A |  |  |  | 6/18/2008 | 6/18/2008 | 6/1/2008 | N | No
H18 | Hope Creek 500kV | Hope Creek 1 | NJ | Salem | In Service | PSEG | 1221 | 78 | 78 | 12 | Capacity | Generation Interconnection | Nuclear |  |  | N/A | https://www.pjm.com/pjmfiles/pub/planning/project-queues/feas_docs/h18_fea.pdf | Document Posted | https://www.pjm.com/pjmfiles/pub/planning/project-queues/impact_studies/h18_imp.pdf | Document Posted | https://www.pjm.com/pjmfiles/pub/planning/project-queues/facilities/h18_fac.pdf | Document Posted | https://www.pjm.com/pjmfiles/pub/planning/project-queues/isa/h18_isa.pdf | Document Posted | N/A |  | Not Required | N/A | N/A |  | 1/11/2002 | N/A | N/A |  |  |  | 8/26/2008 | 8/26/2008 | 12/1/2007 | N | No
H19 | Hope Creek 500kV | Hope Creek 1 | NJ | Salem | In Service | PSEG | 1221 | 43 | 43 | 43 | Capacity | Generation Interconnection | Nuclear |  |  | N/A | https://www.pjm.com/pjmfiles/pub/planning/project-queues/feas_docs/h19_fea.pdf | Document Posted | https://www.pjm.com/pjmfiles/pub/planning/project-queues/impact_studies/h19_imp.pdf | Document Posted | https://www.pjm.com/pjmfiles/pub/planning/project-queues/facilities/h19_fac.pdf | Document Posted | https://www.pjm.com/pjmfiles/pub/planning/project-queues/isa/h19_isa.pdf | Document Posted | N/A |  | Not Required | N/A | N/A |  | 1/11/2002 | N/A | N/A |  |  |  | 8/26/2008 | 8/26/2008 | 12/1/2007 | N | No
H20 | Oak Grove 13.8kV |  | MD | Prince George's | In Service | PEPCO | 3.5 | 3.5 | 3.5 | 3.5 | Capacity | Generation Interconnection | Methane |  |  | N/A | https://www.pjm.com/pjmfiles/pub/planning/project-queues/feas_docs/h20_fea.pdf | Document Posted | https://www.pjm.com/pjmfiles/pub/planning/project-queues/impact_studies/h20_imp.pdf | Document Posted |  | Not Required | https://www.pjm.com/pjmfiles/pub/planning/project-queues/isa/h20_isa.pdf | Document Posted | N/A |  | Not Required | N/A | N/A | 5/31/2003 | 1/21/2002 | N/A | N/A |  |  |  | 12/31/2003 | 12/31/2003 | 5/31/2003 | N | No
H20_CE12 |  |  | IL | Adams | Withdrawn | ComEd | 700 |  |  |  | Energy | Generation Interconnection | Coal |  |  | N/A | [5 empty] | Withdrawn | N/A |  | N/A |  |  | N/A | N/A |  | 1/21/2002 | N/A | N/A |  |  |  | 6/6/2001 |  |  | N | No
H21 | Ironwood 230kV |  | PA | Lebanon | Withdrawn | ME | 100 | 100 | 100 |  | Capacity | Generation Interconnection | Natural Gas |  |  | N/A | https://www.pjm.com/pjmfiles/pub/planning/project-queues/feas_docs/h21_fea.pdf | Document Posted |  | Withdrawn |  |  | N/A |  | N/A |  |  | N/A | N/A |  | 1/24/2002 | N/A | N/A |  |  |  | 12/1/2005 |  |  | N | No
H21_W68 | Greenland Gap 500kV | Greenland Gap WF | WV | Grant | In Service | APS | 300 | 300 | 0 | 264 | Energy | Generation Interconnection | Wind |  |  | N/A | https://www.pjm.com/pjmfiles/pub/planning/project-queues/feas_docs/h21_w68_fea.pdf | Document Posted | https://www.pjm.com/pjmfiles/pub/planning/project-queues/impact_studies/h21_w68_imp.pdf | Document Posted | https://www.pjm.com/pjmfiles/pub/planning/project-queues/facilities/h21_w68_fac.pdf | Document Posted | https://www.pjm.com/pjmfiles/pub/planning/project-queues/isa/h21_w68_isa.pdf | Document Posted | N/A | https://www.pjm.com/pjmfiles/pub/planning/project-queues/csa/h21_w68_csa.pdf | Document Posted | N/A | N/A |  | 1/29/2002 | N/A | N/A |  |  |  | 9/25/2007 | 9/25/2007 | 9/30/2007 | N | No
H22 | Erie South |  | PA | Erie | Withdrawn | PENELEC | 300 | 300 | 300 |  | Capacity | Generation Interconnection | Natural Gas |  |  | N/A | https://www.pjm.com/pjmfiles/pub/planning/project-queues/feas_docs/h22_fea.pdf | Document Posted |  | Withdrawn |  |  | N/A |  | N/A |  |  | N/A | N/A |  | 1/30/2002 | N/A | N/A |  | 3/17/2003 |  | 6/1/2006 |  |  | N | No
H23 | Bear Creek |  | PA | Luzerne | Withdrawn | PPL | 10 | 10 |  |  | Energy | Generation Interconnection | Wind |  |  | N/A | https://www.pjm.com/pjmfiles/pub/planning/project-queues/feas_docs/h23_fea.pdf | Document Posted |  | Withdrawn |  |  | N/A |  | N/A |  |  | N/A | N/A |  | 1/30/2002 | N/A | N/A |  | 10/25/2002 |  | 12/1/2002 |  |  | N | No
H23_W69 | Bluestone Dam 46 kV |  | WV | Summers | Withdrawn | APS | 41 | 41 | 41 |  | Capacity | Generation Interconnection | Natural Gas |  |  | N/A | https://www.pjm.com/pjmfiles/pub/planning/project-queues/feas_docs/h23_w69_fea.pdf | Document Posted | https://www.pjm.com/pjmfiles/pub/planning/project-queues/impact_studies/h23_w69_imp.pdf | Document Posted |  |  | N/A |  | N/A |  |  | N/A | N/A |  | 1/29/2002 | N/A | N/A |  |  |  | 6/1/2006 |  |  | N | No
H23_W70 | Kelso Gap 138 kV | Kelso Gap WF | MD | Garrett | In Service | APS | 100 | 100 |  | 70 | Energy | Generation Interconnection | Wind |  |  | N/A | https://www.pjm.com/pjmfiles/pub/planning/project-queues/feas_docs/h23_w70_fea.pdf | Document Posted | https://www.pjm.com/pjmfiles/pub/planning/project-queues/impact_studies/h23_w70_imp.pdf | Document Posted | https://www.pjm.com/pjmfiles/pub/planning/project-queues/facilities/h23_w70_fac.pdf | Document Posted | https://www.pjm.com/pjmfiles/pub/planning/project-queues/isa/h23_w70_isa.pdf | Document Posted | N/A | https://www.pjm.com/pjmfiles/pub/planning/project-queues/csa/h23_w70_csa.pdf | Document Posted | N/A | N/A |  | 1/30/2002 | N/A | N/A | 10/26/2010 |  |  | 10/26/2010 | 10/26/2010 | 11/6/2006 | N | No
H24 | Forest 230kV |  | PA | Elk | Withdrawn | PENELEC | 575 | 575 | 575 |  | Capacity | Generation Interconnection | Natural Gas |  |  | N/A | https://www.pjm.com/pjmfiles/pub/planning/project-queues/feas_docs/h24_fea.pdf | Document Posted |  | Withdrawn |  |  | N/A |  | N/A |  |  | N/A | N/A |  | 1/31/2002 | N/A | N/A |  | 11/13/2002 |  | 6/1/2006 |  |  | N | No
H25 | Hooversville 230kV |  | PA | Somerset | Withdrawn | PENELEC | 500 | 500 | 500 |  | Capacity | Generation Interconnection | Natural Gas |  |  | N/A | https://www.pjm.com/pjmfiles/pub/planning/project-queues/feas_docs/h25_fea.pdf | Document Posted |  | Withdrawn |  |  | N/A |  | N/A |  |  | N/A | N/A |  | 1/31/2002 | N/A | N/A |  |  |  | 6/1/2007 |  |  | N | No
H26 | Eagle Point 230kV |  | NJ | Gloucester | Withdrawn | PSEG | 25 | 25 | 25 |  | Capacity | Generation Interconnection | Natural Gas |  |  | N/A | https://www.pjm.com/pjmfiles/pub/planning/project-queues/feas_docs/h26_fea.pdf | Document Posted | https://www.pjm.com/pjmfiles/pub/planning/project-queues/impact_studies/h26_imp.pdf | Document Posted |  | Not Required | N/A |  | N/A |  |  | N/A | N/A |  | 1/31/2002 | N/A | N/A |  | 7/3/2003 |  | 12/1/2003 |  |  | N | No
H27 | Marion 26.4kV | BCUA LF | NJ | Bergen | In Service | PSEG | 2.85 | 1 | 1 | 1 | Capacity | Generation Interconnection | Methane |  |  | N/A | https://www.pjm.com/pjmfiles/pub/planning/project-queues/feas_docs/h27_fea.pdf | Document Posted | https://www.pjm.com/pjmfiles/pub/planning/project-queues/impact_studies/h27_imp.pdf | Document Posted |  | Not Required | https://www.pjm.com/pjmfiles/pub/planning/project-queues/isa/h27_isa.pdf | Document Posted | N/A |  | Not Required | N/A | N/A |  | 1/31/2002 | N/A | N/A |  |  |  | 12/1/2002 |  | 12/1/2002 | N | No
H27_W71 | McConnellsburg-Guilford 138 kV |  | PA | Fulton | Withdrawn | APS | 252 | 252 | 252 |  | Capacity | Generation Interconnection | Natural Gas |  |  | N/A | https://www.pjm.com/pjmfiles/pub/planning/project-queues/feas_docs/h27_w71_fea.pdf | Document Posted |  | Withdrawn |  |  | N/A |  | N/A |  |  | N/A | N/A |  | 1/31/2002 | N/A | N/A |  | 4/10/2003 |  | 5/1/2004 |  |  | N | No
H27_W72 | McConnellsburg-Cherry Run 138 kV |  | PA | Fulton | Withdrawn | APS | 350 | 350 | 350 |  | Capacity | Generation Interconnection | Natural Gas |  |  | N/A | https://www.pjm.com/pjmfiles/pub/planning/project-queues/feas_docs/h27_w72_fea.pdf | Document Posted |  | Withdrawn |  |  | N/A |  | N/A |  |  | N/A | N/A |  | 1/31/2002 | N/A | N/A |  |  |  | 5/1/2004 |  |  | N | No
I01 | Ontario 23kV | Jersey Atlantic WF | NJ | Atlantic | In Service | AEC | 7.5 | 7.5 |  | 7.5 | Energy | Generation Interconnection | Wind |  |  | N/A | https://www.pjm.com/pjmfiles/pub/planning/project-queues/feas_docs/i01_fea.pdf | Document Posted | https://www.pjm.com/pjmfiles/pub/planning/project-queues/impact_studies/i01_imp.pdf | Document Posted |  | Not Required | https://www.pjm.com/pjmfiles/pub/planning/project-queues/isa/i01_isa.pdf | Document Posted | N/A | https://www.pjm.com/pjmfiles/pub/planning/project-queues/csa/i01_csa.pdf | Document Posted | N/A | N/A | 7/1/2005 | 2/13/2002 | N/A | N/A | 12/20/2005 |  |  | 12/30/2005 |  | 12/30/2005 | N | No
I02 | Erie West-Ashtabula 345kV |  | OH | Ashtabula | Withdrawn | PENELEC | 1998 | 35 | 35 |  | Capacity | Generation Interconnection | Natural Gas |  |  | N/A | https://www.pjm.com/pjmfiles/pub/planning/project-queues/feas_docs/i02_fea.pdf | Document Posted |  | Withdrawn |  |  | N/A |  | N/A |  |  | N/A | N/A |  | 2/15/2002 | N/A | N/A |  | 5/7/2003 |  | 12/1/2007 |  |  | N | No
I02_W73 | Harrison 500 kV | Harrison 1, 2, 3 | WV | Harrison | In Service | APS | 35 | 35 | 35 | 21 | Capacity | Generation Interconnection | Coal |  |  | N/A | https://www.pjm.com/pjmfiles/pub/planning/project-queues/feas_docs/i02_w73_fea.pdf | Document Posted | https://www.pjm.com/pjmfiles/pub/planning/project-queues/impact_studies/i02_w73_imp.pdf | Document Posted |  | Not Required | https://www.pjm.com/pjmfiles/pub/planning/project-queues/isa/i02_w73_isa.pdf | Document Posted | N/A |  | Not Required | N/A | N/A |  | 3/7/2002 | N/A | N/A |  |  |  | 9/22/2004 |  | 9/22/2004 | N | No
I03 | TMI-Peach Bottom 500kV |  | PA | Lancaster | Withdrawn | PPL | 550 | 70 | 70 |  | Capacity | Generation Interconnection | Natural Gas |  |  | N/A | https://www.pjm.com/pjmfiles/pub/planning/project-queues/feas_docs/i03_fea.pdf | Document Posted |  | Withdrawn |  |  | N/A |  | N/A |  |  | N/A | N/A |  | 3/20/2002 | N/A | N/A |  | 4/28/2003 | Customer Milestone Not Met | 6/1/2005 |  |  | N | No
I03_W74 | Savage 138kV | Savage Mtn WF | PA | Allegheny | Withdrawn | APS | 40 | 40 |  |  | Energy | Generation Interconnection | Wind |  |  | N/A | https://www.pjm.com/pjmfiles/pub/planning/project-queues/feas_docs/i03_w74_fea.pdf | Document Posted | https://www.pjm.com/pjmfiles/pub/planning/project-queues/impact_studies/i03_w74_imp.pdf | Document Posted | https://www.pjm.com/pjmfiles/pub/planning/project-queues/facilities/i03_w74_fac.pdf | Document Posted | https://www.pjm.com/pjmfiles/pub/planning/project-queues/isa/i03_w74_isa.pdf | Document Posted | N/A | https://www.pjm.com/pjmfiles/pub/planning/project-queues/csa/i03_w74_csa.pdf | Document Posted | N/A | N/A |  | 3/27/2002 | N/A | N/A |  | 11/18/2009 | Customer Initiated Withdrawal | 9/30/2011 | 9/30/2011 |  | N | No
I04 | Somerset-Allegheny 115kV | Stonycreek | PA | Somerset | Withdrawn | PENELEC | 45 | 45 | 9 |  | Capacity | Generation Interconnection | Wind |  |  | N/A | https://www.pjm.com/pjmfiles/pub/planning/project-queues/feas_docs/i04_fea.pdf | Document Posted | https://www.pjm.com/pjmfiles/pub/planning/project-queues/impact_studies/i04_imp.pdf | Document Posted | https://www.pjm.com/pjmfiles/pub/planning/project-queues/facilities/i04_fac.pdf | Document Posted |  | Withdrawn | N/A |  | Withdrawn | N/A | N/A | 11/1/2005 | 3/29/2002 | N/A | N/A | 12/1/2005 | 4/14/2005 |  | 12/31/2005 |  |  | N | No
I05 | Whiteoak (sub153) 13kV |  | MD | Calvert | Withdrawn | PEPCO | 6 | 6 | 6 |  | Capacity | Generation Interconnection | Natural Gas |  |  | N/A | https://www.pjm.com/pjmfiles/pub/planning/project-queues/feas_docs/i05_fea.pdf | Document Posted |  | Withdrawn |  |  | N/A |  | N/A |  |  | N/A | N/A |  | 4/2/2002 | N/A | N/A |  | 5/21/2003 |  | 12/1/2003 |  |  | N | No
I06 | Greenwich Pumphousse 2.4kV | Repauno Unit 1 | NJ | Unknown | In Service | AEC | 1.7 | 1.7 |  | 1.7 | Energy | Generation Interconnection | Natural Gas |  |  | N/A | https://www.pjm.com/pjmfiles/pub/planning/project-queues/feas_docs/i06_fea.pdf | Document Posted | https://www.pjm.com/pjmfiles/pub/planning/project-queues/impact_studies/i06_imp.pdf | Document Posted |  | Not Required | https://www.pjm.com/pjmfiles/pub/planning/project-queues/isa/i06_isa.pdf | Document Posted | N/A |  | Not Required | N/A | N/A |  | 4/8/2002 | N/A | N/A |  |  |  | 5/1/2003 |  | 5/1/2003 | N | No
I07 | W. H. Sammis 345kV |  | OH | Jefferson | Withdrawn | PENELEC | 1860 | 1860 | 1860 |  | Capacity | Generation Interconnection | Coal |  |  | N/A | https://www.pjm.com/pjmfiles/pub/planning/project-queues/feas_docs/i07_fea.pdf | Document Posted | https://www.pjm.com/pjmfiles/pub/planning/project-queues/impact_studies/i07_imp.pdf | Document Posted |  | Not Required | https://www.pjm.com/pjmfiles/pub/planning/project-queues/isa/i07_isa.pdf | Document Posted | N/A |  |  | N/A | N/A |  | 4/11/2002 | N/A | N/A |  | 12/10/2002 |  | 5/1/2005 |  |  | N | No
I08 | Cromby 230kV |  | PA | Chester | Withdrawn | PECO | 870 | 870 | 870 |  | Capacity | Generation Interconnection | Natural Gas |  |  | N/A | https://www.pjm.com/pjmfiles/pub/planning/project-queues/feas_docs/i08_fea.pdf | Document Posted |  | Withdrawn |  |  | N/A |  | N/A |  |  | N/A | N/A |  | 4/19/2002 | N/A | N/A |  |  |  | 5/1/2005 |  |  | N | No
I09 | Bath County 500kV |  | VA | Bath | Withdrawn | APS | 252 | 252 | 252 |  | Capacity | Generation Interconnection | Hydro |  |  | N/A | https://www.pjm.com/pjmfiles/pub/planning/project-queues/feas_docs/i09_fea.pdf | Document Posted | https://www.pjm.com/pjmfiles/pub/planning/project-queues/impact_studies/i09_imp.pdf | Document Posted |  | Withdrawn | N/A |  | N/A |  |  | N/A | N/A |  | 5/10/2002 | N/A | N/A |  | 1/15/2004 |  | 6/1/2009 |  |  | N | No
I10 | Bethesda (Sub 6) |  | MD | Montgomery | In Service | PEPCO | 2 | 2 |  | 2 | Energy | Generation Interconnection | Natural Gas |  |  | N/A | https://www.pjm.com/pjmfiles/pub/planning/project-queues/feas_docs/i10_fea.pdf | Document Posted | https://www.pjm.com/pjmfiles/pub/planning/project-queues/impact_studies/i10_imp.pdf | Document Posted |  | Not Required | https://www.pjm.com/pjmfiles/pub/planning/project-queues/isa/i10_isa.pdf | Document Posted | N/A | https://www.pjm.com/pjmfiles/pub/planning/project-queues/csa/i10_csa.pdf | Document Posted | N/A | N/A | 7/1/2004 | 6/11/2002 | N/A | N/A | 9/20/2004 |  |  | 10/1/2004 |  | 10/1/2004 | N | No
I11 | Cardiff 230kV |  | NJ | Atlantic | Withdrawn | AEC | 450 | 450 | 450 |  | Capacity | Generation Interconnection | Natural Gas |  |  | N/A | https://www.pjm.com/pjmfiles/pub/planning/project-queues/feas_docs/i11_fea.pdf | Document Posted | https://www.pjm.com/pjmfiles/pub/planning/project-queues/impact_studies/i11_imp.pdf | Document Posted |  | Withdrawn | N/A |  | N/A |  |  | N/A | N/A |  | 7/19/2002 | N/A | N/A |  | 2/23/2004 |  | 5/1/2006 |  |  | N | No
I12 | Grand Point 69kV | Orchard Park Generating Station | PA | Franklin | In Service | APS | 30.5 | 23.3 | 23.3 | 23.3 | Capacity | Generation Interconnection | Diesel |  |  | N/A | https://www.pjm.com/pjmfiles/pub/planning/project-queues/feas_docs/i12_fea.pdf | Document Posted | https://www.pjm.com/pjmfiles/pub/planning/project-queues/impact_studies/i12_imp.pdf | Document Posted |  | Not Required | https://www.pjm.com/pjmfiles/pub/planning/project-queues/isa/i12_isa.pdf | Document Posted | N/A | https://www.pjm.com/pjmfiles/pub/planning/project-queues/csa/i12_csa.pdf | Document Posted | N/A | N/A |  | 7/29/2002 | N/A | N/A |  |  |  | 1/1/2004 |  | 1/1/2004 | N | No
I13 | Hooversville 115kV | Forward WF | PA | Somerset | In Service | PENELEC | 29.4 | 29.4 | 0 | 29.4 | Energy | Generation Interconnection | Wind |  |  | N/A | https://www.pjm.com/pjmfiles/pub/planning/project-queues/feas_docs/i13_fea.pdf | Document Posted | https://www.pjm.com/pjmfiles/pub/planning/project-queues/impact_studies/i13_imp.pdf | Document Posted | https://www.pjm.com/pjmfiles/pub/planning/project-queues/facilities/i13_fac.pdf | Document Posted | https://www.pjm.com/pjmfiles/pub/planning/project-queues/isa/i13_isa.pdf | Document Posted | N/A | https://www.pjm.com/pjmfiles/pub/planning/project-queues/csa/i13_csa.pdf | Document Posted | N/A | N/A |  | 7/30/2002 | N/A | N/A |  |  |  | 3/6/2008 | 3/6/2008 | 3/6/2008 | N | No
I14 | Upton 34.5kV | Upton | PA | Franklin | In Service | APS | 14 | 4.1 | 4.1 | 4 | Capacity | Generation Interconnection | Methane |  |  | N/A | https://www.pjm.com/pjmfiles/pub/planning/project-queues/feas_docs/i14_fea.pdf | Document Posted | https://www.pjm.com/pjmfiles/pub/planning/project-queues/impact_studies/i14_imp.pdf | Document Posted |  | Not Required | https://www.pjm.com/pjmfiles/pub/planning/project-queues/isa/i14_isa.pdf | Document Posted | N/A | https://www.pjm.com/pjmfiles/pub/planning/project-queues/csa/i14_csa.pdf | Document Posted | N/A | N/A |  | 7/31/2002 | N/A | N/A |  |  |  | 6/1/2004 |  | 6/1/2004 | N | No
I15 | Scalp Level 115kV |  | PA | Somerset | Withdrawn | PENELEC | 9.9 | 9.9 | 9.9 |  | Capacity | Generation Interconnection | Methane |  |  | N/A | https://www.pjm.com/pjmfiles/pub/planning/project-queues/feas_docs/i15_fea.pdf | Document Posted |  | Withdrawn |  |  | N/A |  | N/A |  |  | N/A | N/A |  | 7/31/2002 | N/A | N/A |  | 1/7/2003 |  | 5/1/2003 |  |  | N | No
I16 | Atwell 25kV |  | PA | Butler | Withdrawn | APS | 10 | 9.9 | 9.9 |  | Capacity | Generation Interconnection | Methane |  |  | N/A | https://www.pjm.com/pjmfiles/pub/planning/project-queues/feas_docs/i16_fea.pdf | Document Posted |  | Withdrawn |  |  | N/A |  | N/A |  |  | N/A | N/A |  | 7/31/2002 | N/A | N/A |  | 2/7/2003 |  | 5/1/2003 |  |  | N | No
I17 | Pine Grove 69kV |  | PA | Berks | Withdrawn | PPL | 10 | 9.9 | 9.9 |  | Capacity | Generation Interconnection | Methane |  |  | N/A | https://www.pjm.com/pjmfiles/pub/planning/project-queues/feas_docs/i17_fea.pdf | Document Posted |  | Withdrawn |  |  | N/A |  | N/A |  |  | N/A | N/A |  | 7/31/2002 | N/A | N/A |  | 2/7/2003 |  | 5/1/2003 |  |  | N | No
I18 | South Park 25kV |  | PA | Allegheny | Withdrawn | APS | 10 | 9.9 | 9.9 |  | Capacity | Generation Interconnection | Methane |  |  | N/A | https://www.pjm.com/pjmfiles/pub/planning/project-queues/feas_docs/i18_fea.pdf | Document Posted |  | Withdrawn |  |  | N/A |  | N/A |  |  | N/A | N/A |  | 7/31/2002 | N/A | N/A |  |  |  | 5/1/2003 |  |  | N | No
I19 | Level Green 25kV |  | PA | Westmoreland | Withdrawn | APS | 10 | 9.9 | 9.9 |  | Capacity | Generation Interconnection | Methane |  |  | N/A | https://www.pjm.com/pjmfiles/pub/planning/project-queues/feas_docs/i19_fea.pdf | Document Posted |  | Withdrawn |  |  | N/A |  | N/A |  |  | N/A | N/A |  | 7/31/2002 | N/A | N/A |  | 2/7/2003 |  | 5/1/2003 |  |  | N | No
I20 | Wycoff 25kV |  | PA | Allegheny | Withdrawn | APS | 10 | 9.9 | 9.9 |  | Capacity | Generation Interconnection | Methane |  |  | N/A | https://www.pjm.com/pjmfiles/pub/planning/project-queues/feas_docs/i20_fea.pdf | Document Posted |  | Withdrawn |  |  | N/A |  | N/A |  |  | N/A | N/A |  | 7/31/2002 | N/A | N/A |  | 2/7/2003 |  | 5/1/2003 |  |  | N | No
I22 | Hinton 46kV |  | WV | Summers | Withdrawn | APS | 41 | 41 | 41 |  | Capacity | Generation Interconnection | Hydro |  |  | N/A | https://www.pjm.com/pjmfiles/pub/planning/project-queues/feas_docs/i22_fea.pdf | Document Posted | https://www.pjm.com/pjmfiles/pub/planning/project-queues/impact_studies/i22_imp.pdf | Document Posted |  | Withdrawn | N/A |  | N/A |  |  | N/A | N/A |  | 7/31/2002 | N/A | N/A |  | 11/4/2003 |  | 9/1/2004 |  |  | N | No
J01 | Monterey 69kV |  | VA | Highland | Withdrawn | APS | 41 | 41 |  |  | Energy | Generation Interconnection | Wind |  |  | N/A | https://www.pjm.com/pjmfiles/pub/planning/project-queues/feas_docs/j01_fea.pdf | Document Posted |  | Withdrawn |  |  | N/A |  | N/A |  |  | N/A | N/A |  | 8/28/2002 | N/A | N/A |  | 1/20/2004 |  | 12/31/2004 |  |  | N | No
J02 | Hudson 230kV |  | NJ | Hudson | Withdrawn | PSEG | 750 | 15 | 15 |  | Capacity | Generation Interconnection | Natural Gas |  |  | N/A | https://www.pjm.com/pjmfiles/pub/planning/project-queues/feas_docs/j02_fea.pdf | Document Posted |  | Withdrawn |  |  | N/A |  | N/A |  |  | N/A | N/A |  | 9/9/2002 | N/A | N/A |  |  |  | 12/1/2005 |  |  | N | No
J03 | Edgemoor |  | DE | New Castle | Withdrawn | DPL | 565 | 565 | 565 |  | Capacity | Generation Interconnection | Natural Gas |  |  | N/A | https://www.pjm.com/pjmfiles/pub/planning/project-queues/feas_docs/j03_fea.pdf | Document Posted |  | Withdrawn |  |  | N/A |  | N/A |  |  | N/A | N/A |  | 9/26/2002 | N/A | N/A |  | 2/12/2004 |  | 12/1/2005 |  |  | N | No
J03_CE14 | Sublette Wind Farm |  | IL | Lee | Withdrawn | ComEd | 20 | 4 | 4 |  | Capacity | Generation Interconnection | Wind |  |  | N/A |  | Not Required | https://www.pjm.com/pjmfiles/pub/planning/project-queues/impact_studies/j03_ce14_imp.pdf | Document Posted |  | Not Required |  | Withdrawn | N/A |  |  | N/A | N/A |  | 10/15/2002 | N/A | N/A |  | 2/11/2005 | Customer Initiated Withdrawal | 6/1/2006 |  |  | N | No
J04 | Bustleton 138kV |  | NJ | Burlington | Withdrawn | PSEG | 7 | 7 | 7 |  | Capacity | Generation Interconnection | Methane |  |  | N/A | https://www.pjm.com/pjmfiles/pub/planning/project-queues/feas_docs/j04_fea.pdf | Document Posted | https://www.pjm.com/pjmfiles/pub/planning/project-queues/impact_studies/j04_imp.pdf | Document Posted |  | Not Required |  | Withdrawn | N/A |  | Withdrawn | N/A | N/A |  | 10/18/2002 | N/A | N/A |  | 8/4/2004 |  | 11/1/2004 |  |  | N | No
J04_CE15 | West Brooklyn Wind Farm |  | IL | Lasalle | Withdrawn | ComEd | 25 | 25 | 5 |  | Capacity | Generation Interconnection | Wind |  |  | N/A |  | Not Required | https://www.pjm.com/pjmfiles/pub/planning/project-queues/impact_studies/j04_ce15_imp.pdf | Document Posted |  | Not Required |  | Withdrawn | N/A |  |  | N/A | N/A |  | 10/20/2002 | N/A | N/A |  | 2/11/2005 | Customer Initiated Withdrawal | 6/1/2006 |  |  | N | No
J05 | Huron 69kV | Borgata D1 / D2 | NJ | Atlantic | In Service | AEC | 8 | 8 | 8 | 4 | Capacity | Generation Interconnection | Natural Gas |  |  | N/A | https://www.pjm.com/pjmfiles/pub/planning/project-queues/feas_docs/j05_fea.pdf | Document Posted | https://www.pjm.com/pjmfiles/pub/planning/project-queues/impact_studies/j05_imp.pdf | Document Posted |  | Not Required | https://www.pjm.com/pjmfiles/pub/planning/project-queues/isa/j05_isa.pdf | Document Posted | N/A |  | Not Required | N/A | N/A |  | 10/25/2002 | N/A | N/A |  |  |  | 7/30/2003 |  | 7/30/2003 | N | No
J06 | Bear Creek 69kV |  | PA | Luzerne | Withdrawn | PPL | 34 | 34 |  |  | Energy | Generation Interconnection | Wind |  |  | N/A | https://www.pjm.com/pjmfiles/pub/planning/project-queues/feas_docs/j06_fea.pdf | Document Posted | https://www.pjm.com/pjmfiles/pub/planning/project-queues/impact_studies/j06_imp.pdf | Document Posted | https://www.pjm.com/pjmfiles/pub/planning/project-queues/facilities/j06_fac.pdf | Document Posted | https://www.pjm.com/pjmfiles/pub/planning/project-queues/isa/j06_isa.pdf | Document Posted | N/A |  | Withdrawn | N/A | N/A |  | 10/25/2002 | N/A | N/A |  | 5/14/2003 |  | 12/1/2003 |  |  | N | No
J06_CE16 |  |  | IL | Adams | Withdrawn | ComEd | 100 |  |  |  | Energy | Generation Interconnection | Hydro |  |  | N/A |  |  |  | Withdrawn |  |  | N/A |  | N/A |  |  | N/A | N/A |  | 10/31/2002 | N/A | N/A |  |  |  | 8/1/2005 |  |  | N | No
J07 | North Franklin 138kV | Liberty Gap WF | WV | Pendleton | Withdrawn | APS | 155 | 155 | 0 |  | Energy | Generation Interconnection | Wind |  |  | N/A | https://www.pjm.com/pjmfiles/pub/planning/project-queues/feas_docs/j07_fea.pdf | Document Posted | https://www.pjm.com/pjmfiles/pub/planning/project-queues/impact_studies/j07_imp.pdf | Document Posted | https://www.pjm.com/pjmfiles/pub/planning/project-queues/facilities/j07_fac.pdf | Document Posted | https://www.pjm.com/pjmfiles/pub/planning/project-queues/isa/j07_isa.pdf | Document Posted | N/A | https://www.pjm.com/pjmfiles/pub/planning/project-queues/csa/j07_csa.pdf | Document Posted | N/A | N/A |  | 11/1/2002 | N/A | N/A |  | 6/28/2010 | Customer Initiated Withdrawal | 11/30/2011 | 11/30/2011 |  | N | No
J08 | Whiteoak | GSA Federal Research Center (FDA) | MD | Montgomery | In Service | PEPCO | 6 | 8 | 8 | 8 | Capacity | Generation Interconnection | Natural Gas |  |  | N/A | https://www.pjm.com/pjmfiles/pub/planning/project-queues/feas_docs/j08_fea.pdf | Document Posted | https://www.pjm.com/pjmfiles/pub/planning/project-queues/impact_studies/j08_imp.pdf | Document Posted |  | Not Required | https://www.pjm.com/pjmfiles/pub/planning/project-queues/isa/j08_isa.pdf | Document Posted | N/A | https://www.pjm.com/pjmfiles/pub/planning/project-queues/csa/j08_csa.pdf | Document Posted | N/A | N/A | 4/1/2004 | 12/12/2002 | N/A | N/A | 4/30/2004 |  |  | 8/15/2004 |  | 8/15/2004 | N | No
J09 | Harrisburg Authority | Harrisburg Municipal Solid Waste Authority | PA | Dauphin | In Service | PPL | 26 | 26 | 26 | 11 | Capacity | Generation Interconnection | Methane |  |  | N/A | https://www.pjm.com/pjmfiles/pub/planning/project-queues/feas_docs/j09_fea.pdf | Document Posted | https://www.pjm.com/pjmfiles/pub/planning/project-queues/impact_studies/j09_imp.pdf | Document Posted | https://www.pjm.com/pjmfiles/pub/planning/project-queues/facilities/j09_fac.pdf | Document Posted | https://www.pjm.com/pjmfiles/pub/planning/project-queues/isa/j09_isa.pdf | Document Posted | N/A | https://www.pjm.com/pjmfiles/pub/planning/project-queues/csa/j09_csa.pdf | Document Posted | N/A | N/A | 6/30/2005 | 1/31/2003 | N/A | N/A | 2/1/2006 |  |  | 4/24/2006 |  | 4/24/2006 | N | No
K01 | Salem 69kV | Mannington Mills Units 1,2,3 | NJ | Salem | Deactivated | AEC | 8 | 8 | 8 | 8 | Capacity | Generation Interconnection | Diesel |  |  | N/A | https://www.pjm.com/pjmfiles/pub/planning/project-queues/feas_docs/k01_fea.pdf | Document Posted | https://www.pjm.com/pjmfiles/pub/planning/project-queues/impact_studies/k01_imp.pdf | Document Posted |  | Not Required | https://www.pjm.com/pjmfiles/pub/planning/project-queues/isa/k01_isa.pdf | Document Posted | N/A |  | Not Required | N/A | N/A |  | 2/10/2003 | N/A | N/A |  |  |  | 7/1/2004 |  | 7/1/2004 | N | No
K02 | East Towanda-Moshannon 230kV | Laurel Hill | PA | Lycoming | In Service | PENELEC | 70 | 70 | 0 | 70 | Energy | Generation Interconnection | Wind |  |  | N/A | https://www.pjm.com/pjmfiles/pub/planning/project-queues/feas_docs/k02_fea.pdf | Document Posted | https://www.pjm.com/pjmfiles/pub/planning/project-queues/impact_studies/k02_imp.pdf | Document Posted | https://www.pjm.com/pjmfiles/pub/planning/project-queues/facilities/k02_fac.pdf | Document Posted | https://www.pjm.com/pjmfiles/pub/planning/project-queues/isa/k02_isa.pdf | Document Posted | N/A | https://www.pjm.com/pjmfiles/pub/planning/project-queues/csa/k02_csa.pdf | Document Posted | N/A | N/A | 9/17/2012 | 2/25/2003 | N/A | N/A | 9/19/2012 |  |  | 10/29/2012 | 10/29/2012 | 9/25/2012 | N | No
K02_CE18 | Baileyville Wind Farm | Baileyville Wind Farm | IL | Stephenson | Withdrawn | ComEd | 80 | 80 | 16 |  | Capacity | Generation Interconnection | Wind |  |  | N/A |  | Not Required | https://www.pjm.com/pjmfiles/pub/planning/project-queues/impact_studies/k02_ce18_imp.pdf | Document Posted |  | Not Required | https://www.pjm.com/pjmfiles/pub/planning/project-queues/isa/k02_ce18_isa.pdf | Document Posted | N/A | https://www.pjm.com/pjmfiles/pub/planning/project-queues/csa/k02_ce18_csa.pdf | Document Posted | N/A | N/A |  | 2/26/2003 | N/A | N/A |  | 8/26/2013 | Customer Milestone Not Met | 12/31/2011 | 12/31/2011 |  | N | No
K03 | Wright 69kV |  | PA | Luzerne | Withdrawn | PPL | 39.6 | 39.6 |  |  | Energy | Generation Interconnection | Wind |  |  | N/A | https://www.pjm.com/pjmfiles/pub/planning/project-queues/feas_docs/k03_fea.pdf | Document Posted | https://www.pjm.com/pjmfiles/pub/planning/project-queues/impact_studies/k03_imp.pdf | Document Posted |  | Withdrawn | N/A |  | N/A |  |  | N/A | N/A |  | 3/3/2003 | N/A | N/A |  | 6/5/2003 |  |  |  |  | N | No
K04 | Camden 26kV | Pennsauken Sanitary Landfill / Aluminum Shapes | NJ | Camden | In Service | PSEG | 5.1 | 5.1 | 0 | 5.1 | Energy | Generation Interconnection | Methane |  |  | N/A | https://www.pjm.com/pjmfiles/pub/planning/project-queues/feas_docs/k04_fea.pdf | Document Posted | https://www.pjm.com/pjmfiles/pub/planning/project-queues/impact_studies/k04_imp.pdf | Document Posted |  | Not Required | https://www.pjm.com/pjmfiles/pub/planning/project-queues/isa/k04_isa.pdf | Document Posted | N/A | https://www.pjm.com/pjmfiles/pub/planning/project-queues/csa/k04_csa.pdf | Document Posted | N/A | N/A | 9/15/2004 | 4/15/2003 | N/A | N/A | 10/15/2004 |  |  | 6/30/2005 |  | 6/30/2005 | N | No
K04_CE17 | Lena Wind Farm |  | IL | Stephenson | Withdrawn | ComEd | 80 | 80 | 16 |  | Capacity | Generation Interconnection | Wind |  |  | N/A |  | Not Required | https://www.pjm.com/pjmfiles/pub/planning/project-queues/impact_studies/k04_ce17_imp.pdf | Document Posted |  | Not Required |  | Withdrawn | N/A |  |  | N/A | N/A |  | 4/15/2003 | N/A | N/A |  | 2/11/2005 | Customer Initiated Withdrawal | 6/1/2006 |  |  | N | No
K04_CE19 | Freeport Wind Farm | Freeport Wind Farm | IL | Stephenson | Withdrawn | ComEd | 80 | 80 | 16 |  | Capacity | Generation Interconnection | Wind |  |  | N/A |  | Not Required | https://www.pjm.com/pjmfiles/pub/planning/project-queues/impact_studies/k04_ce19_imp.pdf | Document Posted |  | Not Required | https://www.pjm.com/pjmfiles/pub/planning/project-queues/isa/k04_ce19_isa.pdf | Document Posted | N/A | https://www.pjm.com/pjmfiles/pub/planning/project-queues/csa/k04_ce19_csa.pdf | Document Posted | N/A | N/A |  | 4/15/2003 | N/A | N/A |  | 9/26/2011 | Customer Milestone Not Met | 10/15/2011 | 10/15/2011 |  | N | No
K05 | Cedar 69kV |  | NJ | Ocean | Withdrawn | AEC | 0.12 | 0.12 |  |  | Energy | Generation Interconnection | Natural Gas |  |  | N/A |  | Withdrawn |  |  |  |  | N/A |  | N/A |  |  | N/A | N/A |  | 4/23/2003 | N/A | N/A |  |  |  | 6/1/2003 |  |  | N | No
K06 | Easton 69kV | Easton Utilities Substation 2 | MD | Talbot | In Service | DPL | 10 | 5 | 5 | 4.2 | Capacity | Generation Interconnection | Natural Gas |  |  | N/A | https://www.pjm.com/pjmfiles/pub/planning/project-queues/feas_docs/k06_fea.pdf | Document Posted | https://www.pjm.com/pjmfiles/pub/planning/project-queues/impact_studies/k06_imp.pdf | Document Posted |  | Not Required | https://www.pjm.com/pjmfiles/pub/planning/project-queues/isa/k06_isa.pdf | Document Posted | N/A |  | Not Required | N/A | N/A |  | 5/6/2003 | N/A | N/A | 11/1/2004 |  |  | 11/1/2004 |  | 11/1/2004 | N | No
K07 | Easton 69kV | Easton Utilities Substation 2 | MD | Talbot | In Service | DPL | 10 | 5 | 5 | 4.2 | Capacity | Generation Interconnection | Natural Gas |  |  | N/A | https://www.pjm.com/pjmfiles/pub/planning/project-queues/feas_docs/k07_fea.pdf | Document Posted | https://www.pjm.com/pjmfiles/pub/planning/project-queues/impact_studies/k07_imp.pdf | Document Posted |  | Not Required | https://www.pjm.com/pjmfiles/pub/planning/project-queues/isa/k07_isa.pdf | Document Posted | N/A |  | Not Required | N/A | N/A |  | 5/7/2003 | N/A | N/A | 11/1/2004 |  |  | 11/1/2004 |  | 11/1/2004 | N | No
K07_CE20 | Benson Wind Farm | Benson Wind Farm | IL | Woodford | Withdrawn | ComEd | 158 | 158 | 31.6 |  | Capacity | Generation Interconnection | Wind |  |  | N/A |  | Not Required | https://www.pjm.com/pjmfiles/pub/planning/project-queues/impact_studies/k07_ce20_imp.pdf | Document Posted |  | Not Required | https://www.pjm.com/pjmfiles/pub/planning/project-queues/isa/k07_ce20_isa.pdf | Document Posted | N/A | https://www.pjm.com/pjmfiles/pub/planning/project-queues/csa/k07_ce20_csa.pdf | Document Posted | N/A | N/A |  | 5/16/2003 | N/A | N/A |  | 9/18/2009 | Customer Initiated Withdrawal | 12/31/2010 | 12/31/2010 |  | N | No
K08 | Morgantown / Oak Grove |  | MD | Charles | Withdrawn | PEPCO | 1800 |  | 1800 |  | Capacity | Generation Interconnection | Natural Gas |  |  | N/A |  | Withdrawn |  |  |  |  | N/A |  | N/A |  |  | N/A | N/A |  | 5/21/2003 | N/A | N/A |  | 8/13/2003 |  |  |  |  | N | No
K09 | Bear Creek |  | PA | Luzerne | Withdrawn | PPL | 34 | 34 | 6.8 |  | Capacity | Generation Interconnection | Wind |  |  | N/A | https://www.pjm.com/pjmfiles/pub/planning/project-queues/feas_docs/k09_fea.pdf | Document Posted |  | Withdrawn |  |  | N/A |  | N/A |  |  | N/A | N/A |  | 6/5/2003 | N/A | N/A |  | 1/9/2004 |  | 6/1/2004 |  |  | N | No
K10 | Somerset 115kV |  | PA | Somerset | Withdrawn | PENELEC | 6 |  | 6 |  | Capacity | Generation Interconnection | Wind |  |  | N/A | https://www.pjm.com/pjmfiles/pub/planning/project-queues/feas_docs/k10_fea.pdf | Document Posted | https://www.pjm.com/pjmfiles/pub/planning/project-queues/impact_studies/k10_imp.pdf | Document Posted | https://www.pjm.com/pjmfiles/pub/planning/project-queues/facilities/k10_fac.pdf | Document Posted |  | Withdrawn | N/A |  | Withdrawn | N/A | N/A |  | 7/16/2003 | N/A | N/A |  | 4/14/2005 | Customer Milestone Not Met | 12/31/2005 |  |  | N | No
K11 | Greenland Gap 500kV | Greenland Gap WF | WV | Grant | In Service | APS | 300 |  | 60 | 0 | Capacity | Generation Interconnection | Wind |  |  | N/A | https://www.pjm.com/pjmfiles/pub/planning/project-queues/feas_docs/k11_fea.pdf | Document Posted | https://www.pjm.com/pjmfiles/pub/planning/project-queues/impact_studies/k11_imp.pdf | Document Posted | https://www.pjm.com/pjmfiles/pub/planning/project-queues/facilities/k11_fac.pdf | Document Posted | https://www.pjm.com/pjmfiles/pub/planning/project-queues/isa/k11_isa.pdf | Document Posted | N/A | https://www.pjm.com/pjmfiles/pub/planning/project-queues/csa/k11_csa.pdf | Document Posted | N/A | N/A |  | 7/25/2003 | N/A | N/A |  |  |  | 10/1/2007 | 10/1/2007 | 9/30/2007 | N | No
K12 | Somerset-Allegheny 115kV |  | PA | Somerset | Withdrawn | PENELEC | 13 | 13.6 | 2.72 |  | Capacity | Generation Interconnection | Wind |  |  | N/A | https://www.pjm.com/pjmfiles/pub/planning/project-queues/feas_docs/k12_fea.pdf | Document Posted | https://www.pjm.com/pjmfiles/pub/planning/project-queues/impact_studies/k12_imp.pdf | Document Posted | https://www.pjm.com/pjmfiles/pub/planning/project-queues/facilities/k12_fac.pdf | Document Posted | https://www.pjm.com/pjmfiles/pub/planning/project-queues/isa/k12_isa.pdf | Document Posted | N/A |  | Withdrawn | N/A | N/A | 11/1/2005 | 7/28/2003 | N/A | N/A | 12/1/2005 | 4/14/2005 | Customer Milestone Not Met | 12/31/2005 |  |  | N | No
K13 | Hooversville 115kV | Forward WF | PA | Somerset | In Service | PENELEC | 29.4 | 0 | 5.88 | 0 | Capacity | Generation Interconnection | Wind |  |  | N/A | https://www.pjm.com/pjmfiles/pub/planning/project-queues/feas_docs/k13_fea.pdf | Document Posted | https://www.pjm.com/pjmfiles/pub/planning/project-queues/impact_studies/k13_imp.pdf | Document Posted | https://www.pjm.com/pjmfiles/pub/planning/project-queues/facilities/k13_fac.pdf | Document Posted | https://www.pjm.com/pjmfiles/pub/planning/project-queues/isa/k13_isa.pdf | Document Posted | N/A | https://www.pjm.com/pjmfiles/pub/planning/project-queues/csa/k13_csa.pdf | Document Posted | N/A | N/A |  | 7/28/2003 | N/A | N/A |  |  |  | 3/6/2008 | 3/6/2008 | 9/1/2007 | N | No
K14 | Monterey 69kV |  | VA | Highland | Withdrawn | APS | 7 |  | 7 |  | Capacity | Generation Interconnection | Wind |  |  | N/A | https://www.pjm.com/pjmfiles/pub/planning/project-queues/feas_docs/k14_fea.pdf | Document Posted |  | Withdrawn |  |  | N/A |  | N/A |  |  | N/A | N/A |  | 7/28/2003 | N/A | N/A |  | 1/20/2004 |  |  |  |  | N | No
K15 | Bear Creek 69kV |  | PA | Luzerne | Withdrawn | PPL | 6.8 |  | 6.8 |  | Capacity | Generation Interconnection | Wind |  |  | N/A |  | Withdrawn |  |  |  |  | N/A |  | N/A |  |  | N/A | N/A |  | 7/28/2003 | N/A | N/A |  | 1/9/2004 |  |  |  |  | N | No
K16 | Birdsboro 69kV |  | PA | Berks | Withdrawn | ME | 9.9 |  | 9.9 |  | Capacity | Generation Interconnection | Natural Gas |  |  | N/A | https://www.pjm.com/pjmfiles/pub/planning/project-queues/feas_docs/k16_fea.pdf | Document Posted |  | Withdrawn |  |  | N/A |  | N/A |  |  | N/A | N/A |  | 7/28/2003 | N/A | N/A |  | 2/19/2004 |  | 8/1/2004 |  |  | N | No
K17 | Emerald 6 25kV |  | PA | Greene | Withdrawn | APS | 5 |  | 5 |  | Capacity | Generation Interconnection | Methane |  |  | N/A | https://www.pjm.com/pjmfiles/pub/planning/project-queues/feas_docs/k17_fea.pdf | Document Posted |  | Withdrawn |  |  | N/A |  | N/A |  |  | N/A | N/A |  | 7/28/2003 | N/A | N/A |  | 2/12/2004 |  | 6/1/2004 |  |  | N | No
K18 | Arnold (Green Mountain) 115kV | Green Mountain | PA | Somerset | Deactivated | PENELEC | 10.4 |  | 2.08 | 0 | Capacity | Generation Interconnection | Wind |  |  | N/A | https://www.pjm.com/pjmfiles/pub/planning/project-queues/feas_docs/k18_fea.pdf | Document Posted | https://www.pjm.com/pjmfiles/pub/planning/project-queues/impact_studies/k18_imp.pdf | Document Posted |  | Not Required | https://www.pjm.com/pjmfiles/pub/planning/project-queues/isa/k18_isa.pdf | Document Posted | N/A |  | Not Required | N/A | N/A |  | 7/30/2003 | N/A | N/A |  |  |  | 8/13/2004 |  | 8/13/2004 | N | No
K19 | Backbone Mountain 138kV | Backbone WF | WV | Tucker | In Service | APS | 90 | 0 | 18 | 0 | Capacity | Generation Interconnection | Wind |  |  | N/A | https://www.pjm.com/pjmfiles/pub/planning/project-queues/feas_docs/k19_fea.pdf | Document Posted | https://www.pjm.com/pjmfiles/pub/planning/project-queues/impact_studies/k19_imp.pdf | Document Posted |  | Not Required | https://www.pjm.com/pjmfiles/pub/planning/project-queues/isa/k19_isa.pdf | Document Posted | N/A |  | Not Required | N/A | N/A |  | 7/30/2003 | N/A | N/A |  |  |  | 6/1/2001 |  | 11/12/2006 | N | No
K20 | Mill Run 25 kV | Mill Run WF | PA | Fayette | In Service | APS | 15 |  | 3 | 0 | Capacity | Generation Interconnection | Wind |  |  | N/A | https://www.pjm.com/pjmfiles/pub/planning/project-queues/feas_docs/k20_fea.pdf | Document Posted | https://www.pjm.com/pjmfiles/pub/planning/project-queues/impact_studies/k20_imp.pdf | Document Posted |  | Not Required | https://www.pjm.com/pjmfiles/pub/planning/project-queues/isa/k20_isa.pdf | Document Posted | N/A |  | Not Required | N/A | N/A |  | 7/30/2003 | N/A | N/A |  |  |  | 4/1/2002 |  | 7/28/2005 | N | No
K21 | East Carbondale 69kV | Waymart | PA | Wayne | In Service | PPL | 69 |  | 13 | 64.5 | Capacity | Generation Interconnection | Wind |  |  | N/A | https://www.pjm.com/pjmfiles/pub/planning/project-queues/feas_docs/k21_fea.pdf | Document Posted | https://www.pjm.com/pjmfiles/pub/planning/project-queues/impact_studies/k21_imp.pdf | Document Posted |  | Not Required | https://www.pjm.com/pjmfiles/pub/planning/project-queues/isa/k21_isa.pdf | Document Posted | N/A |  | Not Required | N/A | N/A |  | 7/30/2003 | N/A | N/A |  |  |  | 7/1/2004 |  | 7/1/2004 | N | No
K22 | Somerset 22.86kV | Somerset WF | PA | Somerset | In Service | PENELEC | 9 |  | 1.8 | 0 | Capacity | Generation Interconnection | Wind |  |  | N/A | https://www.pjm.com/pjmfiles/pub/planning/project-queues/feas_docs/k22_fea.pdf | Document Posted | https://www.pjm.com/pjmfiles/pub/planning/project-queues/impact_studies/k22_imp.pdf | Document Posted |  | Not Required | https://www.pjm.com/pjmfiles/pub/planning/project-queues/isa/k22_isa.pdf | Document Posted | N/A |  | Not Required | N/A | N/A |  | 7/30/2003 | N/A | N/A |  |  |  | 1/1/1999 |  | 8/13/2004 | N | No
K23 | Meyersdale North 115 kV | Meyersdale WF | PA | Somerset | In Service | PENELEC | 30 | 0 | 5.1 | 0 | Capacity | Generation Interconnection | Wind |  |  | N/A | https://www.pjm.com/pjmfiles/pub/planning/project-queues/feas_docs/k23_fea.pdf | Document Posted | https://www.pjm.com/pjmfiles/pub/planning/project-queues/impact_studies/k23_imp.pdf | Document Posted |  | Not Required | https://www.pjm.com/pjmfiles/pub/planning/project-queues/isa/k23_isa.pdf | Document Posted | N/A |  | Not Required | N/A | N/A |  | 7/30/2003 | N/A | N/A |  |  |  | 7/1/2004 |  | 7/1/2004 | N | No
K24 | Henry 138kV |  | WV | Grant | Withdrawn | APS | 150 |  | 30 |  | Capacity | Generation Interconnection | Wind |  |  | N/A | https://www.pjm.com/pjmfiles/pub/planning/project-queues/feas_docs/k24_fea.pdf | Document Posted | https://www.pjm.com/pjmfiles/pub/planning/project-queues/impact_studies/k24_imp.pdf | Document Posted |  | Not Required | N/A |  | N/A |  |  | N/A | N/A |  | 7/30/2003 | N/A | N/A |  | 7/21/2004 |  | 12/1/2005 |  |  | N | No
K25 | Savage 138kV | Savage Mtn WF | PA | Allegheny | Withdrawn | APS | 40 |  | 8 |  | Capacity | Generation Interconnection | Wind |  |  | N/A | https://www.pjm.com/pjmfiles/pub/planning/project-queues/feas_docs/k25_fea.pdf | Document Posted | https://www.pjm.com/pjmfiles/pub/planning/project-queues/impact_studies/k25_imp.pdf | Document Posted | https://www.pjm.com/pjmfiles/pub/planning/project-queues/facilities/k25_fac.pdf | Document Posted | https://www.pjm.com/pjmfiles/pub/planning/project-queues/isa/k25_isa.pdf | Document Posted | N/A | https://www.pjm.com/pjmfiles/pub/planning/project-queues/csa/k25_csa.pdf | Document Posted | N/A | N/A |  | 7/30/2003 | N/A | N/A |  | 11/12/2009 | Customer Initiated Withdrawal | 9/30/2011 | 9/30/2011 |  | N | No
K26 | North Franklin 138kV | Liberty Gap WF | WV | Pendleton | Withdrawn | APS | 155 |  | 31 |  | Capacity | Generation Interconnection | Wind |  |  | N/A | https://www.pjm.com/pjmfiles/pub/planning/project-queues/feas_docs/k26_fea.pdf | Document Posted | https://www.pjm.com/pjmfiles/pub/planning/project-queues/impact_studies/k26_imp.pdf | Document Posted | https://www.pjm.com/pjmfiles/pub/planning/project-queues/facilities/k26_fac.pdf | Document Posted | https://www.pjm.com/pjmfiles/pub/planning/project-queues/isa/k26_isa.pdf | Document Posted | N/A | https://www.pjm.com/pjmfiles/pub/planning/project-queues/csa/k26_csa.pdf | Document Posted | N/A | N/A |  | 7/30/2003 | N/A | N/A |  | 6/28/2010 | Customer Initiated Withdrawal | 11/30/2011 | 11/30/2011 |  | N | No
K27 | Calvert Cliffs 500kV |  | MD | Calvert | Withdrawn | BGE | 1740 |  | 35 |  | Capacity | Generation Interconnection | Nuclear |  |  | N/A | https://www.pjm.com/pjmfiles/pub/planning/project-queues/feas_docs/k27_fea.pdf | Document Posted | https://www.pjm.com/pjmfiles/pub/planning/project-queues/impact_studies/k27_imp2.pdf | Interim Study |  | Not Required | https://www.pjm.com/pjmfiles/pub/planning/project-queues/isa/k27_isa.pdf | Document Posted | N/A |  |  | N/A | N/A |  | 7/30/2003 | N/A | N/A |  | 8/20/2005 |  | 6/1/2004 |  |  | N | No
K28 | Kelso Gap 138kV | Kelso Gap WF | MD | Garrett | In Service | APS | 100 |  | 20 | 0 | Capacity | Generation Interconnection | Wind |  |  | N/A | https://www.pjm.com/pjmfiles/pub/planning/project-queues/feas_docs/k28_fea.pdf | Document Posted | https://www.pjm.com/pjmfiles/pub/planning/project-queues/impact_studies/k28_imp.pdf | Document Posted |  | Not Required | https://www.pjm.com/pjmfiles/pub/planning/project-queues/isa/k28_isa.pdf | Document Posted | N/A | https://www.pjm.com/pjmfiles/pub/planning/project-queues/csa/k28_csa.pdf | Document Posted | N/A | N/A |  | 7/31/2003 | N/A | N/A | 10/26/2010 |  |  | 10/26/2010 | 10/26/2010 | 11/6/2006 | N | No
K29 | Ontario |  | NJ | Atlantic | Withdrawn | AEC | 7.5 |  | 1.5 |  | Capacity | Generation Interconnection | Wind |  |  | N/A | https://www.pjm.com/pjmfiles/pub/planning/project-queues/feas_docs/k29_fea.pdf | Document Posted |  |  |  |  | N/A |  | N/A |  |  | N/A | N/A |  | 7/31/2003 | N/A | N/A |  | 9/28/2004 |  |  |  |  | N | No
L01 | Morgantown / Oak Grove |  | MD | Charles | Withdrawn | PEPCO | 1800 | 1800 | 1800 |  | Capacity | Generation Interconnection | Natural Gas |  |  | N/A |  | Withdrawn |  |  |  |  | N/A |  | N/A |  |  | N/A | N/A |  | 8/1/2003 | N/A | N/A |  | 4/8/2004 |  | 1/6/2008 |  |  | N | No
L01_AEP137 | Bellefonte-N. Proctorville 138kV |  | OH | Lawrence | Withdrawn | AEP | 165 | 165 | 165 |  | Capacity | Generation Interconnection | Biomass |  |  | N/A |  | Not Required |  | Not Required | https://www.pjm.com/pjmfiles/pub/planning/project-queues/facilities/l01_aep137_fac.pdf | Document Posted | https://www.pjm.com/pjmfiles/pub/planning/project-queues/isa/l01_aep137_isa.pdf | Document Posted | N/A | https://www.pjm.com/pjmfiles/pub/planning/project-queues/csa/l01_aep137_csa.pdf | Document Posted | N/A | N/A |  | 8/27/2003 | N/A | N/A |  | 3/21/2012 | Customer Milestone Not Met | 12/31/2012 | 12/31/2012 |  | N | No
L01_CE21 | Pearl City Wind Farm |  | IL | Stephenson | Withdrawn | ComEd | 15 | 15 | 3 |  | Capacity | Generation Interconnection | Wind |  |  | N/A | https://www.pjm.com/pjmfiles/pub/planning/project-queues/feas_docs/l01_ce21_fea.pdf | Document Posted | https://www.pjm.com/pjmfiles/pub/planning/project-queues/impact_studies/l01_ce21_imp.pdf | Document Posted |  | Not Required |  | Withdrawn | N/A |  |  | N/A | N/A |  | 8/5/2003 | N/A | N/A |  | 11/1/2005 | Customer Milestone Not Met | 12/31/2005 |  |  | N | No
L02 | Pleasantville 12 kV | Pleasantville / AC LF Unit 1 | NJ | Atlantic | In Service | AEC | 1.5 | 1.5 | 1.4 | 0.07 | Capacity | Generation Interconnection | Methane |  |  | N/A | https://www.pjm.com/pjmfiles/pub/planning/project-queues/feas_docs/l02_fea.pdf | Document Posted | https://www.pjm.com/pjmfiles/pub/planning/project-queues/impact_studies/l02_imp.pdf | Document Posted |  | Not Required | https://www.pjm.com/pjmfiles/pub/planning/project-queues/isa/l02_isa.pdf | Document Posted | N/A | https://www.pjm.com/pjmfiles/pub/planning/project-queues/csa/l02_csa.pdf | Document Posted | N/A | N/A |  | 9/10/2003 | N/A | N/A |  |  |  | 1/30/2005 |  | 1/30/2005 | N | No
L03 | Morgantown | Morgantown LF | PA | Berks | Withdrawn | PPL | 0.8 | 0.8 |  |  | Energy | Generation Interconnection | Methane |  |  | N/A | https://www.pjm.com/pjmfiles/pub/planning/project-queues/feas_docs/l03_fea.pdf | Document Posted | https://www.pjm.com/pjmfiles/pub/planning/project-queues/impact_studies/l03_imp.pdf | Document Posted |  | Not Required | https://www.pjm.com/pjmfiles/pub/planning/project-queues/isa/l03_isa.pdf | Document Posted | N/A | https://www.pjm.com/pjmfiles/pub/planning/project-queues/csa/l03_csa.pdf | Document Posted | N/A | N/A | 2/6/2006 | 9/10/2003 | N/A | N/A | 5/1/2006 | 6/3/2008 | Customer Initiated Withdrawal | 5/31/2009 |  |  | N | No
L04 | Chestnut Ridge 138 kV |  | PA | Westmoreland | Withdrawn | APS | 60 | 60 | 12 |  | Capacity | Generation Interconnection | Wind |  |  | N/A | https://www.pjm.com/pjmfiles/pub/planning/project-queues/feas_docs/l04_fea.pdf | Document Posted |  | Withdrawn |  |  | N/A |  | N/A |  |  | N/A | N/A |  | 10/8/2003 | N/A | N/A |  | 7/7/2004 |  | 12/31/2005 |  |  | N | No
L05 | Bear Creek 69kV |  | PA | Luzerne | Withdrawn | PPL | 25 | 25 | 25 |  | Capacity | Generation Interconnection | Wind |  |  | N/A | https://www.pjm.com/pjmfiles/pub/planning/project-queues/feas_docs/l05_fea.pdf | Document Posted |  | Withdrawn |  |  | N/A |  | N/A |  |  | N/A | N/A |  | 10/10/2003 | N/A | N/A |  | 4/30/2004 |  | 6/30/2005 |  |  | N | No
L05_CE22 | Camp Grove | Camp Grove Wind Farm | IL | Stark | In Service | ComEd | 150 | 150 | 30 | 150 | Capacity | Generation Interconnection | Wind |  |  | N/A | https://www.pjm.com/pjmfiles/pub/planning/project-queues/feas_docs/l05_ce22_fea.pdf | Document Posted | https://www.pjm.com/pjmfiles/pub/planning/project-queues/impact_studies/l05_ce22_imp.pdf | Document Posted | https://www.pjm.com/pjmfiles/pub/planning/project-queues/facilities/l05_ce22_fac.pdf | Document Posted | https://www.pjm.com/pjmfiles/pub/planning/project-queues/isa/l05_ce22_isa.pdf | Document Posted | N/A | https://www.pjm.com/pjmfiles/pub/planning/project-queues/csa/l05_ce22_csa.pdf | Document Posted | N/A | N/A |  | 10/15/2003 | N/A | N/A |  |  |  | 12/14/2007 | 12/14/2007 | 9/1/2006 | N | No
L06 | Graceton 230kV |  | PA | York | Withdrawn | PECO | 550 | 550 | 550 |  | Capacity | Generation Interconnection | Natural Gas |  |  | N/A | https://www.pjm.com/pjmfiles/pub/planning/project-queues/feas_docs/l06_fea.pdf | Document Posted |  | Withdrawn |  |  | N/A |  | N/A |  |  | N/A | N/A |  | 10/20/2003 | N/A | N/A |  | 6/22/2004 |  | 6/1/2006 |  |  | N | No
L07 | Jenkins-Harwood #2 69kV | Mountain Top | PA | Luzerne | Withdrawn | PPL | 42.9 | 42.9 | 8.6 |  | Capacity | Generation Interconnection | Wind |  |  | N/A | https://www.pjm.com/pjmfiles/pub/planning/project-queues/feas_docs/l07_fea.pdf | Document Posted | https://www.pjm.com/pjmfiles/pub/planning/project-queues/impact_studies/l07_imp.pdf | Document Posted | https://www.pjm.com/pjmfiles/pub/planning/project-queues/facilities/l07_fac.pdf | Document Posted |  | Withdrawn | N/A |  | Withdrawn | N/A | N/A |  | 10/23/2003 | N/A | N/A |  | 5/18/2005 |  | 12/31/2005 |  |  | N | No
L08 | Holtwood 69kV | Holtwood | PA | Lancaster | In Service | PPL | 109 | 2 | 2 | 2 | Capacity | Generation Interconnection | Hydro |  |  | N/A | https://www.pjm.com/pjmfiles/pub/planning/project-queues/feas_docs/l08_fea.pdf | Document Posted | https://www.pjm.com/pjmfiles/pub/planning/project-queues/impact_studies/l08_imp.pdf | Document Posted |  | Not Required | https://www.pjm.com/pjmfiles/pub/planning/project-queues/isa/l08_isa.pdf | Document Posted | N/A |  | Not Required | N/A | N/A |  | 11/7/2003 | N/A | N/A |  |  |  | 10/1/2003 |  | 8/16/2004 | N | No
L09 | Montour #1 230kV | Montour #1 | PA | Montour | In Service | PPL | 761 | 2 | 2 | 2 | Capacity | Generation Interconnection | Coal |  |  | N/A | https://www.pjm.com/pjmfiles/pub/planning/project-queues/feas_docs/l09_fea.pdf | Document Posted | https://www.pjm.com/pjmfiles/pub/planning/project-queues/impact_studies/l09_imp.pdf | Document Posted |  | Not Required | https://www.pjm.com/pjmfiles/pub/planning/project-queues/isa/l09_isa.pdf | Document Posted | N/A |  | Not Required | N/A | N/A |  | 11/7/2003 | N/A | N/A |  |  |  | 10/1/2003 |  | 8/16/2004 | N | No
L10 | Hatfield 500 kV |  | PA | Greene | Withdrawn | APS | 520 | 520 | 520 |  | Capacity | Generation Interconnection | Coal |  |  | N/A | https://www.pjm.com/pjmfiles/pub/planning/project-queues/feas_docs/l10_fea.pdf | Document Posted |  | Withdrawn |  |  | N/A |  | N/A |  |  | N/A | N/A |  | 11/12/2003 | N/A | N/A |  | 7/12/2004 |  | 12/1/2006 |  |  | N | No
L11 | Rockwood 25 kV |  | PA | Somerset | Withdrawn | APS | 9.9 | 9.9 | 2 |  | Capacity | Generation Interconnection | Wind |  |  | N/A | https://www.pjm.com/pjmfiles/pub/planning/project-queues/feas_docs/l11_fea.pdf | Document Posted | https://www.pjm.com/pjmfiles/pub/planning/project-queues/impact_studies/l11_imp.pdf | Document Posted |  | Withdrawn | N/A |  | N/A |  |  | N/A | N/A |  | 12/2/2003 | N/A | N/A |  | 4/15/2005 | Customer Initiated Withdrawal | 12/1/2005 |  |  | N | No
L12 | Essex |  | NJ | Essex | Withdrawn | PSEG | 6 | 6.2 | 6.2 |  | Capacity | Generation Interconnection | Natural Gas |  |  | N/A | https://www.pjm.com/pjmfiles/pub/planning/project-queues/feas_docs/l12_fea.pdf | Document Posted | https://www.pjm.com/pjmfiles/pub/planning/project-queues/impact_studies/l12_imp.pdf | Document Posted |  | Not Required |  | Withdrawn | N/A |  |  | N/A | N/A |  | 12/4/2003 | N/A | N/A |  | 8/31/2004 |  | 9/30/2004 |  |  | N | No
L12_CE23 | West Brooklyn II | West Brooklyn WF | IL | Lee | Withdrawn | ComEd | 20 | 20 | 4 |  | Capacity | Generation Interconnection | Wind |  |  | N/A | https://www.pjm.com/pjmfiles/pub/planning/project-queues/feas_docs/l12_ce23_fea.pdf | Document Posted | https://www.pjm.com/pjmfiles/pub/planning/project-queues/impact_studies/l12_ce23_imp.pdf | Document Posted |  | Not Required |  | Withdrawn | N/A |  |  | N/A | N/A |  | 12/8/2003 | N/A | N/A |  | 8/16/2012 | Customer Initiated Withdrawal | 4/15/2007 | 4/15/2007 |  | N | No
L12_CE24 | Willow Creek Wind Farm |  | IL | Lee | Withdrawn | ComEd | 79 | 79 | 15.8 |  | Capacity | Generation Interconnection | Wind |  |  | N/A | https://www.pjm.com/pjmfiles/pub/planning/project-queues/feas_docs/l12_ce24_fea.pdf | Document Posted |  | Withdrawn |  |  | N/A |  | N/A |  |  | N/A | N/A |  | 12/10/2003 | N/A | N/A |  | 2/11/2005 | Customer Initiated Withdrawal | 12/1/2005 |  |  | N | No
L13 | Rockwood | Casselman WF1 | PA | Somerset | In Service | PENELEC | 40 | 40 | 8 | 40 | Capacity | Generation Interconnection | Wind |  |  | N/A | https://www.pjm.com/pjmfiles/pub/planning/project-queues/feas_docs/l13_fea.pdf | Document Posted | https://www.pjm.com/pjmfiles/pub/planning/project-queues/impact_studies/l13_imp.pdf | Document Posted | https://www.pjm.com/pjmfiles/pub/planning/project-queues/facilities/l13_fac.pdf | Document Posted | https://www.pjm.com/pjmfiles/pub/planning/project-queues/isa/l13_isa.pdf | Document Posted | N/A | https://www.pjm.com/pjmfiles/pub/planning/project-queues/csa/l13_csa.pdf | Document Posted | N/A | N/A |  | 12/19/2003 | N/A | N/A |  |  |  | 1/11/2008 | 1/11/2008 | 12/31/2007 | N | No
L13_CE25 | Geneva | City of Geneva Units 1-5 | IL | Kane | In Service | ComEd | 29 | 29 | 29 | 29 | Capacity | Generation Interconnection | Natural Gas |  |  | N/A | https://www.pjm.com/pjmfiles/pub/planning/project-queues/feas_docs/l13_ce25_fea.pdf | Document Posted | https://www.pjm.com/pjmfiles/pub/planning/project-queues/impact_studies/l13_ce25_imp.pdf | Document Posted |  | Not Required | https://www.pjm.com/pjmfiles/pub/planning/project-queues/isa/l13_ce25_isa.pdf | Document Posted | N/A |  | Not Required | N/A | N/A |  | 12/26/2003 | N/A | N/A |  |  |  | 6/1/2005 |  | 6/1/2005 | N | No
L13_CE26 | Heartland Grand Ridge |  | IL | Lasalle | Withdrawn | ComEd | 175 | 175 | 35 |  | Capacity | Generation Interconnection | Wind |  |  | N/A | https://www.pjm.com/pjmfiles/pub/planning/project-queues/feas_docs/l13_ce26_fea.pdf | Document Posted | https://www.pjm.com/pjmfiles/pub/planning/project-queues/impact_studies/l13_ce26_imp.pdf | Document Posted | https://www.pjm.com/pjmfiles/pub/planning/project-queues/facilities/l13_ce26_fac.pdf | Document Posted |  | Withdrawn | N/A |  |  | N/A | N/A |  | 1/18/2004 | N/A | N/A |  | 8/9/2006 | Customer Initiated Withdrawal | 10/30/2006 |  |  | N | No
L13_CE27 | Heartland Wind Livingston |  | IL | Livingston | Withdrawn | ComEd | 225 | 225 | 45 |  | Capacity | Generation Interconnection | Wind |  |  | N/A | https://www.pjm.com/pjmfiles/pub/planning/project-queues/feas_docs/l13_ce27_fea.pdf | Document Posted | https://www.pjm.com/pjmfiles/pub/planning/project-queues/impact_studies/l13_ce27_imp.pdf | Document Posted |  | Not Required |  | Withdrawn | N/A |  |  | N/A | N/A |  | 1/18/2004 | N/A | N/A |  | 10/3/2005 | Customer Initiated Withdrawal | 10/30/2006 |  |  | N | No
L14 | Berlin 69kV Tap 5 MW |  | MD | Worcester | Withdrawn | AEC | 5 | 5 | 5 |  | Capacity | Generation Interconnection | Diesel |  |  | N/A | https://www.pjm.com/pjmfiles/pub/planning/project-queues/feas_docs/l14_fea.pdf | Document Posted |  | Withdrawn |  |  | N/A |  | N/A |  |  | N/A | N/A |  | 1/20/2004 | N/A | N/A |  | 8/19/2004 | Customer Milestone Not Met | 7/1/2005 |  |  | N | No
L16 | Monterey 69KV |  | VA | Highland | Withdrawn | APS | 35 | 35 | 35 |  | Capacity | Generation Interconnection | Wind |  |  | N/A | https://www.pjm.com/pjmfiles/pub/planning/project-queues/feas_docs/l16_fea.pdf | Document Posted |  | Withdrawn |  |  | N/A |  | N/A |  |  | N/A | N/A |  | 1/22/2004 | N/A | N/A |  | 9/20/2004 |  | 12/1/2005 |  |  | N | No
L17 | Rolling Hills | Rolling Hills | PA | Berks | Deactivated | ME | 6 | 6 |  | 6 | Energy | Generation Interconnection | Methane |  |  | N/A | https://www.pjm.com/pjmfiles/pub/planning/project-queues/feas_docs/l17_fea.pdf | Document Posted | https://www.pjm.com/pjmfiles/pub/planning/project-queues/impact_studies/l17_imp.pdf | Document Posted |  | Not Required | https://www.pjm.com/pjmfiles/pub/planning/project-queues/isa/l17_isa.pdf | Document Posted | N/A | https://www.pjm.com/pjmfiles/pub/planning/project-queues/csa/l17_csa.pdf | Document Posted | N/A | N/A | 2/7/2005 | 1/22/2004 | N/A | N/A | 3/20/2005 |  |  | 4/1/2005 |  | 4/1/2005 | N | No
L18 | Bear Creek | Bear Creek WF | PA | Luzerne | In Service | PPL | 26 | 26 | 5.2 | 24 | Capacity | Generation Interconnection | Wind |  |  | N/A | https://www.pjm.com/pjmfiles/pub/planning/project-queues/feas_docs/l18_fea.pdf | Document Posted | https://www.pjm.com/pjmfiles/pub/planning/project-queues/impact_studies/l18_imp.pdf | Document Posted | https://www.pjm.com/pjmfiles/pub/planning/project-queues/facilities/l18_fac.pdf | Document Posted | https://www.pjm.com/pjmfiles/pub/planning/project-queues/isa/l18_isa.pdf | Document Posted | N/A | https://www.pjm.com/pjmfiles/pub/planning/project-queues/csa/l18_csa.pdf | Document Posted | N/A | N/A | 11/15/2005 | 1/28/2004 | N/A | N/A | 12/31/2005 |  |  | 2/26/2006 |  | 2/26/2006 | N | No
L19 | Karthaus 230kV | Karthaus | PA | Clearfield | Withdrawn | APS | 290 | 290 | 290 |  | Capacity | Generation Interconnection | Coal |  |  | N/A | https://www.pjm.com/pjmfiles/pub/planning/project-queues/feas_docs/l19_fea.pdf | Document Posted | https://www.pjm.com/pjmfiles/pub/planning/project-queues/impact_studies/l19_imp.pdf | Document Posted | https://www.pjm.com/pjmfiles/pub/planning/project-queues/facilities/l19_fac.pdf | Document Posted | https://www.pjm.com/pjmfiles/pub/planning/project-queues/isa/l19_isa.pdf | Document Posted | N/A | https://www.pjm.com/pjmfiles/pub/planning/project-queues/csa/l19_csa.pdf | Document Posted | N/A | N/A |  | 1/28/2004 | N/A | N/A |  | 3/24/2010 | Customer Initiated Withdrawal | 12/31/2012 | 12/31/2012 |  | N | No
L20 | Birdsboro 13.2kV |  | PA | Berks | Withdrawn | ME | 10 | 9.9 | 9.9 |  | Capacity | Generation Interconnection | Methane |  |  | N/A | https://www.pjm.com/pjmfiles/pub/planning/project-queues/feas_docs/l20_fea.pdf | Document Posted |  | Withdrawn |  |  | N/A |  | N/A |  |  | N/A | N/A |  | 1/30/2004 | N/A | N/A |  | 8/4/2004 |  | 3/31/2005 |  |  | N | No
L21 | Hudson #2 |  | NJ | Hudson | Withdrawn | PSEG | 0 |  | 0 |  | Energy | Generation Interconnection | Natural Gas |  |  | N/A | https://www.pjm.com/pjmfiles/pub/planning/project-queues/feas_docs/l21_fea.pdf | Document Posted |  | Withdrawn |  |  | N/A |  | N/A |  |  | N/A | N/A |  | 1/30/2004 | N/A | N/A |  | 9/2/2004 |  | 1/1/2006 |  |  | N | No
M01 | Morgantown-Oak Grove |  | MD | Charles | Withdrawn | PEPCO | 1800 | 1800 | 1800 |  | Capacity | Generation Interconnection | Natural Gas |  |  | N/A | https://www.pjm.com/pjmfiles/pub/planning/project-queues/feas_docs/m01_fea.pdf | Document Posted |  | Withdrawn |  |  | N/A |  | N/A |  |  | N/A | N/A |  | 2/1/2004 | N/A | N/A |  | 3/18/2005 | Customer Milestone Not Met | 1/1/2008 |  |  | N | No
M02 | Jenkins-Harwood #2 | Mountain Top | PA | Luzerne | Withdrawn | PPL | 51 | 8.1 | 8.1 |  | Capacity | Generation Interconnection | Wind |  |  | N/A | https://www.pjm.com/pjmfiles/pub/planning/project-queues/feas_docs/m02_fea.pdf | Document Posted | https://www.pjm.com/pjmfiles/pub/planning/project-queues/impact_studies/m02_imp.pdf | Document Posted | https://www.pjm.com/pjmfiles/pub/planning/project-queues/facilities/m02_fac.pdf | Document Posted |  | Withdrawn | N/A |  | Withdrawn | N/A | N/A |  | 2/23/2004 | N/A | N/A |  | 5/18/2005 |  | 12/31/2005 |  |  | N | No
M03 | Cardiff |  | NJ | Atlantic | Withdrawn | AEC | 450 | 150 | 300 |  | Capacity | Generation Interconnection | Natural Gas |  |  | N/A | https://www.pjm.com/pjmfiles/pub/planning/project-queues/feas_docs/m03_fea.pdf | Document Posted |  | Withdrawn |  |  | N/A |  | N/A |  |  | N/A | N/A |  | 2/23/2004 | N/A | N/A |  | 4/5/2005 | Customer Milestone Not Met | 6/1/2005 |  |  | N | No
M04 | Calvert Cliffs | Clavert Cliffs 1 and 2 | MD | Calvert | In Service | BGE | 1740 | 63 |  | 63 | Energy | Generation Interconnection | Nuclear |  |  | N/A | https://www.pjm.com/pjmfiles/pub/planning/project-queues/feas_docs/m04_fea.pdf | Document Posted | https://www.pjm.com/pjmfiles/pub/planning/project-queues/impact_studies/m04_imp.pdf | Document Posted |  | Not Required | https://www.pjm.com/pjmfiles/pub/planning/project-queues/isa/m04_isa.pdf | Document Posted | N/A |  | Not Required | N/A | N/A |  | 2/25/2004 | N/A | N/A |  |  |  | 6/30/2005 |  | 6/30/2005 | N | No
M06 | Grand Point |  | PA | Franklin | Withdrawn | APS | 30.5 | 30.5 | 30.5 |  | Capacity | Generation Interconnection | Diesel |  |  | N/A | https://www.pjm.com/pjmfiles/pub/planning/project-queues/feas_docs/m06_fea.pdf | Document Posted | https://www.pjm.com/pjmfiles/pub/planning/project-queues/impact_studies/m06_imp.pdf | Document Posted |  | Withdrawn | N/A |  | N/A |  |  | N/A | N/A |  | 3/11/2004 | N/A | N/A |  | 10/20/2005 |  | 6/1/2006 |  |  | N | No
M07 | Peckville (Archbald) | Archbald | PA | Lackawanna | In Service | PPL | 50 | 6.3 | 6.3 | 6.3 | Capacity | Generation Interconnection | Natural Gas |  |  | N/A | https://www.pjm.com/pjmfiles/pub/planning/project-queues/feas_docs/m07_fea.pdf | Document Posted | https://www.pjm.com/pjmfiles/pub/planning/project-queues/impact_studies/m07_imp.pdf | Document Posted |  | Not Required | https://www.pjm.com/pjmfiles/pub/planning/project-queues/isa/m07_isa.pdf | Document Posted | N/A |  | Not Required | N/A | N/A |  | 3/12/2004 | N/A | N/A |  |  |  | 3/15/2004 |  | 3/15/2004 | N | No
M08 | Somerset-Allegheny | Stonycreek | PA | Somerset | Withdrawn | PENELEC | 65 | 65 | 20 |  | Capacity | Generation Interconnection | Wind |  |  | N/A | https://www.pjm.com/pjmfiles/pub/planning/project-queues/feas_docs/m08_fea.pdf | Document Posted | https://www.pjm.com/pjmfiles/pub/planning/project-queues/impact_studies/m08_imp.pdf | Document Posted |  | Not Required |  | Withdrawn | N/A |  | Withdrawn | N/A | N/A |  | 3/29/2004 | N/A | N/A |  | 4/14/2005 | Customer Milestone Not Met | 12/31/2005 |  |  | N | No
M09_CE28 | Wempletown 345kV |  | IL | Winnebago | Withdrawn | ComEd | 200 | 200 | 40 |  | Capacity | Generation Interconnection | Wind |  |  | N/A | https://www.pjm.com/pjmfiles/pub/planning/project-queues/feas_docs/m09_ce28_fea.pdf | Document Posted |  | Withdrawn |  |  | N/A |  | N/A |  |  | N/A | N/A |  | 4/14/2004 | N/A | N/A |  | 2/11/2005 | Customer Initiated Withdrawal | 11/30/2006 |  |  | N | No
M11 | Susquehanna #1 | Susquehanna #1 | PA | Luzerne | In Service | PPL | 2520 | 111 | 111 | 111 | Capacity | Generation Interconnection | Nuclear |  |  | N/A | https://www.pjm.com/pjmfiles/pub/planning/project-queues/feas_docs/m11_fea.pdf | Document Posted | https://www.pjm.com/pjmfiles/pub/planning/project-queues/impact_studies/m11_imp.pdf | Document Posted | https://www.pjm.com/pjmfiles/pub/planning/project-queues/facilities/m11_fac.pdf | Document Posted | https://www.pjm.com/pjmfiles/pub/planning/project-queues/isa/m11_isa.pdf | Document Posted | N/A | https://www.pjm.com/pjmfiles/pub/planning/project-queues/csa/m11_csa.pdf | Document Posted | N/A | N/A |  | 5/19/2004 | N/A | N/A |  |  |  | 7/24/2010 | 7/24/2010 | 7/24/2010 | N | No
M12 | Susquehanna #2 | Susquehanna #2 | PA | Luzerne | In Service | PPL | 2520 | 107 | 107 | 107 | Capacity | Generation Interconnection | Nuclear |  |  | N/A | https://www.pjm.com/pjmfiles/pub/planning/project-queues/feas_docs/m12_fea.pdf | Document Posted | https://www.pjm.com/pjmfiles/pub/planning/project-queues/impact_studies/m12_imp.pdf | Document Posted | https://www.pjm.com/pjmfiles/pub/planning/project-queues/facilities/m12_fac.pdf | Document Posted | https://www.pjm.com/pjmfiles/pub/planning/project-queues/isa/m12_isa.pdf | Document Posted | N/A | https://www.pjm.com/pjmfiles/pub/planning/project-queues/csa/m12_csa.pdf | Document Posted | N/A | N/A |  | 5/19/2004 | N/A | N/A |  |  |  | 8/18/2011 | 8/18/2011 | 8/18/2011 | N | No
M13 | Amboy |  | IL | Lee | Withdrawn | ComEd | 3.3 | 3.3 | 3.3 |  | Capacity | Generation Interconnection | Wind |  |  | N/A | https://www.pjm.com/pjmfiles/pub/planning/project-queues/feas_docs/m13_fea.pdf | Document Posted | https://www.pjm.com/pjmfiles/pub/planning/project-queues/impact_studies/m13_imp.pdf | Document Posted |  | Not Required |  | Withdrawn | N/A |  |  | N/A | N/A |  | 5/27/2004 | N/A | N/A |  | 1/4/2005 | Customer Initiated Withdrawal | 6/1/2005 |  |  | N | No
M14 | Churchtown-Cumberland 230kV |  | NJ | Atlantic | Withdrawn | AEC | 100 | 100 | 100 |  | Capacity | Generation Interconnection | Natural Gas |  |  | N/A | https://www.pjm.com/pjmfiles/pub/planning/project-queues/feas_docs/m14_fea.pdf | Document Posted |  | Withdrawn |  |  | N/A |  | N/A |  |  | N/A | N/A |  | 6/9/2004 | N/A | N/A |  | 12/13/2004 | Customer Initiated Withdrawal | 6/15/2006 |  |  | N | No
M15 | Union City 230kV |  | PA | Erie | Withdrawn | PENELEC | 302 | 302 | 301.5 |  | Capacity | Generation Interconnection | Natural Gas |  |  | N/A | https://www.pjm.com/pjmfiles/pub/planning/project-queues/feas_docs/m15_fea.pdf | Document Posted | https://www.pjm.com/pjmfiles/pub/planning/project-queues/impact_studies/m15_imp.pdf | Document Posted |  | Withdrawn | N/A |  | N/A |  |  | N/A | N/A |  | 6/9/2004 | N/A | N/A |  | 10/17/2005 | Customer Initiated Withdrawal | 6/1/2007 |  |  | N | No
M17 | Mount Zion 13.8 kV |  | MD | Montgomery | Withdrawn | PEPCO | 4 | 4 | 4 |  | Capacity | Generation Interconnection | Methane |  |  | N/A |  | Withdrawn |  |  |  |  | N/A |  | N/A |  |  | N/A | N/A |  | 6/15/2004 | N/A | N/A |  | 9/30/2004 |  | 5/1/2005 |  |  | N | No
M18 | Dixon-Mendota 34kV |  | IL | Lee | Withdrawn | ComEd | 1.65 | 1.65 |  |  | Energy | Generation Interconnection | Wind |  |  | N/A | https://www.pjm.com/pjmfiles/pub/planning/project-queues/feas_docs/m18_fea.pdf | Document Posted | https://www.pjm.com/pjmfiles/pub/planning/project-queues/impact_studies/m18_imp.pdf | Document Posted |  | Not Required |  | Withdrawn | N/A |  |  | N/A | N/A |  | 6/17/2004 | N/A | N/A |  | 1/3/2006 |  | 12/31/2005 |  |  | N | No
M19 | Otter Point | Otter Point LF-1 | MD | Baltimore County | In Service | BGE | 4.5 | 4.5 |  | 4.5 | Energy | Generation Interconnection | Methane |  |  | N/A | https://www.pjm.com/pjmfiles/pub/planning/project-queues/feas_docs/m19_fea.pdf | Document Posted | https://www.pjm.com/pjmfiles/pub/planning/project-queues/impact_studies/m19_imp.pdf | Document Posted |  | Not Required | https://www.pjm.com/pjmfiles/pub/planning/project-queues/isa/m19_isa.pdf | Document Posted | N/A | https://www.pjm.com/pjmfiles/pub/planning/project-queues/csa/m19_csa.pdf | Document Posted | N/A | N/A |  | 6/25/2004 | N/A | N/A |  |  |  | 9/1/2006 |  | 9/1/2006 | N | No
M20 | Chestnut Valley 25kV |  | PA | Fayette | Withdrawn | APS | 5 | 5 | 5 |  | Capacity | Generation Interconnection | Methane |  |  | N/A | https://www.pjm.com/pjmfiles/pub/planning/project-queues/feas_docs/m20_fea.pdf | Document Posted | https://www.pjm.com/pjmfiles/pub/planning/project-queues/impact_studies/m20_imp.pdf | Document Posted |  | Withdrawn | N/A |  | N/A |  |  | N/A | N/A |  | 7/13/2004 | N/A | N/A |  | 7/7/2006 | Customer Initiated Withdrawal | 5/30/2006 |  |  | N | No
M21 | Rochelle | City of Rochelle, IL | IL | Ogle | In Service | ComEd | 20 | 20 | 20 | 20 | Capacity | Generation Interconnection | Diesel |  |  | N/A | https://www.pjm.com/pjmfiles/pub/planning/project-queues/feas_docs/m21_fea.pdf | Document Posted | https://www.pjm.com/pjmfiles/pub/planning/project-queues/impact_studies/m21_imp.pdf | Document Posted |  | Not Required | https://www.pjm.com/pjmfiles/pub/planning/project-queues/isa/m21_isa.pdf | Document Posted | N/A |  | Not Required | N/A | N/A |  | 7/23/2004 | N/A | N/A |  |  |  | 12/31/2006 | 12/31/2006 | 11/11/2005 | N | No
M22 | Cambria Slope 115kV |  | PA | Cambria | Withdrawn | PENELEC | 125 | 125 | 125 |  | Capacity | Generation Interconnection | Coal |  |  | N/A | https://www.pjm.com/pjmfiles/pub/planning/project-queues/feas_docs/m22_fea.pdf | Document Posted | https://www.pjm.com/pjmfiles/pub/planning/project-queues/impact_studies/m22_imp.pdf | Document Posted |  | Withdrawn | N/A |  | N/A |  |  | N/A | N/A |  | 7/23/2004 | N/A | N/A |  | 10/23/2006 | Customer Milestone Not Met | 2/1/2008 |  |  | N | No
M23 | Henry 138kV | Mt Storm WF | WV | Grant | Withdrawn | APS | 150 | 150 | 30 |  | Capacity | Generation Interconnection | Wind |  |  | N/A | https://www.pjm.com/pjmfiles/pub/planning/project-queues/feas_docs/m23_fea.pdf | Document Posted | https://www.pjm.com/pjmfiles/pub/planning/project-queues/impact_studies/m23_imp.pdf | Document Posted | https://www.pjm.com/pjmfiles/pub/planning/project-queues/facilities/m23_fac.pdf | Document Posted | https://www.pjm.com/pjmfiles/pub/planning/project-queues/isa/m23_isa.pdf | Document Posted | N/A | https://www.pjm.com/pjmfiles/pub/planning/project-queues/csa/m23_csa.pdf | Document Posted | N/A | N/A |  | 7/26/2004 | N/A | N/A |  | 2/4/2016 | Customer Milestone Not Met | 12/31/2015 | 12/31/2015 |  | N | No
M24 | Grassy Falls | Beech Ridge / Field Mtn WF | WV | Greenbrier | In Service | APS | 186 | 186 | 37.2 | 132.5 | Capacity | Generation Interconnection | Wind; Storage |  |  | N/A | https://www.pjm.com/pjmfiles/pub/planning/project-queues/feas_docs/m24_fea.pdf | Document Posted | https://www.pjm.com/pjmfiles/pub/planning/project-queues/impact_studies/m24_imp.pdf | Document Posted | https://www.pjm.com/pjmfiles/pub/planning/project-queues/facilities/m24_fac.pdf | Document Posted | https://www.pjm.com/pjmfiles/pub/planning/project-queues/isa/m24_isa.pdf | Document Posted | N/A | https://www.pjm.com/pjmfiles/pub/planning/project-queues/csa/m24_csa.pdf | Document Posted | N/A | N/A | 12/17/2009 | 7/27/2004 | N/A | N/A | 1/15/2010 |  |  | 12/1/2014 | 12/1/2014 | 11/1/2007 | N | No
M25 | South Reading (United Corrstack) 69kV | United Corrstack | PA | Berks | Withdrawn | ME | 12 | 11 | 2 |  | Capacity | Generation Interconnection | Other |  |  | N/A | https://www.pjm.com/pjmfiles/pub/planning/project-queues/feas_docs/m25_fea.pdf | Document Posted | https://www.pjm.com/pjmfiles/pub/planning/project-queues/impact_studies/m25_imp.pdf | Document Posted |  | Not Required |  | Withdrawn | N/A |  | Withdrawn | N/A | N/A |  | 7/29/2004 | N/A | N/A |  | 11/18/2005 | Customer Milestone Not Met | 12/1/2006 |  |  | N | No
M26 | Champion | Beech Hollow | PA | Washington | Withdrawn | APS | 150 | 150 | 150 |  | Capacity | Generation Interconnection | Natural Gas |  |  | N/A | https://www.pjm.com/pjmfiles/pub/planning/project-queues/feas_docs/m26_fea.pdf | Document Posted | https://www.pjm.com/pjmfiles/pub/planning/project-queues/impact_studies/m26_imp.pdf | Document Posted | https://www.pjm.com/pjmfiles/pub/planning/project-queues/facilities/m26_fac.pdf | Document Posted | https://www.pjm.com/pjmfiles/pub/planning/project-queues/isa/m26_isa.pdf | Document Posted | N/A | https://www.pjm.com/pjmfiles/pub/planning/project-queues/csa/m26_csa.pdf | Document Posted | N/A | N/A |  | 7/29/2004 | N/A | N/A |  | 7/8/2013 | Customer Initiated Withdrawal | 6/1/2015 | 6/1/2015 |  | N | No
M27 | Eddystone 138kV | Eddystone | PA | Delaware | In Service | PECO | 1408 | 7 | 7 | 7 | Capacity | Generation Interconnection | Coal |  |  | N/A | https://www.pjm.com/pjmfiles/pub/planning/project-queues/feas_docs/m27_fea.pdf | Document Posted | https://www.pjm.com/pjmfiles/pub/planning/project-queues/impact_studies/m27_imp.pdf | Document Posted |  | Not Required | https://www.pjm.com/pjmfiles/pub/planning/project-queues/isa/m27_isa.pdf | Document Posted | N/A |  | Not Required | N/A | N/A |  | 7/30/2004 | N/A | N/A |  |  |  | 6/17/2004 |  | 12/1/2006 | N | No
M28 | Elwood-Dresden 345kV | Indeck-Elwood Energy Center | IL | Will | Withdrawn | ComEd | 700 | 600 | 600 |  | Capacity | Generation Interconnection | Coal |  |  | N/A | https://www.pjm.com/pjmfiles/pub/planning/project-queues/feas_docs/m28_fea.pdf | Document Posted | https://www.pjm.com/pjmfiles/pub/planning/project-queues/impact_studies/m28_imp.pdf | Document Posted |  | Not Required | https://www.pjm.com/pjmfiles/pub/planning/project-queues/isa/m28_isa.pdf | Document Posted | N/A |  |  | N/A | N/A |  | 7/30/2004 | N/A | N/A |  | 11/30/2006 | Customer Milestone Not Met | 12/31/2011 | 12/31/2011 |  | N | No
N01 | Graceton-Nottingham 230kV |  | PA | York | Withdrawn | PECO | 550 | 550 | 550 |  | Capacity | Generation Interconnection | Natural Gas |  |  | N/A | https://www.pjm.com/pjmfiles/pub/planning/project-queues/feas_docs/n01_fea.pdf | Document Posted |  | Withdrawn |  |  | N/A |  | N/A |  |  | N/A | N/A |  | 8/2/2004 | N/A | N/A |  | 8/30/2005 | Customer Milestone Not Met | 6/1/2008 |  |  | N | No
N02 | Peach Bottom |  | PA | York | Withdrawn | PECO | 550 | 550 | 550 |  | Capacity | Generation Interconnection | Natural Gas |  |  | N/A | https://www.pjm.com/pjmfiles/pub/planning/project-queues/feas_docs/n02_fea.pdf | Document Posted |  | Withdrawn |  |  | N/A |  | N/A |  |  | N/A | N/A |  | 8/2/2004 | N/A | N/A |  | 8/30/2005 | Customer Milestone Not Met | 6/1/2008 |  |  | N | No
N02_AEP139 | McClung 138kV |  | WV | Greenbrier | Withdrawn | AEP | 200 | 200 | 40 |  | Capacity | Generation Interconnection | Wind |  |  | N/A | https://www.pjm.com/pjmfiles/pub/planning/project-queues/feas_docs/n02_aep139_fea.pdf | Document Posted |  | Withdrawn |  |  | N/A |  | N/A |  |  | N/A | N/A |  | 8/4/2004 | N/A | N/A |  | 6/23/2005 | Customer Milestone Not Met | 9/1/2006 |  |  | N | No
N03 | Edgemoor 69kV | Hay Road 2 | DE | New Castle | In Service | DPL | 121 | 7 | 7 | 7 | Capacity | Generation Interconnection | Natural Gas |  |  | N/A | https://www.pjm.com/pjmfiles/pub/planning/project-queues/feas_docs/n03_fea.pdf | Document Posted | https://www.pjm.com/pjmfiles/pub/planning/project-queues/impact_studies/n03_imp.pdf | Document Posted |  | Not Required | https://www.pjm.com/pjmfiles/pub/planning/project-queues/isa/n03_isa.pdf | Document Posted | N/A |  | Not Required | N/A | N/A |  | 8/25/2004 | N/A | N/A |  |  |  | 8/9/2004 |  | 6/1/2006 | N | No
N04 | Edgemoor 230kV |  | DE | New Castle | Withdrawn | DPL | 189 | 8 | 8 |  | Capacity | Generation Interconnection | Natural Gas |  |  | N/A |  | Withdrawn |  |  |  |  | N/A |  | N/A |  |  | N/A | N/A |  | 8/25/2004 | N/A | N/A |  | 10/12/2004 |  | 8/9/2004 |  |  | N | No
N05 | Edgemoor 138kV | Hay Road 1-3 | DE | New Castle | In Service | DPL | 242 | 9 | 9 | 9 | Capacity | Generation Interconnection | Natural Gas |  |  | N/A | https://www.pjm.com/pjmfiles/pub/planning/project-queues/feas_docs/n05_fea.pdf | Document Posted | https://www.pjm.com/pjmfiles/pub/planning/project-queues/impact_studies/n05_imp.pdf | Document Posted |  | Not Required | https://www.pjm.com/pjmfiles/pub/planning/project-queues/isa/n05_isa.pdf | Document Posted | N/A |  | Not Required | N/A | N/A |  | 8/25/2004 | N/A | N/A |  |  |  | 8/9/2004 |  | 6/1/2006 | N | No
N06 | Hamilton 12kV | Pine Hurst Acres | PA | Northumberland | In Service | PPL | 0.047 | 0.047 |  | 0.047 | Energy | Generation Interconnection | Methane |  |  | N/A | https://www.pjm.com/pjmfiles/pub/planning/project-queues/feas_docs/n06_fea.pdf | Document Posted | https://www.pjm.com/pjmfiles/pub/planning/project-queues/impact_studies/n06_imp.pdf | Document Posted |  | Not Required | https://www.pjm.com/pjmfiles/pub/planning/project-queues/isa/n06_isa.pdf | Document Posted | N/A | https://www.pjm.com/pjmfiles/pub/planning/project-queues/csa/n06_csa.pdf | Document Posted | N/A | N/A |  | 9/16/2004 | N/A | N/A |  |  |  | 3/1/2005 |  | 3/1/2005 | N | No
N07 | Monterey 69kV | Highland New Wind | VA | Highland | Withdrawn | APS | 39 | 39 | 7.6 |  | Capacity | Generation Interconnection | Wind |  |  | N/A | https://www.pjm.com/pjmfiles/pub/planning/project-queues/feas_docs/n07_fea.pdf | Document Posted | https://www.pjm.com/pjmfiles/pub/planning/project-queues/impact_studies/n07_imp.pdf | Document Posted | https://www.pjm.com/pjmfiles/pub/planning/project-queues/facilities/n07_fac.pdf | Document Posted | N/A | Wholesale Market Participation Agreement | https://www.pjm.com/pjmfiles/pub/planning/project-queues/wmpa/n07_wmpa.pdf |  | Not Required | N/A | N/A |  | 9/28/2004 | N/A | N/A | 4/29/2021 | 3/10/2020 |  | 4/29/2021 | 4/29/2021 |  | N | No
N08 | Dans Mountain |  | PA | Allegheny | Withdrawn | APS | 125 | 125 | 25 |  | Capacity | Generation Interconnection | Wind |  |  | N/A | https://www.pjm.com/pjmfiles/pub/planning/project-queues/feas_docs/n08_fea.pdf | Document Posted |  | Withdrawn |  |  | N/A |  | N/A |  |  | N/A | N/A |  | 9/28/2004 | N/A | N/A |  | 9/1/2005 | Customer Initiated Withdrawal | 12/31/2005 |  |  | N | No
N09 | Grassy Falls 138kV | West Greenbrier | WV | Greenbrier | Withdrawn | APS | 90 | 90 | 90 |  | Capacity | Generation Interconnection | Coal |  |  | N/A | https://www.pjm.com/pjmfiles/pub/planning/project-queues/feas_docs/n09_fea.pdf | Document Posted | https://www.pjm.com/pjmfiles/pub/planning/project-queues/impact_studies/n09_imp.pdf | Document Posted | https://www.pjm.com/pjmfiles/pub/planning/project-queues/facilities/n09_fac.pdf | Document Posted |  | Withdrawn | N/A |  | Withdrawn | N/A | N/A |  | 10/4/2004 | N/A | N/A |  | 8/26/2008 |  | 3/31/2009 | 3/31/2009 |  | N | No
N10 | Grangston 138 kV | Big Sandy Peaker Plant | WV | Wayne | In Service | AEP | 300 | 6 | 6 | 6 | Capacity | Generation Interconnection | Natural Gas |  |  | N/A | https://www.pjm.com/pjmfiles/pub/planning/project-queues/feas_docs/n10_fea.pdf | Document Posted | https://www.pjm.com/pjmfiles/pub/planning/project-queues/impact_studies/n10_imp.pdf | Document Posted |  | Not Required | https://www.pjm.com/pjmfiles/pub/planning/project-queues/isa/n10_isa.pdf | Document Posted | N/A |  | Not Required | N/A | N/A |  | 10/11/2004 | N/A | N/A |  |  |  | 6/1/2005 | 6/1/2005 | 6/1/2005 | N | No
N11 | Wolf Hills 138 kV | Wolf Hills Energy Plant | VA | Washington | In Service | AEP | 275 | 15 | 15 | 15 | Capacity | Generation Interconnection | Natural Gas |  |  | N/A | https://www.pjm.com/pjmfiles/pub/planning/project-queues/feas_docs/n11_fea.pdf | Document Posted | https://www.pjm.com/pjmfiles/pub/planning/project-queues/impact_studies/n11_imp.pdf | Document Posted |  | Not Required | https://www.pjm.com/pjmfiles/pub/planning/project-queues/isa/n11_isa.pdf | Document Posted | N/A |  | Not Required | N/A | N/A |  | 10/11/2004 | N/A | N/A |  |  |  | 6/1/2005 | 6/1/2005 | 6/1/2005 | N | No
N12 | North Haverhill 69 kV | North Haverhill | OH | Scioto | In Service | AEP | 75 | 75 | 75 | 75 | Capacity | Generation Interconnection | Coal |  |  | N/A | https://www.pjm.com/pjmfiles/pub/planning/project-queues/feas_docs/n12_fea.pdf | Document Posted | https://www.pjm.com/pjmfiles/pub/planning/project-queues/impact_studies/n12_imp.pdf | Document Posted | https://www.pjm.com/pjmfiles/pub/planning/project-queues/facilities/n12_fac.pdf | Document Posted | https://www.pjm.com/pjmfiles/pub/planning/project-queues/isa/n12_isa.pdf | Document Posted | N/A | https://www.pjm.com/pjmfiles/pub/planning/project-queues/csa/n12_csa.pdf | Document Posted | N/A | N/A |  | 10/13/2004 | N/A | N/A |  |  |  | 6/1/2009 | 6/1/2009 | 6/1/2009 | N | No
N13 | Beaver Valley |  | PA | Beaver | In Service | DL | 1652 | 1630 | 1630 | 1630 | Capacity | Generation Interconnection | Nuclear |  |  | N/A |  | Not Required |  | Not Required |  | Not Required | https://www.pjm.com/pjmfiles/pub/planning/project-queues/isa/n13_isa.pdf | Document Posted | N/A |  | Not Required | N/A | N/A |  | 11/1/2004 | N/A | N/A |  |  |  | 1/1/2005 |  | 1/1/2005 | N | No
N14 | Frackville-Hauto #3 69kV | Locust Ridge WF | PA | Schuylkill | In Service | PPL | 27.3 | 24 | 5.4 | 24 | Capacity | Generation Interconnection | Wind |  |  | N/A | https://www.pjm.com/pjmfiles/pub/planning/project-queues/feas_docs/n14_fea.pdf | Document Posted | https://www.pjm.com/pjmfiles/pub/planning/project-queues/impact_studies/n14_imp.pdf | Document Posted | https://www.pjm.com/pjmfiles/pub/planning/project-queues/facilities/n14_fac.pdf | Document Posted | https://www.pjm.com/pjmfiles/pub/planning/project-queues/isa/n14_isa.pdf | Document Posted | N/A | https://www.pjm.com/pjmfiles/pub/planning/project-queues/csa/n14_csa.pdf | Document Posted | N/A | N/A |  | 11/22/2004 | N/A | N/A |  |  |  | 6/1/2006 |  | 6/1/2006 | N | No
N15 | LaSalle 138 kV | Grand Ridge Energy LLC | IL | Lasalle | In Service | ComEd | 150 | 150 | 30 | 150 | Capacity | Generation Interconnection | Wind |  |  | N/A | https://www.pjm.com/pjmfiles/pub/planning/project-queues/feas_docs/n15_fea.pdf | Document Posted | https://www.pjm.com/pjmfiles/pub/planning/project-queues/impact_studies/n15_imp.pdf | Document Posted | https://www.pjm.com/pjmfiles/pub/planning/project-queues/facilities/n15_fac.pdf | Document Posted | https://www.pjm.com/pjmfiles/pub/planning/project-queues/isa/n15_isa.pdf | Document Posted | N/A | https://www.pjm.com/pjmfiles/pub/planning/project-queues/csa/n15_csa.pdf | Document Posted | N/A | N/A |  | 12/2/2004 | N/A | N/A |  |  |  | 11/1/2009 | 11/1/2009 | 11/1/2009 | N | No
N16 | Kent-Harrington 69kV | Central Landfill Units 1-4 | DE | New Castle | In Service | DPL | 4 | 4 |  | 4 | Energy | Generation Interconnection | Methane |  |  | N/A | https://www.pjm.com/pjmfiles/pub/planning/project-queues/feas_docs/n16_fea.pdf | Document Posted | https://www.pjm.com/pjmfiles/pub/planning/project-queues/impact_studies/n16_imp.pdf | Document Posted |  | Not Required | https://www.pjm.com/pjmfiles/pub/planning/project-queues/isa/n16_isa.pdf | Document Posted | N/A |  | Not Required | N/A | N/A |  | 12/9/2004 | N/A | N/A |  |  |  | 12/7/2006 | 12/7/2006 | 12/7/2006 | N | No
N17 | Laurel-Sussex 69kV | Southern Landfill Units 1-4 | DE | New Castle | In Service | DPL | 3 | 3 |  | 3 | Energy | Generation Interconnection | Methane |  |  | N/A | https://www.pjm.com/pjmfiles/pub/planning/project-queues/feas_docs/n17_fea.pdf | Document Posted | https://www.pjm.com/pjmfiles/pub/planning/project-queues/impact_studies/n17_imp.pdf | Document Posted |  | Not Required | https://www.pjm.com/pjmfiles/pub/planning/project-queues/isa/n17_isa.pdf | Document Posted | N/A |  | Not Required | N/A | N/A |  | 12/9/2004 | N/A | N/A |  |  |  | 10/24/2006 |  | 10/24/2006 | N | No
N18 | Clinton-Collier 345kV |  | PA | Allegheny | Withdrawn | DL | 19.2 | 19.2 | 19.2 |  | Capacity | Generation Interconnection | Methane |  |  | N/A |  | Withdrawn |  |  |  |  | N/A |  | N/A |  |  | N/A | N/A |  | 12/22/2004 | N/A | N/A |  | 2/16/2005 | Customer Initiated Withdrawal | 12/31/2005 |  |  | N | No
N19 | Paw Paw 12 kV |  | IL | Lee | Withdrawn | ComEd | 1.65 | 1.65 | 1.65 |  | Capacity | Generation Interconnection | Wind |  |  | N/A | https://www.pjm.com/pjmfiles/pub/planning/project-queues/feas_docs/n19_fea.pdf | Document Posted | https://www.pjm.com/pjmfiles/pub/planning/project-queues/impact_studies/n19_imp.pdf | Document Posted |  | Not Required |  | Withdrawn | N/A |  | Withdrawn | N/A | N/A |  | 12/28/2004 | N/A | N/A |  | 9/6/2005 | Customer Milestone Not Met | 3/31/2006 |  |  | N | No
N20 | Poplar Grove 34kV |  | IL | Boone | Withdrawn | ComEd | 9.9 | 9.9 | 9.9 |  | Capacity | Generation Interconnection | Wind |  |  | N/A |  | Withdrawn |  |  |  |  | N/A |  | N/A |  |  | N/A | N/A |  | 1/6/2005 | N/A | N/A |  | 2/17/2005 | Customer Initiated Withdrawal | 12/29/2005 |  |  | N | No
N21 | Sublette Wind II | Sublette Wind Farm | IL | Lee | Withdrawn | ComEd | 30 | 30 | 2.2 |  | Capacity | Generation Interconnection | Wind |  |  | N/A | https://www.pjm.com/pjmfiles/pub/planning/project-queues/feas_docs/n21_fea.pdf | Document Posted | https://www.pjm.com/pjmfiles/pub/planning/project-queues/impact_studies/n21_imp.pdf | Document Posted |  | Not Required |  | Withdrawn | N/A |  |  | N/A | N/A |  | 1/18/2005 | N/A | N/A |  | 8/16/2012 | Customer Initiated Withdrawal | 4/15/2007 | 4/15/2007 |  | N | No
N22 | Sublette Wind 3 | Sublette Wind Farm | IL | Lee | Withdrawn | ComEd | 30 | 30 | 2.2 |  | Capacity | Generation Interconnection | Wind |  |  | N/A | https://www.pjm.com/pjmfiles/pub/planning/project-queues/feas_docs/n22_fea.pdf | Document Posted | https://www.pjm.com/pjmfiles/pub/planning/project-queues/impact_studies/n22_imp.pdf | Document Posted |  | Not Required |  | Withdrawn | N/A |  |  | N/A | N/A |  | 1/18/2005 | N/A | N/A |  | 8/16/2012 | Customer Initiated Withdrawal | 4/15/2007 | 4/15/2007 |  | N | No
N23 | West Brooklyn Wind 3 | West Brooklyn II | IL | Lee | Withdrawn | ComEd | 53 | 53 | 2.6 |  | Capacity | Generation Interconnection | Wind |  |  | N/A | https://www.pjm.com/pjmfiles/pub/planning/project-queues/feas_docs/n23_fea.pdf | Document Posted | https://www.pjm.com/pjmfiles/pub/planning/project-queues/impact_studies/n23_imp.pdf | Document Posted |  | Not Required |  | Withdrawn | N/A |  |  | N/A | N/A |  | 1/18/2005 | N/A | N/A |  | 8/16/2012 | Customer Initiated Withdrawal | 4/15/2007 | 4/15/2007 |  | N | No
N24 | West Brooklyn 4 | West Brooklyn II | IL | Lee | Withdrawn | ComEd | 53 | 53 | 2.6 |  | Capacity | Generation Interconnection | Wind |  |  | N/A | https://www.pjm.com/pjmfiles/pub/planning/project-queues/feas_docs/n24_fea.pdf | Document Posted | https://www.pjm.com/pjmfiles/pub/planning/project-queues/impact_studies/n24_imp.pdf | Document Posted |  | Not Required |  | Withdrawn | N/A |  |  | N/A | N/A |  | 1/18/2005 | N/A | N/A |  | 8/16/2012 | Customer Initiated Withdrawal | 4/15/2007 | 4/15/2007 |  | N | No
N25 | West Brooklyn 5 | West Brooklyn II | IL | Lee | Withdrawn | ComEd | 11 | 11 | 2.6 |  | Capacity | Generation Interconnection | Wind |  |  | N/A | https://www.pjm.com/pjmfiles/pub/planning/project-queues/feas_docs/n25_fea.pdf | Document Posted | https://www.pjm.com/pjmfiles/pub/planning/project-queues/impact_studies/n25_imp.pdf | Document Posted |  | Not Required |  | Withdrawn | N/A |  |  | N/A | N/A |  | 1/18/2005 | N/A | N/A |  | 8/16/2012 | Customer Initiated Withdrawal | 4/15/2007 | 4/15/2007 |  | N | No
N26 | Daleville | SECCRA LF | PA | Chester | In Service | PECO | 1.74 | 1.74 | 1.7 | 1.7 | Capacity | Generation Interconnection | Methane |  |  | N/A | https://www.pjm.com/pjmfiles/pub/planning/project-queues/feas_docs/n26_fea.pdf | Document Posted | https://www.pjm.com/pjmfiles/pub/planning/project-queues/impact_studies/n26_imp.pdf | Document Posted |  | Not Required | https://www.pjm.com/pjmfiles/pub/planning/project-queues/isa/n26_isa.pdf | Document Posted | N/A | https://www.pjm.com/pjmfiles/pub/planning/project-queues/csa/n26_csa.pdf | Document Posted | N/A | N/A |  | 1/20/2005 | N/A | N/A |  |  |  | 12/31/2009 | 12/31/2009 | 12/31/2009 | N | No
N27 | Pequest River 34.5 kV | Warren County LF | NJ | Warren | In Service | JCPL | 3.6 | 3.6 | 3.6 | 3.6 | Capacity | Generation Interconnection | Methane |  |  | N/A | https://www.pjm.com/pjmfiles/pub/planning/project-queues/feas_docs/n27_fea.pdf | Document Posted | https://www.pjm.com/pjmfiles/pub/planning/project-queues/impact_studies/n27_imp.pdf | Document Posted |  | Not Required | https://www.pjm.com/pjmfiles/pub/planning/project-queues/isa/n27_isa.pdf | Document Posted | N/A | https://www.pjm.com/pjmfiles/pub/planning/project-queues/csa/n27_csa.pdf | Document Posted | N/A | N/A |  | 1/27/2005 | N/A | N/A |  |  |  | 6/1/2007 | 6/1/2007 | 6/1/2007 | N | No
N28 | Cambria Slope 115kV |  | PA | Cambria | Withdrawn | PENELEC | 165 | 40 | 40 |  | Capacity | Generation Interconnection | Coal |  |  | N/A | https://www.pjm.com/pjmfiles/pub/planning/project-queues/feas_docs/n28_fea.pdf | Document Posted |  | Withdrawn |  |  | N/A |  | N/A |  |  | N/A | N/A |  | 1/27/2005 | N/A | N/A |  | 6/24/2005 | Customer Milestone Not Met | 2/1/2007 |  |  | N | No
N29 | Roth Rock 138kV |  | MD | Garrett | Withdrawn | APS | 40 | 40 | 8 |  | Capacity | Generation Interconnection | Wind |  |  | N/A | https://www.pjm.com/pjmfiles/pub/planning/project-queues/feas_docs/n29_fea.pdf | Document Posted | https://www.pjm.com/pjmfiles/pub/planning/project-queues/impact_studies/n29_imp.pdf | Document Posted | https://www.pjm.com/pjmfiles/pub/planning/project-queues/facilities/n29_fac.pdf | Document Posted |  | Withdrawn | N/A |  | Withdrawn | N/A | N/A |  | 1/28/2005 | N/A | N/A |  | 9/5/2007 | Customer Milestone Not Met | 12/31/2008 |  |  | N | No
N30 | Grand Point 12kV |  | PA | Franklin | Withdrawn | APS | 5 | 5 |  |  | Energy | Generation Interconnection | Methane |  |  | N/A | https://www.pjm.com/pjmfiles/pub/planning/project-queues/feas_docs/n30_fea.pdf | Document Posted |  | Not Required |  | Withdrawn | N/A |  | N/A |  |  | N/A | N/A |  | 1/28/2005 | N/A | N/A |  | 4/3/2007 | Customer Initiated Withdrawal | 12/31/2007 | 12/31/2007 |  | N | No
N31 | Freemansburg 69kV | Bethlehem LF | PA | Northampton | Deactivated | PPL | 5 | 5 |  | 5 | Energy | Generation Interconnection | Methane |  |  | N/A | https://www.pjm.com/pjmfiles/pub/planning/project-queues/feas_docs/n31_fea.pdf | Document Posted | https://www.pjm.com/pjmfiles/pub/planning/project-queues/impact_studies/n31_imp.pdf | Document Posted |  | Not Required | N/A | Wholesale Market Participation Agreement | https://www.pjm.com/pjmfiles/pub/planning/project-queues/wmpa/n31_wmpa.pdf |  | Not Required | N/A | N/A | 5/1/2007 | 1/28/2005 | N/A | N/A | 7/1/2007 |  |  | 5/1/2008 | 5/1/2008 | 5/1/2008 | N | No
N32 | Gans 138kV | South Chestnut WF | PA | Fayette | In Service | APS | 50.4 | 50.4 | 10.1 | 50.4 | Capacity | Generation Interconnection | Wind |  |  | N/A | https://www.pjm.com/pjmfiles/pub/planning/project-queues/feas_docs/n32_fea.pdf | Document Posted | https://www.pjm.com/pjmfiles/pub/planning/project-queues/impact_studies/n32_imp.pdf | Document Posted | https://www.pjm.com/pjmfiles/pub/planning/project-queues/facilities/n32_fac.pdf | Document Posted | https://www.pjm.com/pjmfiles/pub/planning/project-queues/isa/n32_isa.pdf | Document Posted | N/A | https://www.pjm.com/pjmfiles/pub/planning/project-queues/csa/n32_csa.pdf | Document Posted | N/A | N/A |  | 1/28/2005 | N/A | N/A |  |  |  | 12/31/2011 | 12/31/2011 | 12/24/2011 | N | No
N33 | Afton 138kV | North Briery WF | WV | Preston | Withdrawn | APS | 60 | 60 | 12 |  | Capacity | Generation Interconnection | Wind |  |  | N/A | https://www.pjm.com/pjmfiles/pub/planning/project-queues/feas_docs/n33_fea.pdf | Document Posted | https://www.pjm.com/pjmfiles/pub/planning/project-queues/impact_studies/n33_imp.pdf | Document Posted | https://www.pjm.com/pjmfiles/pub/planning/project-queues/facilities/n33_fac.pdf | Document Posted | https://www.pjm.com/pjmfiles/pub/planning/project-queues/isa/n33_isa.pdf | Document Posted | N/A | https://www.pjm.com/pjmfiles/pub/planning/project-queues/csa/n33_csa.pdf | Document Posted | N/A | N/A |  | 1/28/2005 | N/A | N/A |  | 2/16/2012 | Customer Initiated Withdrawal | 12/31/2012 | 12/31/2012 |  | N | No
N34 | Motiva | Delaware City | DE | New Castle | In Service | DPL | 250 | 250 | 142 | 250 | Capacity | Generation Interconnection | Oil |  |  | N/A | https://www.pjm.com/pjmfiles/pub/planning/project-queues/feas_docs/n34_fea.pdf | Document Posted | https://www.pjm.com/pjmfiles/pub/planning/project-queues/impact_studies/n34_imp.pdf | Document Posted |  | Not Required | https://www.pjm.com/pjmfiles/pub/planning/project-queues/isa/n34_isa.pdf | Document Posted | N/A |  | Not Required | N/A | N/A |  | 1/28/2005 | N/A | N/A |  |  |  | 12/31/2005 | 12/31/2005 | 12/31/2005 | N | No
N35 | South Reading-Birdsboro 69kV |  | PA | Berks | Withdrawn | ME | 9 | 9 | 9 |  | Capacity | Generation Interconnection | Methane |  |  | N/A | https://www.pjm.com/pjmfiles/pub/planning/project-queues/feas_docs/n35_fea.pdf | Document Posted | https://www.pjm.com/pjmfiles/pub/planning/project-queues/impact_studies/n35_imp.pdf | Document Posted |  | Not Required |  | Withdrawn | N/A |  | Withdrawn | N/A | N/A |  | 1/28/2005 | N/A | N/A |  | 12/14/2005 | Customer Initiated Withdrawal | 12/31/2005 |  |  | N | No
N36 | Gold-Sabinsville 115kV | Gold Sabinsville | PA | Potter | Withdrawn | PENELEC | 50 | 50 | 10 |  | Capacity | Generation Interconnection | Wind |  |  | N/A | https://www.pjm.com/pjmfiles/pub/planning/project-queues/feas_docs/n36_fea.pdf | Document Posted | https://www.pjm.com/pjmfiles/pub/planning/project-queues/impact_studies/n36_imp.pdf | Document Posted | https://www.pjm.com/pjmfiles/pub/planning/project-queues/facilities/n36_fac.pdf | Document Posted | https://www.pjm.com/pjmfiles/pub/planning/project-queues/isa/n36_isa.pdf | Document Posted | N/A | https://www.pjm.com/pjmfiles/pub/planning/project-queues/csa/n36_csa.pdf | Document Posted | N/A | N/A |  | 1/28/2005 | N/A | N/A |  | 1/15/2014 | Customer Initiated Withdrawal | 12/15/2014 | 12/15/2014 |  | N | No
N37 | Windsor 138kV |  | PA | Washington | Withdrawn | APS | 50 | 50 | 10 |  | Capacity | Generation Interconnection | Wind |  |  | N/A | https://www.pjm.com/pjmfiles/pub/planning/project-queues/feas_docs/n37_fea.pdf | Document Posted |  | Withdrawn |  |  | N/A |  | N/A |  |  | N/A | N/A |  | 1/28/2005 | N/A | N/A |  | 11/1/2005 | Customer Initiated Withdrawal | 11/1/2006 |  |  | N | No
N38 | W. Newton-Lynn 138kV |  | OH | Hardin | Withdrawn | AEP | 120 | 120 | 24 |  | Capacity | Generation Interconnection | Wind |  |  | N/A | https://www.pjm.com/pjmfiles/pub/planning/project-queues/feas_docs/n38_fea.pdf | Document Posted |  | Withdrawn |  |  | N/A |  | N/A |  |  | N/A | N/A |  | 1/28/2005 | N/A | N/A |  | 8/2/2005 | Customer Initiated Withdrawal | 11/1/2006 |  |  | N | No
N39 | Johnstown-Altoona 230kV | Allegheny Ridge WF1 | PA | Cambria | In Service | PENELEC | 80 | 80 | 16 | 80 | Capacity | Generation Interconnection | Wind |  |  | N/A | https://www.pjm.com/pjmfiles/pub/planning/project-queues/feas_docs/n39_fea.pdf | Document Posted | https://www.pjm.com/pjmfiles/pub/planning/project-queues/impact_studies/n39_imp.pdf | Document Posted | https://www.pjm.com/pjmfiles/pub/planning/project-queues/facilities/n39_fac.pdf | Document Posted | https://www.pjm.com/pjmfiles/pub/planning/project-queues/isa/n39_isa.pdf | Document Posted | N/A | https://www.pjm.com/pjmfiles/pub/planning/project-queues/csa/n39_csa.pdf | Document Posted | N/A | N/A |  | 1/28/2005 | N/A | N/A |  |  |  | 3/15/2007 | 3/15/2007 | 11/1/2006 | N | No
N40 | Champion 345kV |  | PA | Washington | Withdrawn | DL | 300 | 300 | 300 |  | Capacity | Generation Interconnection | Coal |  |  | N/A | https://www.pjm.com/pjmfiles/pub/planning/project-queues/feas_docs/n40_fea.pdf | Document Posted |  | Withdrawn |  |  | N/A |  | N/A |  |  | N/A | N/A |  | 1/28/2005 | N/A | N/A |  | 9/6/2005 | Customer Initiated Withdrawal | 5/31/2009 |  |  | N | No
N41 | Mountaineer 765kV |  | WV | Mason | Withdrawn | AEP | 1200 | 1200 | 1200 |  | Capacity | Generation Interconnection | Coal |  |  | N/A | https://www.pjm.com/pjmfiles/pub/planning/project-queues/feas_docs/n41_fea.pdf | Document Posted | https://www.pjm.com/pjmfiles/pub/planning/project-queues/impact_studies/n41_imp.pdf | Document Posted |  | Withdrawn | N/A |  | N/A |  |  | N/A | N/A |  | 1/31/2005 | N/A | N/A |  | 10/21/2008 | Customer Initiated Withdrawal | 5/1/2010 |  |  | N | No
N42 | Mountaineer-Belmont 765kV |  | OH | Meigs | Withdrawn | AEP | 1200 | 1200 | 600 |  | Capacity | Generation Interconnection | Coal |  |  | N/A | https://www.pjm.com/pjmfiles/pub/planning/project-queues/feas_docs/n42_fea.pdf | Document Posted | https://www.pjm.com/pjmfiles/pub/planning/project-queues/impact_studies/n42_imp.pdf | Document Posted |  | Withdrawn | N/A |  | N/A |  |  | N/A | N/A |  | 1/31/2005 | N/A | N/A |  | 12/1/2011 | Customer Initiated Withdrawal | 5/1/2010 |  |  | N | No
N43 | Hanging Rock-Jefferson 765kV |  | KY | Lewis | Withdrawn | AEP | 1200 | 1200 | 1200 |  | Capacity | Generation Interconnection | Coal |  |  | N/A | https://www.pjm.com/pjmfiles/pub/planning/project-queues/feas_docs/n43_fea.pdf | Document Posted | https://www.pjm.com/pjmfiles/pub/planning/project-queues/impact_studies/n43_imp.pdf | Document Posted |  | Withdrawn | N/A |  | N/A |  |  | N/A | N/A |  | 1/31/2005 | N/A | N/A |  | 3/28/2006 | Customer Initiated Withdrawal | 5/1/2010 |  |  | N | No
N44 | Dover |  | DE | Kent | Withdrawn | DPL | 103 | 1 | 1 |  | Capacity | Generation Interconnection | Oil |  |  | N/A | https://www.pjm.com/pjmfiles/pub/planning/project-queues/feas_docs/n44_fea.pdf | Document Posted | https://www.pjm.com/pjmfiles/pub/planning/project-queues/impact_studies/n44_imp.pdf | Document Posted |  | Not Required |  | Withdrawn | N/A |  | Not Required | N/A | N/A |  | 1/31/2005 | N/A | N/A |  | 10/11/2005 | Customer Milestone Not Met | 12/31/2005 |  |  | N | No
N45 | Ft. Martin 500kV |  | WV | Monongalia | Withdrawn | APS | 600 | 600 | 600 |  | Capacity | Generation Interconnection | Coal |  |  | N/A | https://www.pjm.com/pjmfiles/pub/planning/project-queues/feas_docs/n45_fea.pdf | Document Posted |  | Withdrawn |  |  | N/A |  | N/A |  |  | N/A | N/A |  | 1/31/2005 | N/A | N/A |  | 12/14/2005 | Customer Initiated Withdrawal | 1/31/2010 |  |  | N | No
N46 | Cook 345kV |  | MI | Berrien | Withdrawn | AEP | 1120 | 1120 | 1120 |  | Capacity | Generation Interconnection | Natural Gas |  |  | N/A |  | Withdrawn |  |  |  |  | N/A |  | N/A |  |  | N/A | N/A |  | 1/31/2005 | N/A | N/A |  | 10/18/2005 | Customer Initiated Withdrawal | 6/1/2009 |  |  | N | No
N47 | Beryl 138kV | Pinnacle WF | WV | Mineral | In Service | APS | 85 | 85 | 17 | 55.2 | Capacity | Generation Interconnection | Wind |  |  | N/A | https://www.pjm.com/pjmfiles/pub/planning/project-queues/feas_docs/n47_fea.pdf | Document Posted | https://www.pjm.com/pjmfiles/pub/planning/project-queues/impact_studies/n47_imp.pdf | Document Posted | https://www.pjm.com/pjmfiles/pub/planning/project-queues/facilities/n47_fac.pdf | Document Posted | https://www.pjm.com/pjmfiles/pub/planning/project-queues/isa/n47_isa.pdf | Document Posted | N/A | https://www.pjm.com/pjmfiles/pub/planning/project-queues/csa/n47_csa.pdf | Document Posted | N/A | N/A |  | 1/31/2005 | N/A | N/A |  |  |  | 12/31/2011 | 12/31/2011 | 11/16/2011 | N | No
N48 | Lancaster-Maryland 138kV |  | IL | Ogle | Withdrawn | ComEd | 84 | 84 | 84 |  | Capacity | Generation Interconnection | Wind |  |  | N/A |  | Withdrawn |  |  |  |  | N/A |  | N/A |  |  | N/A | N/A |  | 1/31/2005 | N/A | N/A |  | 3/11/2005 | Customer Initiated Withdrawal | 12/31/2005 |  |  | N | No
N49 | Salix-Claysburg 115kV |  | PA | Cambria | Withdrawn | PENELEC | 90 | 90 | 90 |  | Capacity | Generation Interconnection | Wind |  |  | N/A |  | Withdrawn |  |  |  |  | N/A |  | N/A |  |  | N/A | N/A |  | 1/31/2005 | N/A | N/A |  | 4/14/2005 | Customer Milestone Not Met | 11/1/2006 |  |  | N | No
N50 | Eldred 230kV |  | PA | Schuylkill | Withdrawn | PPL | 90 | 90 | 18 |  | Capacity | Generation Interconnection | Wind |  |  | N/A | https://www.pjm.com/pjmfiles/pub/planning/project-queues/feas_docs/n50_fea.pdf | Document Posted | https://www.pjm.com/pjmfiles/pub/planning/project-queues/impact_studies/n50_imp.pdf | Document Posted |  | Withdrawn | N/A |  | N/A |  |  | N/A | N/A |  | 1/31/2005 | N/A | N/A |  | 3/7/2006 | Customer Milestone Not Met | 11/1/2006 |  |  | N | No
N51 | Harwood 230kV |  | PA | Carbon | Withdrawn | PPL | 100.5 | 100.5 | 20 |  | Capacity | Generation Interconnection | Wind |  |  | N/A | https://www.pjm.com/pjmfiles/pub/planning/project-queues/feas_docs/n51_fea.pdf | Document Posted | https://www.pjm.com/pjmfiles/pub/planning/project-queues/impact_studies/n51_imp.pdf | Document Posted |  | Withdrawn | N/A |  | N/A |  |  | N/A | N/A |  | 1/31/2005 | N/A | N/A |  | 3/7/2006 | Customer Milestone Not Met | 11/1/2006 |  |  | N | No
O01 | Letort 12kV | Frey Farms LF | PA | Lancaster | Withdrawn | PPL | 3.2 | 3.2 | 3.2 |  | Capacity | Generation Interconnection | Methane |  |  | N/A | https://www.pjm.com/pjmfiles/pub/planning/project-queues/feas_docs/o01_fea.pdf | Document Posted | https://www.pjm.com/pjmfiles/pub/planning/project-queues/impact_studies/o01_imp.pdf | Document Posted |  | Not Required | https://www.pjm.com/pjmfiles/pub/planning/project-queues/isa/o01_isa.pdf | Document Posted | N/A | https://www.pjm.com/pjmfiles/pub/planning/project-queues/csa/o01_csa.pdf | Document Posted | N/A | N/A | 12/1/2005 | 2/8/2005 | N/A | N/A | 1/3/2006 | 5/26/2011 | Customer Initiated Withdrawal | 1/12/2006 | 1/12/2006 | 1/12/2006 | N | No
O02 | Glendon 34.5kV |  | PA | Northampton | Withdrawn | PPL | 3 | 3.2 | 3.2 |  | Capacity | Generation Interconnection | Methane |  |  | N/A | https://www.pjm.com/pjmfiles/pub/planning/project-queues/feas_docs/o02_fea.pdf | Document Posted | https://www.pjm.com/pjmfiles/pub/planning/project-queues/impact_studies/o02_imp.pdf | Document Posted |  | Not Required |  | Withdrawn | N/A |  | Not Required | N/A | N/A |  | 2/8/2005 | N/A | N/A |  | 8/16/2006 | Customer Milestone Not Met | 12/31/2006 | 12/31/2006 |  | N | No
O03 | Sublette | Sublette Wind Farm | IL | Lee | Withdrawn | ComEd | 30 | 11 | 2.2 |  | Capacity | Generation Interconnection | Wind |  |  | N/A | https://www.pjm.com/pjmfiles/pub/planning/project-queues/feas_docs/o03_fea.pdf | Document Posted | https://www.pjm.com/pjmfiles/pub/planning/project-queues/impact_studies/o03_imp.pdf | Document Posted |  | Not Required |  | Withdrawn | N/A |  |  | N/A | N/A |  | 2/11/2005 | N/A | N/A |  | 8/16/2012 | Customer Initiated Withdrawal | 4/15/2007 | 4/15/2007 |  | N | No
O04 | Camden-Richmond |  | NJ | Camden | Withdrawn | PSEG | 640 | 640 | 640 |  | Capacity | Generation Interconnection | Natural Gas |  |  | N/A | https://www.pjm.com/pjmfiles/pub/planning/project-queues/feas_docs/o04_fea.pdf | Document Posted |  | Withdrawn |  |  | N/A |  | N/A |  |  | N/A | N/A |  | 2/11/2005 | N/A | N/A |  | 2/1/2006 | Customer Initiated Withdrawal | 6/1/2008 |  |  | N | No
O05 | Rochelle | City of Rochelle | IL | Ogle | In Service | ComEd | 22 | 22 | 2 | 22 | Capacity | Generation Interconnection | Diesel |  |  | N/A | https://www.pjm.com/pjmfiles/pub/planning/project-queues/feas_docs/o05_fea.pdf | Document Posted | https://www.pjm.com/pjmfiles/pub/planning/project-queues/impact_studies/o05_imp.pdf | Document Posted |  | Not Required | https://www.pjm.com/pjmfiles/pub/planning/project-queues/isa/o05_isa.pdf | Document Posted | N/A |  | Not Required | N/A | N/A |  | 2/22/2005 | N/A | N/A |  |  |  | 12/31/2006 | 12/31/2006 | 6/30/2005 | N | No
O06_DP01 | Altavista 115kV | Pittsylvania | VA | Pittsylvania | In Service | Dominion | 83.6 | 4 | 4 | 3.4 | Capacity | Generation Interconnection | Wood |  |  | N/A | https://www.pjm.com/pjmfiles/pub/planning/project-queues/feas_docs/o06_dp01_fea.pdf | Document Posted | https://www.pjm.com/pjmfiles/pub/planning/project-queues/impact_studies/o06_dp01_imp.pdf | Document Posted |  | Not Required | https://www.pjm.com/pjmfiles/pub/planning/project-queues/isa/o06_dp01_isa.pdf | Document Posted | N/A |  | Not Required | N/A | N/A |  | 2/24/2005 | N/A | N/A |  |  |  | 6/1/2006 |  | 6/1/2006 | N | No
O07 | Poplar Grove 34.5kV | Boone Heritage WF | IL | Boone | Withdrawn | ComEd | 25 | 25 | 5 |  | Capacity | Generation Interconnection | Wind |  |  | N/A | https://www.pjm.com/pjmfiles/pub/planning/project-queues/feas_docs/o07_fea.pdf | Document Posted | https://www.pjm.com/pjmfiles/pub/planning/project-queues/impact_studies/o07_imp.pdf | Document Posted |  | Not Required | https://www.pjm.com/pjmfiles/pub/planning/project-queues/isa/o07_isa.pdf | Document Posted | N/A |  |  | N/A | N/A |  | 3/1/2005 | N/A | N/A |  | 3/22/2007 | Customer Initiated Withdrawal | 6/30/2007 |  |  | N | No
O09 | Normandy | Walnut Ridge Wind, LLC | IL | Lee | In Service | ComEd | 212 | 212 | 42.4 | 212 | Capacity | Generation Interconnection | Wind |  |  | N/A | https://www.pjm.com/pjmfiles/pub/planning/project-queues/feas_docs/o09_fea.pdf | Document Posted | https://www.pjm.com/pjmfiles/pub/planning/project-queues/impact_studies/o09_imp.pdf | Document Posted | https://www.pjm.com/pjmfiles/pub/planning/project-queues/facilities/o09_fac.pdf | Document Posted | https://www.pjm.com/pjmfiles/pub/planning/project-queues/isa/o09_isa.pdf | Document Posted | N/A | https://www.pjm.com/pjmfiles/pub/planning/project-queues/csa/o09_csa.pdf | Document Posted | N/A | N/A |  | 3/7/2005 | N/A | N/A |  |  |  | 10/15/2018 | 10/15/2018 | 10/31/2018 | N | No
O10 | Edgemoor 138kV | Hay Road 1-3 | DE | New Castle | In Service | DPL | 242 | 7 | 7 | 5 | Capacity | Generation Interconnection | Natural Gas |  |  | N/A | https://www.pjm.com/pjmfiles/pub/planning/project-queues/feas_docs/o10_fea.pdf | Document Posted | https://www.pjm.com/pjmfiles/pub/planning/project-queues/impact_studies/o10_imp.pdf | Document Posted |  | Not Required | https://www.pjm.com/pjmfiles/pub/planning/project-queues/isa/o10_isa.pdf | Document Posted | N/A |  | Not Required | N/A | N/A |  | 3/14/2005 | N/A | N/A |  |  |  | 6/1/2005 |  | 6/1/2005 | N | No
O11 | Bustelton 13kV | Burlington Co LF | NJ | Burlington | Deactivated | PSEG | 7.2 | 7 | 7 | 6 | Capacity | Generation Interconnection | Methane |  |  | N/A | https://www.pjm.com/pjmfiles/pub/planning/project-queues/feas_docs/o11_fea.pdf | Document Posted | https://www.pjm.com/pjmfiles/pub/planning/project-queues/impact_studies/o11_imp.pdf | Document Posted |  | Not Required | https://www.pjm.com/pjmfiles/pub/planning/project-queues/isa/o11_isa.pdf | Document Posted | N/A | https://www.pjm.com/pjmfiles/pub/planning/project-queues/csa/o11_csa.pdf | Document Posted | N/A | N/A |  | 3/21/2005 | N/A | N/A |  |  |  | 8/28/2007 | 8/28/2007 | 6/1/2007 | N | No
O12 | Chicago Heights 138kV | Geneva Energy LLC | IL | Adams | Deactivated | ComEd | 20 | 20 | 20 | 20 | Capacity | Generation Interconnection | Other |  |  | N/A | https://www.pjm.com/pjmfiles/pub/planning/project-queues/feas_docs/o12_fea.pdf | Document Posted | https://www.pjm.com/pjmfiles/pub/planning/project-queues/impact_studies/o12_imp.pdf | Document Posted |  | Not Required | https://www.pjm.com/pjmfiles/pub/planning/project-queues/isa/o12_isa.pdf | Document Posted | N/A |  | Not Required | N/A | N/A |  | 3/28/2005 | N/A | N/A | 11/17/2005 |  |  | 12/31/2006 | 12/31/2006 | 12/1/2005 | N | No
O17 | Somerset-Allegheny 115kV | Stoney Creek WF | PA | Somerset | Withdrawn | PENELEC | 65 | 65 | 13 |  | Capacity | Generation Interconnection | Wind |  |  | N/A | https://www.pjm.com/pjmfiles/pub/planning/project-queues/feas_docs/o17_fea.pdf | Document Posted | https://www.pjm.com/pjmfiles/pub/planning/project-queues/impact_studies/o17_imp.pdf | Document Posted | https://www.pjm.com/pjmfiles/pub/planning/project-queues/facilities/o17_fac.pdf | Document Posted |  | Withdrawn | N/A |  | Withdrawn | N/A | N/A |  | 4/14/2005 | N/A | N/A |  | 1/6/2009 | Customer Milestone Not Met | 12/1/2009 | 12/1/2009 |  | N | No
O18 | Salix-Claysburg (Krayn) 115kV | Highland WF | PA | Somerset | In Service | PENELEC | 65 | 65 | 13 | 62.5 | Capacity | Generation Interconnection | Wind |  |  | N/A | https://www.pjm.com/pjmfiles/pub/planning/project-queues/feas_docs/o18_fea.pdf | Document Posted | https://www.pjm.com/pjmfiles/pub/planning/project-queues/impact_studies/o18_imp.pdf | Document Posted |  | Not Required | https://www.pjm.com/pjmfiles/pub/planning/project-queues/isa/o18_isa.pdf | Document Posted | N/A | https://www.pjm.com/pjmfiles/pub/planning/project-queues/csa/o18_csa.pdf | Document Posted | N/A | N/A |  | 4/21/2005 | N/A | N/A | 1/14/2009 |  |  | 12/18/2008 | 12/18/2008 | 12/18/2008 | N | No
O19 | Somerset 115kV | Somerset (Kimberly Run) WF | PA | Somerset | Withdrawn | PENELEC | 33 | 33 | 6.6 |  | Capacity | Generation Interconnection | Wind |  |  | N/A | https://www.pjm.com/pjmfiles/pub/planning/project-queues/feas_docs/o19_fea.pdf | Document Posted | https://www.pjm.com/pjmfiles/pub/planning/project-queues/impact_studies/o19_imp.pdf | Document Posted | https://www.pjm.com/pjmfiles/pub/planning/project-queues/facilities/o19_fac.pdf | Document Posted | https://www.pjm.com/pjmfiles/pub/planning/project-queues/isa/o19_isa.pdf | Document Posted | N/A | https://www.pjm.com/pjmfiles/pub/planning/project-queues/csa/o19_csa.pdf | Document Posted | N/A | N/A |  | 5/4/2005 | N/A | N/A |  | 6/4/2012 | Customer Initiated Withdrawal | 5/31/2013 | 5/31/2013 |  | N | No
O20 | Lakehurst 34.5kV | Ocean Energy LF | NJ | Ocean | In Service | JCPL | 9.4 | 9.4 | 9.4 | 9.1 | Capacity | Generation Interconnection | Methane |  |  | N/A | https://www.pjm.com/pjmfiles/pub/planning/project-queues/feas_docs/o20_fea.pdf | Document Posted | https://www.pjm.com/pjmfiles/pub/planning/project-queues/impact_studies/o20_imp.pdf | Document Posted |  | Not Required | N/A | Wholesale Market Participation Agreement | https://www.pjm.com/pjmfiles/pub/planning/project-queues/wmpa/o20_wmpa.pdf |  | Not Required | N/A | N/A |  | 5/4/2005 | N/A | N/A |  |  |  | 6/1/2007 | 6/1/2007 | 6/1/2007 | N | No
O21 | Liberty 69kV |  | OH | Logan | Withdrawn | Dayton | 48 | 48 | 9.6 |  | Capacity | Generation Interconnection | Wind |  |  | N/A | https://www.pjm.com/pjmfiles/pub/planning/project-queues/feas_docs/o21_fea.pdf | Document Posted | https://www.pjm.com/pjmfiles/pub/planning/project-queues/impact_studies/o21_imp.pdf | Document Posted |  | Withdrawn | N/A |  | N/A |  |  | N/A | N/A |  | 5/6/2005 | N/A | N/A |  | 10/6/2009 | Customer Initiated Withdrawal | 12/31/2008 | 12/31/2008 |  | N | No
O22 | Powerton-Goodings Grove 345kV | Top Crop WF 1 & 2 | IL | Livingston | In Service | ComEd | 300 | 300 | 60 | 300 | Capacity | Generation Interconnection | Wind |  |  | N/A | https://www.pjm.com/pjmfiles/pub/planning/project-queues/feas_docs/o22_fea.pdf | Document Posted | https://www.pjm.com/pjmfiles/pub/planning/project-queues/impact_studies/o22_imp.pdf | Document Posted | https://www.pjm.com/pjmfiles/pub/planning/project-queues/facilities/o22_fac.pdf | Document Posted | https://www.pjm.com/pjmfiles/pub/planning/project-queues/isa/o22_isa.pdf | Document Posted | N/A | https://www.pjm.com/pjmfiles/pub/planning/project-queues/csa/o22_csa.pdf | Document Posted | N/A | N/A | 10/17/2009 | 5/11/2005 | N/A | N/A | 10/23/2009 |  |  | 10/25/2010 | 10/25/2010 | 10/25/2010 | N | No
O23 | Powerton-Dresden 345kV | Top Crop Wind Farm | IL | Livingston | Withdrawn | ComEd | 300 | 300 | 60 |  | Capacity | Generation Interconnection | Wind |  |  | N/A | https://www.pjm.com/pjmfiles/pub/planning/project-queues/feas_docs/o23_fea.pdf | Document Posted | https://www.pjm.com/pjmfiles/pub/planning/project-queues/impact_studies/o23_imp.pdf | Document Posted | https://www.pjm.com/pjmfiles/pub/planning/project-queues/facilities/o23_fac.pdf | Document Posted | https://www.pjm.com/pjmfiles/pub/planning/project-queues/isa/o23_isa.pdf | Document Posted | N/A |  |  | N/A | N/A |  | 5/11/2005 | N/A | N/A |  | 7/18/2013 | Customer Initiated Withdrawal | 12/31/2013 | 12/31/2013 |  | N | No
O24 | Pontiac Midpoint-Dresden 345kV | Bright Stalk WF | IL | Livingston | Withdrawn | ComEd | 300 | 300 | 60 |  | Capacity | Generation Interconnection | Wind |  |  | N/A | https://www.pjm.com/pjmfiles/pub/planning/project-queues/feas_docs/o24_fea.pdf | Document Posted | https://www.pjm.com/pjmfiles/pub/planning/project-queues/impact_studies/o24_imp.pdf | Document Posted | https://www.pjm.com/pjmfiles/pub/planning/project-queues/facilities/o24_fac.pdf | Document Posted | https://www.pjm.com/pjmfiles/pub/planning/project-queues/isa/o24_isa.pdf | Document Posted | N/A |  |  | N/A | N/A |  | 5/11/2005 | N/A | N/A |  | 7/18/2013 | Customer Initiated Withdrawal | 12/31/2013 | 12/31/2013 |  | N | No
O25 | N. Salisbury 25kV | Newland Park LF | MD | Wicomico | In Service | DPL | 6 | 6 | 6 | 6 | Capacity | Generation Interconnection | Methane |  |  | N/A | https://www.pjm.com/pjmfiles/pub/planning/project-queues/feas_docs/o25_fea.pdf | Document Posted | https://www.pjm.com/pjmfiles/pub/planning/project-queues/impact_studies/o25_imp.pdf | Document Posted |  | Not Required | https://www.pjm.com/pjmfiles/pub/planning/project-queues/isa/o25_isa.pdf | Document Posted | N/A | https://www.pjm.com/pjmfiles/pub/planning/project-queues/csa/o25_csa.pdf | Document Posted | N/A | N/A |  | 5/12/2005 | N/A | N/A |  |  |  | 6/1/2007 | 6/1/2007 | 6/1/2007 | N | No
O26 | Pine Grove 69kV | Guilford Mills LF | PA | Schuylkill | In Service | PPL | 8 | 8 | 8 | 6 | Capacity | Generation Interconnection | Diesel |  |  | N/A | https://www.pjm.com/pjmfiles/pub/planning/project-queues/feas_docs/o26_fea.pdf | Document Posted | https://www.pjm.com/pjmfiles/pub/planning/project-queues/impact_studies/o26_imp.pdf | Document Posted |  | Not Required | https://www.pjm.com/pjmfiles/pub/planning/project-queues/isa/o26_isa.pdf | Document Posted | N/A | https://www.pjm.com/pjmfiles/pub/planning/project-queues/csa/o26_csa.pdf | Document Posted | N/A | N/A |  | 5/12/2005 | N/A | N/A |  |  |  | 6/30/2008 | 6/30/2008 | 6/30/2008 | N | No
O27 | Powerton-Goodings Grove 345kV |  | IL | Livingston | Withdrawn | ComEd | 300 | 300 | 60 |  | Capacity | Generation Interconnection | Natural Gas |  |  | N/A | https://www.pjm.com/pjmfiles/pub/planning/project-queues/feas_docs/o27_fea.pdf | Document Posted | https://www.pjm.com/pjmfiles/pub/planning/project-queues/impact_studies/o27_imp.pdf | Document Posted | https://www.pjm.com/pjmfiles/pub/planning/project-queues/facilities/o27_fac.pdf | Document Posted |  | Withdrawn | N/A |  |  | N/A | N/A |  | 5/13/2005 | N/A | N/A |  | 5/15/2012 | Customer Initiated Withdrawal | 5/31/2015 | 5/31/2015 |  | N | No
O28 | Jenkins-Harwood #2 69kV | Penobscot Mountain WF | PA | Luzerne | Withdrawn | PPL | 51 | 51 | 10.2 |  | Capacity | Generation Interconnection | Wind |  |  | N/A | https://www.pjm.com/pjmfiles/pub/planning/project-queues/feas_docs/o28_fea.pdf | Document Posted | https://www.pjm.com/pjmfiles/pub/planning/project-queues/impact_studies/o28_imp.pdf | Document Posted | https://www.pjm.com/pjmfiles/pub/planning/project-queues/facilities/o28_fac.pdf | Document Posted | https://www.pjm.com/pjmfiles/pub/planning/project-queues/isa/o28_isa.pdf | Document Posted | N/A |  | Withdrawn | N/A | N/A |  | 5/13/2005 | N/A | N/A |  | 4/15/2010 | Customer Initiated Withdrawal | 11/30/2011 | 11/30/2011 |  | N | No
O29 | Normandy 138kV | Green River Wind Farm Phase 2 | IL | Lee | In Service | ComEd | 225 | 225 | 45 | 200 | Capacity | Generation Interconnection | Wind |  |  | N/A | https://www.pjm.com/pjmfiles/pub/planning/project-queues/feas_docs/o29_fea.pdf | Document Posted | https://www.pjm.com/pjmfiles/pub/planning/project-queues/impact_studies/o29_imp.pdf | Document Posted | https://www.pjm.com/pjmfiles/pub/planning/project-queues/facilities/o29_fac.pdf | Document Posted | https://www.pjm.com/pjmfiles/pub/planning/project-queues/isa/o29_isa.pdf | Document Posted | N/A | https://www.pjm.com/pjmfiles/pub/planning/project-queues/csa/o29_csa.pdf | Document Posted | N/A | N/A |  | 5/16/2005 | N/A | N/A | 10/1/2019 |  |  | 10/30/2019 | 10/30/2019 | 11/25/2019 | N | No
O30 | Nora |  | IL | JoDaviess | Withdrawn | ComEd | 9 | 9 |  |  | Energy | Generation Interconnection | Wind |  |  | N/A |  | Withdrawn |  |  |  |  | N/A |  | N/A |  |  | N/A | N/A |  | 5/16/2005 | N/A | N/A |  | 7/25/2005 | Customer Initiated Withdrawal | 10/1/2006 |  |  | N | No
O31 | Fries 12kV | Fries Hydorelectric Plant | VA | Grayson | In Service | AEP | 5.21 | 5.21 | 5.21 | 5.21 | Capacity | Generation Interconnection | Hydro |  |  | N/A | https://www.pjm.com/pjmfiles/pub/planning/project-queues/feas_docs/o31_fea.pdf | Document Posted | https://www.pjm.com/pjmfiles/pub/planning/project-queues/impact_studies/o31_imp.pdf | Document Posted |  | Not Required | https://www.pjm.com/pjmfiles/pub/planning/project-queues/isa/o31_isa.pdf | Document Posted | N/A | https://www.pjm.com/pjmfiles/pub/planning/project-queues/csa/o31_csa.pdf | Document Posted | N/A | N/A |  | 5/18/2005 | N/A | N/A |  |  |  | 12/31/2006 |  | 12/31/2006 | N | No
O32 | Mountaineer 765kV | Mountaineer #1 | WV | Mason | In Service | AEP | 1320 | 20 | 20 | 20 | Capacity | Generation Interconnection | Coal |  |  | N/A | https://www.pjm.com/pjmfiles/pub/planning/project-queues/feas_docs/o32_fea.pdf | Document Posted | https://www.pjm.com/pjmfiles/pub/planning/project-queues/impact_studies/o32_imp.pdf | Document Posted |  | Not Required | https://www.pjm.com/pjmfiles/pub/planning/project-queues/isa/o32_isa.pdf | Document Posted | N/A |  | Not Required | N/A | N/A |  | 5/31/2005 | N/A | N/A |  |  |  | 5/31/2005 | 5/31/2005 | 5/31/2005 | N | No
O33 | McGirr-Mendota | Shady Oaks Wind Power Project | IL | Lee | In Service | ComEd | 20 | 20 | 4 | 20 | Capacity | Generation Interconnection | Wind |  |  | N/A | https://www.pjm.com/pjmfiles/pub/planning/project-queues/feas_docs/o33_fea.pdf | Document Posted | https://www.pjm.com/pjmfiles/pub/planning/project-queues/impact_studies/o33_imp.pdf | Document Posted | https://www.pjm.com/pjmfiles/pub/planning/project-queues/facilities/o33_fac.pdf | Document Posted | N/A | Wholesale Market Participation Agreement | https://www.pjm.com/pjmfiles/pub/planning/project-queues/wmpa/o33_wmpa.pdf |  | Not Required | N/A | N/A |  | 6/2/2005 | N/A | N/A | 4/30/2012 |  |  | 12/31/2012 | 12/31/2012 | 5/1/2012 | N | No
O34 | Frederick 12kV |  | MD | Frederick | Withdrawn | APS | 3 | 3 | 3 |  | Capacity | Generation Interconnection | Natural Gas |  |  | N/A |  | Withdrawn |  |  |  |  | N/A |  | N/A |  |  | N/A | N/A |  | 6/3/2005 | N/A | N/A |  | 10/6/2005 | Customer Initiated Withdrawal | 5/1/2006 |  |  | N | No
O35 | Providence Heights #1 138kV | Providence Heights WF | IL | Bureau | In Service | ComEd | 74 | 74 | 14.8 | 74 | Capacity | Generation Interconnection | Wind |  |  | N/A | https://www.pjm.com/pjmfiles/pub/planning/project-queues/feas_docs/o35_fea.pdf | Document Posted | https://www.pjm.com/pjmfiles/pub/planning/project-queues/impact_studies/o35_imp.pdf | Document Posted |  | Not Required | https://www.pjm.com/pjmfiles/pub/planning/project-queues/isa/o35_isa.pdf | Document Posted | N/A | https://www.pjm.com/pjmfiles/pub/planning/project-queues/csa/o35_csa.pdf | Document Posted | N/A | N/A | 6/2/2008 | 6/6/2005 | N/A | N/A | 6/2/2008 |  |  | 6/26/2008 | 6/26/2008 | 6/30/2007 | N | No
O36 | Honey Brook 12kV | Honeybrook | PA | Chester | In Service | PPL | 1.6 | 1.6 | 0 | 1.6 | Energy | Generation Interconnection | Methane |  |  | N/A | https://www.pjm.com/pjmfiles/pub/planning/project-queues/feas_docs/o36_fea.pdf | Document Posted | https://www.pjm.com/pjmfiles/pub/planning/project-queues/impact_studies/o36_imp.pdf | Document Posted |  | Not Required | N/A | Wholesale Market Participation Agreement | https://www.pjm.com/pjmfiles/pub/planning/project-queues/wmpa/o36_wmpa.pdf |  | Not Required | N/A | N/A |  | 6/6/2005 | N/A | N/A |  |  |  | 6/1/2011 | 6/1/2011 | 6/1/2011 | N | No
O37 | Belle 46kV |  | WV | Kanawha | Withdrawn | AEP | 14 | 14 | 14 |  | Capacity | Generation Interconnection | Natural Gas |  |  | N/A | https://www.pjm.com/pjmfiles/pub/planning/project-queues/feas_docs/o37_fea.pdf | Document Posted | https://www.pjm.com/pjmfiles/pub/planning/project-queues/impact_studies/o37_imp.pdf | Document Posted |  | Withdrawn | N/A |  | N/A |  |  | N/A | N/A |  | 6/23/2005 | N/A | N/A |  | 4/12/2006 | Customer Initiated Withdrawal | 6/1/2006 |  |  | N | No
O38 | Johnstown-Altoona 230kV | North Alleghney WF | PA | Cambria | In Service | PENELEC | 50 | 50 | 10 | 50 | Capacity | Generation Interconnection | Wind |  |  | N/A | https://www.pjm.com/pjmfiles/pub/planning/project-queues/feas_docs/o38_fea.pdf | Document Posted | https://www.pjm.com/pjmfiles/pub/planning/project-queues/impact_studies/o38_imp.pdf | Document Posted |  | Not Required | https://www.pjm.com/pjmfiles/pub/planning/project-queues/isa/o38_isa.pdf | Document Posted | N/A | https://www.pjm.com/pjmfiles/pub/planning/project-queues/csa/o38_csa.pdf | Document Posted | N/A | N/A |  | 6/27/2005 | N/A | N/A |  |  |  | 9/1/2009 | 9/1/2009 | 12/15/2007 | N | No
O39 | Sunbury - Dauphin 69kV | Mahantango WF | PA | Dauphin | Withdrawn | PPL | 56 | 56 | 11.2 |  | Capacity | Generation Interconnection | Wind |  |  | N/A | https://www.pjm.com/pjmfiles/pub/planning/project-queues/feas_docs/o39_fea.pdf | Document Posted | https://www.pjm.com/pjmfiles/pub/planning/project-queues/impact_studies/o39_imp.pdf | Document Posted | https://www.pjm.com/pjmfiles/pub/planning/project-queues/facilities/o39_fac.pdf | Document Posted | https://www.pjm.com/pjmfiles/pub/planning/project-queues/isa/o39_isa.pdf | Document Posted | N/A | https://www.pjm.com/pjmfiles/pub/planning/project-queues/csa/o39_csa.pdf | Document Posted | N/A | N/A |  | 6/27/2005 | N/A | N/A |  | 5/18/2010 | Customer Initiated Withdrawal | 6/1/2010 | 6/1/2010 |  | N | No
O40 | Pine Grove - Frailey 69kV | Pine Grove WF | PA | Schuylkill | Withdrawn | PPL | 28 | 28 | 5.6 |  | Capacity | Generation Interconnection | Wind |  |  | N/A | https://www.pjm.com/pjmfiles/pub/planning/project-queues/feas_docs/o40_fea.pdf | Document Posted | https://www.pjm.com/pjmfiles/pub/planning/project-queues/impact_studies/o40_imp.pdf | Document Posted | https://www.pjm.com/pjmfiles/pub/planning/project-queues/facilities/o40_fac.pdf | Document Posted | https://www.pjm.com/pjmfiles/pub/planning/project-queues/isa/o40_isa.pdf | Document Posted | N/A | https://www.pjm.com/pjmfiles/pub/planning/project-queues/csa/o40_csa.pdf | Document Posted | N/A | N/A |  | 6/27/2005 | N/A | N/A |  | 4/1/2011 | Customer Initiated Withdrawal | 7/1/2012 | 7/1/2012 |  | N | No
O42 | Cook 345 kV | Cook #1 | MI | Berrien | In Service | AEP | 1100 | 84 | 84 | 84 | Capacity | Generation Interconnection | Nuclear |  |  | N/A | https://www.pjm.com/pjmfiles/pub/planning/project-queues/feas_docs/o42_fea.pdf | Document Posted | https://www.pjm.com/pjmfiles/pub/planning/project-queues/impact_studies/o42_imp.pdf | Document Posted |  | Not Required | https://www.pjm.com/pjmfiles/pub/planning/project-queues/isa/o42_isa.pdf | Document Posted | N/A |  | Not Required | N/A | N/A |  | 7/6/2005 | N/A | N/A |  |  |  | 1/19/2007 | 1/19/2007 | 12/31/2006 | N | No
O43 | University Park | University Park North Energy Center | IL | Will | In Service | ComEd | 504 | 54 | 54 | 54 | Capacity | Generation Interconnection | Natural Gas |  |  | N/A | https://www.pjm.com/pjmfiles/pub/planning/project-queues/feas_docs/o43_fea.pdf | Document Posted | https://www.pjm.com/pjmfiles/pub/planning/project-queues/impact_studies/o43_imp.pdf | Document Posted | https://www.pjm.com/pjmfiles/pub/planning/project-queues/facilities/o43_fac.pdf | Document Posted | https://www.pjm.com/pjmfiles/pub/planning/project-queues/isa/o43_isa.pdf | Document Posted | N/A |  | Not Required | N/A | N/A |  | 7/7/2005 | N/A | N/A |  |  |  | 6/1/2007 | 6/1/2007 | 12/19/2011 | N | No
O44 | West Lima 138kV |  | OH | Allen | Withdrawn | AEP | 540 | 540 | 540 |  | Capacity | Generation Interconnection | Coal |  |  | N/A |  | Withdrawn |  |  |  |  | N/A |  | N/A |  |  | N/A | N/A |  | 7/19/2005 | N/A | N/A |  | 1/23/2006 |  | 6/1/2007 | 6/1/2007 |  | N | No
O46 | Frackville-Hauto #3 69kV | Locust Ridge WF | PA | Schuylkill | In Service | PPL | 27.3 | 2 | 0.4 | 2 | Capacity | Generation Interconnection | Wind |  |  | N/A | https://www.pjm.com/pjmfiles/pub/planning/project-queues/feas_docs/o46_fea.pdf | Document Posted | https://www.pjm.com/pjmfiles/pub/planning/project-queues/impact_studies/o46_imp.pdf | Document Posted | https://www.pjm.com/pjmfiles/pub/planning/project-queues/facilities/o46_fac.pdf | Document Posted | https://www.pjm.com/pjmfiles/pub/planning/project-queues/isa/o46_isa.pdf | Document Posted | N/A | https://www.pjm.com/pjmfiles/pub/planning/project-queues/csa/o46_csa.pdf | Document Posted | N/A | N/A |  | 7/22/2005 | N/A | N/A |  |  |  | 12/1/2007 |  | 12/1/2007 | N | No
O47 | Nora |  | IL | JoDaviess | Withdrawn | ComEd | 10 | 10 | 2 |  | Capacity | Generation Interconnection | Wind |  |  | N/A | https://www.pjm.com/pjmfiles/pub/planning/project-queues/feas_docs/o47_fea.pdf | Document Posted | https://www.pjm.com/pjmfiles/pub/planning/project-queues/impact_studies/o47_imp.pdf | Document Posted |  | Not Required |  | Withdrawn | N/A |  | Not Required | N/A | N/A |  | 7/25/2005 | N/A | N/A |  | 6/6/2014 | Customer Milestone Not Met | 12/31/2007 | 12/31/2007 |  | N | No
O48 | Hays Mill - Lookout 115kV | Lookout WF | PA | Somerset | In Service | PENELEC | 36 | 36 | 7.2 | 36 | Capacity | Generation Interconnection | Wind |  |  | N/A | https://www.pjm.com/pjmfiles/pub/planning/project-queues/feas_docs/o48_fea.pdf | Document Posted | https://www.pjm.com/pjmfiles/pub/planning/project-queues/impact_studies/o48_imp.pdf | Document Posted |  | Not Required | https://www.pjm.com/pjmfiles/pub/planning/project-queues/isa/o48_isa.pdf | Document Posted | N/A | https://www.pjm.com/pjmfiles/pub/planning/project-queues/csa/o48_csa.pdf | Document Posted | N/A | N/A |  | 7/26/2005 | N/A | N/A |  |  |  | 6/1/2008 | 6/1/2008 | 6/1/2008 | N | No
O49 | Wempletown-Byron 345kV |  | IL | Winnebago | Withdrawn | ComEd | 200 | 200 | 40 |  | Capacity | Generation Interconnection | Wind |  |  | N/A | https://www.pjm.com/pjmfiles/pub/planning/project-queues/feas_docs/o49_fea.pdf | Document Posted | https://www.pjm.com/pjmfiles/pub/planning/project-queues/impact_studies/o49_imp.pdf | Document Posted | https://www.pjm.com/pjmfiles/pub/planning/project-queues/facilities/o49_fac.pdf | Document Posted |  | Withdrawn | N/A |  |  | N/A | N/A |  | 7/26/2005 | N/A | N/A |  | 8/2/2012 | Customer Milestone Not Met | 12/31/2012 | 12/31/2012 |  | N | No
O50 | Powerton-Dresden 345kV | Minonk Wind Farm | IL | Woodford | In Service | ComEd | 200 | 200 | 40 | 200 | Capacity | Generation Interconnection | Wind |  |  | N/A | https://www.pjm.com/pjmfiles/pub/planning/project-queues/feas_docs/o50_fea.pdf | Document Posted | https://www.pjm.com/pjmfiles/pub/planning/project-queues/impact_studies/o50_imp.pdf | Document Posted | https://www.pjm.com/pjmfiles/pub/planning/project-queues/facilities/o50_fac.pdf | Document Posted | https://www.pjm.com/pjmfiles/pub/planning/project-queues/isa/o50_isa.pdf | Document Posted | N/A | https://www.pjm.com/pjmfiles/pub/planning/project-queues/csa/o50_csa.pdf | Document Posted | N/A | N/A | 10/16/2012 | 7/26/2005 | N/A | N/A | 10/31/2012 |  |  | 12/31/2012 | 12/31/2012 | 10/31/2012 | N | No
O51 | Pontiac Midpoint-Wilton Center 345kV | Cayuga Ridge South WF | IL | Livingston | In Service | ComEd | 300 | 300 | 60 | 300 | Capacity | Generation Interconnection | Wind |  |  | N/A | https://www.pjm.com/pjmfiles/pub/planning/project-queues/feas_docs/o51_fea.pdf | Document Posted | https://www.pjm.com/pjmfiles/pub/planning/project-queues/impact_studies/o51_imp.pdf | Document Posted | https://www.pjm.com/pjmfiles/pub/planning/project-queues/facilities/o51_fac.pdf | Document Posted | https://www.pjm.com/pjmfiles/pub/planning/project-queues/isa/o51_isa.pdf | Document Posted | N/A | https://www.pjm.com/pjmfiles/pub/planning/project-queues/csa/o51_csa.pdf | Document Posted | N/A | N/A | 9/29/2009 | 7/27/2005 | N/A | N/A | 10/26/2009 |  |  | 5/6/2010 | 5/6/2010 | 12/31/2007 | N | No
O52 | Gold-Potter Co 115kV | Potter WF | PA | Potter | Withdrawn | PENELEC | 50 | 50 | 10 |  | Capacity | Generation Interconnection | Wind |  |  | N/A | https://www.pjm.com/pjmfiles/pub/planning/project-queues/feas_docs/o52_fea.pdf | Document Posted | https://www.pjm.com/pjmfiles/pub/planning/project-queues/impact_studies/o52_imp.pdf | Document Posted | https://www.pjm.com/pjmfiles/pub/planning/project-queues/facilities/o52_fac.pdf | Document Posted | https://www.pjm.com/pjmfiles/pub/planning/project-queues/isa/o52_isa.pdf | Document Posted | N/A | https://www.pjm.com/pjmfiles/pub/planning/project-queues/csa/o52_csa.pdf | Document Posted | N/A | N/A |  | 7/27/2005 | N/A | N/A |  | 5/8/2013 | Customer Initiated Withdrawal | 12/25/2014 | 12/25/2014 |  | N | No
O53 | Beaver Valley #1 | Beaver Valley 1 | PA | Beaver | In Service | DL | 902 | 81 | 81 | 75 | Capacity | Generation Interconnection | Nuclear |  |  | N/A | https://www.pjm.com/pjmfiles/pub/planning/project-queues/feas_docs/o53_fea.pdf | Document Posted | https://www.pjm.com/pjmfiles/pub/planning/project-queues/impact_studies/o53_imp.pdf | Document Posted |  | Not Required | https://www.pjm.com/pjmfiles/pub/planning/project-queues/isa/o53_isa.pdf | Document Posted | N/A |  | Not Required | N/A | N/A |  | 7/27/2005 | N/A | N/A |  |  |  | 6/1/2007 | 6/1/2007 | 9/15/2006 | N | No
O54 | Beaver Valley #2 | Beaver Valley 2 | PA | Beaver | In Service | DL | 908 | 77 | 77 | 54 | Capacity | Generation Interconnection | Nuclear |  |  | N/A | https://www.pjm.com/pjmfiles/pub/planning/project-queues/feas_docs/o54_fea.pdf | Document Posted | https://www.pjm.com/pjmfiles/pub/planning/project-queues/impact_studies/o54_imp.pdf | Document Posted |  | Not Required | https://www.pjm.com/pjmfiles/pub/planning/project-queues/isa/o54_isa.pdf | Document Posted | N/A |  | Not Required | N/A | N/A |  | 7/27/2005 | N/A | N/A |  |  |  | 7/1/2008 | 7/1/2008 | 10/23/2006 | N | No
O55 | Peckville 69kV |  | PA | Lackawanna | Withdrawn | PPL | 9 | 9 | 9 |  | Capacity | Generation Interconnection | Methane |  |  | N/A | https://www.pjm.com/pjmfiles/pub/planning/project-queues/feas_docs/o55_fea.pdf | Document Posted | https://www.pjm.com/pjmfiles/pub/planning/project-queues/impact_studies/o55_imp.pdf | Document Posted |  | Not Required |  | Withdrawn | N/A |  |  | N/A | N/A |  | 7/27/2005 | N/A | N/A |  | 7/17/2006 | Customer Milestone Not Met | 1/1/2007 |  |  | N | No
O56 | Osterburg East 115kV | Dunning Mountain WF | PA | Bedford | Withdrawn | PENELEC | 76 | 76 | 15.2 |  | Capacity | Generation Interconnection | Wind |  |  | N/A | https://www.pjm.com/pjmfiles/pub/planning/project-queues/feas_docs/o56_fea.pdf | Document Posted | https://www.pjm.com/pjmfiles/pub/planning/project-queues/impact_studies/o56_imp.pdf | Document Posted | https://www.pjm.com/pjmfiles/pub/planning/project-queues/facilities/o56_fac.pdf | Document Posted | https://www.pjm.com/pjmfiles/pub/planning/project-queues/isa/o56_isa.pdf | Document Posted | N/A | https://www.pjm.com/pjmfiles/pub/planning/project-queues/csa/o56_csa.pdf | Document Posted | N/A | N/A |  | 7/28/2005 | N/A | N/A |  | 6/4/2012 | Customer Initiated Withdrawal | 3/1/2013 | 3/1/2013 |  | N | No
O57 | Kanawha 138kV |  | WV | Fayette | Withdrawn | AEP | 142 | 142 |  |  | Energy | Generation Interconnection | Hydro |  |  | N/A | https://www.pjm.com/pjmfiles/pub/planning/project-queues/feas_docs/o57_fea.pdf | Document Posted |  | Withdrawn |  |  | N/A |  | N/A |  |  | N/A | N/A |  | 7/28/2005 | N/A | N/A |  | 4/18/2006 | Customer Milestone Not Met | 6/1/2006 |  |  | N | No
O58 | Tenn Eastman 138kV |  | TN | Sullivan | Withdrawn | AEP | 75 | 75 | 75 |  | Capacity | Generation Interconnection | Coal |  |  | N/A | https://www.pjm.com/pjmfiles/pub/planning/project-queues/feas_docs/o58_fea.pdf | Document Posted | https://www.pjm.com/pjmfiles/pub/planning/project-queues/impact_studies/o58_imp.pdf | Document Posted | https://www.pjm.com/pjmfiles/pub/planning/project-queues/facilities/o58_fac.pdf | Document Posted |  | Withdrawn | N/A |  | Withdrawn | N/A | N/A |  | 7/28/2005 | N/A | N/A |  | 8/14/2008 | Customer Milestone Not Met | 6/1/2007 |  |  | N | No
O59 | Gold 115kV | Gold | PA | Potter | Withdrawn | PENELEC | 99 | 99 | 19.8 |  | Capacity | Generation Interconnection | Wind |  |  | N/A | https://www.pjm.com/pjmfiles/pub/planning/project-queues/feas_docs/o59_fea.pdf | Document Posted | https://www.pjm.com/pjmfiles/pub/planning/project-queues/impact_studies/o59_imp.pdf | Document Posted |  | Withdrawn |  | Withdrawn | N/A |  | Withdrawn | N/A | N/A |  | 7/29/2005 | N/A | N/A |  | 12/21/2009 | Customer Initiated Withdrawal | 12/1/2009 | 12/1/2009 |  | N | No
O60 | Berlin 23 kV | AMP Berlin WF | PA | Somerset | Withdrawn | PENELEC | 5.4 | 5.4 | 1.08 |  | Capacity | Generation Interconnection | Wind |  |  | N/A | https://www.pjm.com/pjmfiles/pub/planning/project-queues/feas_docs/o60_fea.pdf | Document Posted | https://www.pjm.com/pjmfiles/pub/planning/project-queues/impact_studies/o60_imp.pdf | Document Posted | https://www.pjm.com/pjmfiles/pub/planning/project-queues/facilities/o60_fac.pdf | Document Posted | https://www.pjm.com/pjmfiles/pub/planning/project-queues/isa/o60_isa.pdf | Document Posted | N/A | https://www.pjm.com/pjmfiles/pub/planning/project-queues/csa/o60_csa.pdf | Document Posted | N/A | N/A |  | 7/29/2005 | N/A | N/A |  | 4/9/2014 | Customer Initiated Withdrawal | 1/31/2012 | 1/31/2012 |  | N | No
O61 | Lawrenceville 34.5kV |  | VA | Brunswick | Withdrawn | Dominion | 8 | 8 | 8 |  | Capacity | Generation Interconnection | Methane |  |  | N/A | https://www.pjm.com/pjmfiles/pub/planning/project-queues/feas_docs/o61_fea.pdf | Document Posted |  | Withdrawn |  |  | N/A |  | N/A |  |  | N/A | N/A |  | 7/29/2005 | N/A | N/A |  | 3/9/2007 | Customer Initiated Withdrawal | 1/31/2007 |  |  | N | No
O62 | Shackleford 34.5kV |  | VA | King and Queen | Withdrawn | Dominion | 8 | 8 | 8 |  | Capacity | Generation Interconnection | Methane |  |  | N/A | https://www.pjm.com/pjmfiles/pub/planning/project-queues/feas_docs/o62_fea.pdf | Document Posted |  | Withdrawn |  |  | N/A |  | N/A |  |  | N/A | N/A |  | 7/29/2005 | N/A | N/A |  | 4/27/2006 | Customer Milestone Not Met | 10/31/2006 |  |  | N | No
O63 | Linden 230kV |  | NJ | Union | Withdrawn | PSEG | 525 | 525 | 525 |  | Capacity | Generation Interconnection | Natural Gas |  |  | N/A | https://www.pjm.com/pjmfiles/pub/planning/project-queues/feas_docs/o63_fea.pdf | Document Posted |  | Withdrawn |  |  | N/A |  | N/A |  |  | N/A | N/A |  | 7/29/2005 | N/A | N/A |  | 3/7/2006 | Customer Milestone Not Met | 6/1/2009 |  |  | N | No
O64 | Grays Ferry - Island Road |  | PA | Philadelphia | Withdrawn | PECO | 201 | 201 | 201 |  | Capacity | Generation Interconnection | Natural Gas |  |  | N/A | https://www.pjm.com/pjmfiles/pub/planning/project-queues/feas_docs/o64_fea.pdf | Document Posted |  | Withdrawn |  |  | N/A |  | N/A |  |  | N/A | N/A |  | 7/29/2005 | N/A | N/A |  | 2/11/2006 | Customer Milestone Not Met | 6/1/2008 |  |  | N | No
O65 | Olive-Dumont 345kV |  | IN | St. Joseph | Withdrawn | AEP | 650 | 650 | 650 |  | Capacity | Generation Interconnection | Coal |  |  | N/A |  | Withdrawn |  |  |  |  | N/A |  | N/A |  |  | N/A | N/A |  | 7/29/2005 | N/A | N/A |  | 10/17/2005 | Customer Initiated Withdrawal | 7/1/2010 |  |  | N | No
O68 | Dixon-Cherry Valley 138kV |  | IL | Ogle | Withdrawn | ComEd | 100 | 100 | 20 |  | Capacity | Generation Interconnection | Wind |  |  | N/A | https://www.pjm.com/pjmfiles/pub/planning/project-queues/feas_docs/o68_fea.pdf | Document Posted | https://www.pjm.com/pjmfiles/pub/planning/project-queues/impact_studies/o68_imp.pdf | Document Posted |  | Withdrawn | N/A |  | N/A |  |  | N/A | N/A |  | 7/31/2005 | N/A | N/A |  | 11/15/2011 | Customer Initiated Withdrawal | 12/31/2014 | 12/31/2014 |  | N | No
O69 | Beaver Creek-Hazard 138kV |  | KY | Perry | Withdrawn | AEP | 535 | 535 | 535 |  | Capacity | Generation Interconnection | Coal |  |  | N/A | https://www.pjm.com/pjmfiles/pub/planning/project-queues/feas_docs/o69_fea.pdf | Document Posted |  | Withdrawn |  |  | N/A |  | N/A |  |  | N/A | N/A |  | 7/31/2005 | N/A | N/A |  | 6/30/2006 | Customer Milestone Not Met | 7/1/2009 |  |  | N | No
O70 | Susquehanna - Harwood 230kV | Nescopeck WF | PA | Luzerne | Withdrawn | PPL | 124 | 124 | 24.8 |  | Capacity | Generation Interconnection | Wind |  |  | N/A | https://www.pjm.com/pjmfiles/pub/planning/project-queues/feas_docs/o70_fea.pdf | Document Posted | https://www.pjm.com/pjmfiles/pub/planning/project-queues/impact_studies/o70_imp.pdf | Document Posted | https://www.pjm.com/pjmfiles/pub/planning/project-queues/facilities/o70_fac.pdf | Document Posted | https://www.pjm.com/pjmfiles/pub/planning/project-queues/isa/o70_isa.pdf | Document Posted | N/A | https://www.pjm.com/pjmfiles/pub/planning/project-queues/csa/o70_csa.pdf | Document Posted | N/A | N/A |  | 7/31/2005 | N/A | N/A |  | 5/9/2011 | Customer Initiated Withdrawal | 12/1/2011 | 12/1/2011 |  | N | No
O71 | Hooversville 115kV |  | PA | Somerset | Withdrawn | PENELEC | 60 | 60 | 12 |  | Capacity | Generation Interconnection | Wind |  |  | N/A | https://www.pjm.com/pjmfiles/pub/planning/project-queues/feas_docs/o71_fea.pdf | Document Posted |  | Withdrawn |  |  | N/A |  | N/A |  |  | N/A | N/A |  | 7/31/2005 | N/A | N/A |  | 4/12/2006 | Customer Initiated Withdrawal | 11/30/2007 |  |  | N | No
O72 | Hooversville-Central City | Shaffer Mountain WF | PA | Somerset | Withdrawn | PENELEC | 60 | 60 | 12 |  | Capacity | Generation Interconnection | Wind |  |  | N/A | https://www.pjm.com/pjmfiles/pub/planning/project-queues/feas_docs/o72_fea.pdf | Document Posted | https://www.pjm.com/pjmfiles/pub/planning/project-queues/impact_studies/o72_imp.pdf | Document Posted |  | Not Required | https://www.pjm.com/pjmfiles/pub/planning/project-queues/isa/o72_isa.pdf | Document Posted | N/A | https://www.pjm.com/pjmfiles/pub/planning/project-queues/csa/o72_csa.pdf | Document Posted | N/A | N/A |  | 7/31/2005 | N/A | N/A |  | 6/12/2012 | Customer Initiated Withdrawal | 12/31/2012 | 12/31/2012 |  | N | No
O73 | Benson 345kV |  | IL | Woodford | Withdrawn | ComEd | 100 | 100 | 20 |  | Capacity | Generation Interconnection | Wind |  |  | N/A | https://www.pjm.com/pjmfiles/pub/planning/project-queues/feas_docs/o73_fea.pdf | Document Posted | https://www.pjm.com/pjmfiles/pub/planning/project-queues/impact_studies/o73_imp.pdf | Document Posted |  | Withdrawn | N/A |  | N/A |  |  | N/A | N/A |  | 7/31/2005 | N/A | N/A |  | 11/15/2011 | Customer Initiated Withdrawal | 12/31/2010 | 12/31/2010 |  | N | No
P01 | Westover-Madera 115kV | Rock Run Wind Park | PA | Cambria | Withdrawn | PENELEC | 65 | 65 | 13 |  | Capacity | Generation Interconnection | Wind |  |  | N/A | https://www.pjm.com/pjmfiles/pub/planning/project-queues/feas_docs/p01_fea.pdf | Document Posted | https://www.pjm.com/pjmfiles/pub/planning/project-queues/impact_studies/p01_imp.pdf | Document Posted | https://www.pjm.com/pjmfiles/pub/planning/project-queues/facilities/p01_fac.pdf | Document Posted | https://www.pjm.com/pjmfiles/pub/planning/project-queues/isa/p01_isa.pdf | Document Posted | N/A | https://www.pjm.com/pjmfiles/pub/planning/project-queues/csa/p01_csa.pdf | Document Posted | N/A | N/A |  | 8/23/2005 | N/A | N/A |  | 1/4/2013 | Customer Initiated Withdrawal | 12/31/2011 | 12/31/2011 |  | N | No
P02 | Ohio Central 138kV |  | OH | Muskingum | Withdrawn | AEP | 550 | 550 | 550 |  | Capacity | Generation Interconnection | Natural Gas |  |  | N/A | https://www.pjm.com/pjmfiles/pub/planning/project-queues/feas_docs/p02_fea.pdf | Document Posted |  | Withdrawn |  |  | N/A |  | N/A |  |  | N/A | N/A |  | 8/25/2005 | N/A | N/A |  | 8/14/2006 | Customer Initiated Withdrawal | 6/1/2007 |  |  | N | No
P03 | Frackville-Hauto #3 | Locust Ridge WF | PA | Schuylkill | In Service | PPL | 27.3 | 1.3 | 1.3 | 1.3 | Capacity | Generation Interconnection | Wind |  |  | N/A | https://www.pjm.com/pjmfiles/pub/planning/project-queues/feas_docs/p03_fea.pdf | Document Posted | https://www.pjm.com/pjmfiles/pub/planning/project-queues/impact_studies/p03_imp.pdf | Document Posted | https://www.pjm.com/pjmfiles/pub/planning/project-queues/facilities/p03_fac.pdf | Document Posted | https://www.pjm.com/pjmfiles/pub/planning/project-queues/isa/p03_isa.pdf | Document Posted | N/A | https://www.pjm.com/pjmfiles/pub/planning/project-queues/csa/p03_csa.pdf | Document Posted | N/A | N/A |  | 8/29/2005 | N/A | N/A |  |  |  | 12/31/2007 |  | 12/31/2007 | N | No
P04 | Peach Bottom 500kV | Delta | PA | York | In Service | PECO | 557 | 550 | 550 | 550 | Capacity | Generation Interconnection | Natural Gas |  |  | N/A | https://www.pjm.com/pjmfiles/pub/planning/project-queues/feas_docs/p04_fea.pdf | Document Posted | https://www.pjm.com/pjmfiles/pub/planning/project-queues/impact_studies/p04_imp.pdf | Document Posted |  | Not Required | https://www.pjm.com/pjmfiles/pub/planning/project-queues/isa/p04_isa.pdf | Document Posted | N/A | https://www.pjm.com/pjmfiles/pub/planning/project-queues/csa/p04_csa.pdf | Document Posted | N/A | N/A |  | 9/8/2005 | N/A | N/A | 12/21/2010 |  |  | 3/1/2011 | 3/1/2011 | 3/1/2011 | N | No
P05 | Graceton 230kV |  | PA | York | Withdrawn | PECO | 550 | 550 | 550 |  | Capacity | Generation Interconnection | Natural Gas |  |  | N/A | https://www.pjm.com/pjmfiles/pub/planning/project-queues/feas_docs/p05_fea.pdf | Document Posted |  | Withdrawn |  |  | N/A |  | N/A |  |  | N/A | N/A |  | 9/8/2005 | N/A | N/A |  | 6/12/2006 | Customer Milestone Not Met | 6/1/2008 |  |  | N | No
P06 | Cumberland 230 kV | Cumberland 2 | NJ | Cumberland | In Service | AEC | 225 | 225 | 225 | 100 | Capacity | Generation Interconnection | Natural Gas |  |  | N/A | https://www.pjm.com/pjmfiles/pub/planning/project-queues/feas_docs/p06_fea.pdf | Document Posted | https://www.pjm.com/pjmfiles/pub/planning/project-queues/impact_studies/p06_imp.pdf | Document Posted |  | Not Required | https://www.pjm.com/pjmfiles/pub/planning/project-queues/isa/p06_isa.pdf | Document Posted | N/A | https://www.pjm.com/pjmfiles/pub/planning/project-queues/csa/p06_csa.pdf | Document Posted | N/A | N/A | 2/6/2009 | 9/9/2005 | N/A | N/A | 5/4/2009 |  |  | 6/1/2016 | 6/1/2016 | 12/31/2008 | N | No
P07 | Middle 138kV |  | NJ | Cape May | Withdrawn | AEC | 122 | 122 | 122 |  | Capacity | Generation Interconnection | Natural Gas |  |  | N/A | https://www.pjm.com/pjmfiles/pub/planning/project-queues/feas_docs/p07_fea.pdf | Document Posted |  | Withdrawn |  |  | N/A |  | N/A |  |  | N/A | N/A |  | 9/9/2005 | N/A | N/A |  | 6/16/2006 | Customer Milestone Not Met | 12/31/2008 |  |  | N | No
P08 | Possum Point |  | VA | Prince William | Withdrawn | Dominion | 600 | 600 | 600 |  | Capacity | Generation Interconnection | Natural Gas |  |  | N/A | https://www.pjm.com/pjmfiles/pub/planning/project-queues/feas_docs/p08_fea.pdf | Document Posted | https://www.pjm.com/pjmfiles/pub/planning/project-queues/impact_studies/p08_imp.pdf | Document Posted | https://www.pjm.com/pjmfiles/pub/planning/project-queues/facilities/p08_fac.pdf | Document Posted |  | Withdrawn | N/A |  | Withdrawn | N/A | N/A |  | 9/14/2005 | N/A | N/A |  | 4/24/2009 | Customer Milestone Not Met | 6/1/2014 | 6/1/2014 |  | N | No
P09 | Kerr Dam 115kV | John H. Kerr Dam Hydro Units 1(15MW), 2-7(42MW) | VA | Mecklenburg | In Service | Dominion | 267 | 27 | 27 | 27 | Capacity | Generation Interconnection | Hydro |  |  | N/A | https://www.pjm.com/pjmfiles/pub/planning/project-queues/feas_docs/p09_fea.pdf | Document Posted | https://www.pjm.com/pjmfiles/pub/planning/project-queues/impact_studies/p09_imp.pdf | Document Posted | https://www.pjm.com/pjmfiles/pub/planning/project-queues/facilities/p09_fac.pdf | Document Posted | https://www.pjm.com/pjmfiles/pub/planning/project-queues/isa/p09_isa.pdf | Document Posted | N/A |  | Not Required | N/A | N/A |  | 9/14/2005 | N/A | N/A |  |  |  | 1/19/2011 | 1/19/2011 | 1/19/2011 | N | No
P10 | LaSalle 138kV | Grand Ridge WF | IL | Lasalle | In Service | ComEd | 190.5 | 190.5 | 37.2 | 135 | Capacity | Generation Interconnection | Wind |  |  | N/A | https://www.pjm.com/pjmfiles/pub/planning/project-queues/feas_docs/p10_fea.pdf | Document Posted | https://www.pjm.com/pjmfiles/pub/planning/project-queues/impact_studies/p10_imp.pdf | Document Posted | https://www.pjm.com/pjmfiles/pub/planning/project-queues/facilities/p10_fac.pdf | Document Posted | https://www.pjm.com/pjmfiles/pub/planning/project-queues/isa/p10_isa.pdf | Document Posted | N/A | https://www.pjm.com/pjmfiles/pub/planning/project-queues/csa/p10_csa.pdf | Document Posted | N/A | N/A |  | 9/26/2005 | N/A | N/A |  |  |  | 12/1/2013 | 12/1/2013 | 6/1/2010 | N | No
P11 | Kewanee 138kV | Bishop Hill WF | IL | Mercer | In Service | ComEd | 200 | 200 | 40 | 200 | Capacity | Generation Interconnection | Wind |  |  | N/A | https://www.pjm.com/pjmfiles/pub/planning/project-queues/feas_docs/p11_fea.pdf | Document Posted | https://www.pjm.com/pjmfiles/pub/planning/project-queues/impact_studies/p11_imp.pdf | Document Posted | https://www.pjm.com/pjmfiles/pub/planning/project-queues/facilities/p11_fac.pdf | Document Posted | https://www.pjm.com/pjmfiles/pub/planning/project-queues/isa/p11_isa.pdf | Document Posted | N/A | https://www.pjm.com/pjmfiles/pub/planning/project-queues/csa/p11_csa.pdf | Document Posted | N/A | N/A | 2/1/2012 | 9/26/2005 | N/A | N/A | 2/16/2012 |  |  | 10/1/2011 | 10/1/2011 | 2/24/2012 | N | No
P13 | Mickleton 230kV |  | NJ | Gloucester | Withdrawn | AEC | 600 | 600 | 600 |  | Capacity | Generation Interconnection | Natural Gas |  |  | N/A | https://www.pjm.com/pjmfiles/pub/planning/project-queues/feas_docs/p13_fea.pdf | Document Posted |  | Withdrawn |  |  | N/A |  | N/A |  |  | N/A | N/A |  | 10/5/2005 | N/A | N/A |  | 6/27/2006 | Customer Milestone Not Met | 12/31/2009 |  |  | N | No
P14 | McGirr-Mendota | Shady Oaks Wind Power Project | IL | Lee | In Service | ComEd | 80 | 80 | 16 | 80 | Capacity | Generation Interconnection | Wind |  |  | N/A | https://www.pjm.com/pjmfiles/pub/planning/project-queues/feas_docs/p14_fea.pdf | Document Posted | https://www.pjm.com/pjmfiles/pub/planning/project-queues/impact_studies/p14_imp.pdf | Document Posted | https://www.pjm.com/pjmfiles/pub/planning/project-queues/facilities/p14_fac.pdf | Document Posted | N/A | Wholesale Market Participation Agreement | https://www.pjm.com/pjmfiles/pub/planning/project-queues/wmpa/p14_wmpa.pdf |  | Not Required | N/A | N/A |  | 10/12/2005 | N/A | N/A | 4/30/2012 |  |  | 12/31/2012 | 12/31/2012 | 5/1/2012 | N | No
P15 | McGirr - Mendota 138kV |  | IL | Lee | Withdrawn | ComEd | 20 | 20 | 4 |  | Capacity | Generation Interconnection | Wind |  |  | N/A |  | Withdrawn |  |  |  |  | N/A |  | N/A |  |  | N/A | N/A |  | 10/12/2005 | N/A | N/A |  | 2/2/2006 | Customer Initiated Withdrawal | 12/1/2006 |  |  | N | No
P16 | Bath County | Bath County | VA | Bath | In Service | Dominion | 3030 | 340 | 340 | 340 | Capacity | Generation Interconnection | Hydro |  |  | N/A | https://www.pjm.com/pjmfiles/pub/planning/project-queues/feas_docs/p16_fea.pdf | Document Posted | https://www.pjm.com/pjmfiles/pub/planning/project-queues/impact_studies/p16_imp.pdf | Document Posted | https://www.pjm.com/pjmfiles/pub/planning/project-queues/facilities/p16_fac.pdf | Document Posted | https://www.pjm.com/pjmfiles/pub/planning/project-queues/isa/p16_isa.pdf | Document Posted | N/A | https://www.pjm.com/pjmfiles/pub/planning/project-queues/csa/p16_csa.pdf | Document Posted | N/A | N/A |  | 10/19/2005 | N/A | N/A |  |  |  | 12/1/2009 | 12/1/2009 | 12/1/2009 | N | No
P17 | Dixon-Mendota 34kV |  | IL | Lee | Withdrawn | ComEd | 20 | 20 | 4 |  | Capacity | Generation Interconnection | Wind |  |  | N/A |  | Withdrawn |  |  |  |  | N/A |  | N/A |  |  | N/A | N/A |  | 10/20/2005 | N/A | N/A |  | 2/2/2006 | Customer Initiated Withdrawal | 9/30/2006 |  |  | N | No
P18 | Dixon-Mendota 34.5kV |  | IL | Lee | Withdrawn | ComEd | 2.5 | 2.5 | 0.5 |  | Capacity | Generation Interconnection | Wind |  |  | N/A | https://www.pjm.com/pjmfiles/pub/planning/project-queues/feas_docs/p18_fea.pdf | Document Posted | https://www.pjm.com/pjmfiles/pub/planning/project-queues/impact_studies/p18_imp.pdf | Document Posted |  | Not Required |  | Withdrawn | N/A |  | Not Required | N/A | N/A |  | 10/20/2005 | N/A | N/A |  | 6/6/2014 | Customer Milestone Not Met | 12/31/2007 | 12/31/2007 |  | N | No
P19 | McGirr Road - Mendota 138kV |  | IL | Lee | Withdrawn | ComEd | 20 | 20 | 4 |  | Capacity | Generation Interconnection | Wind |  |  | N/A |  | Withdrawn |  |  |  |  | N/A |  | N/A |  |  | N/A | N/A |  | 10/20/2005 | N/A | N/A |  | 2/2/2006 | Customer Initiated Withdrawal | 12/31/2006 |  |  | N | No
P20 | Nelson-Electric Junction 345kV | Walnut Ridge Wind Farm | IL | Bureau | Withdrawn | ComEd | 210 | 210 | 42 |  | Capacity | Generation Interconnection | Wind |  |  | N/A | https://www.pjm.com/pjmfiles/pub/planning/project-queues/feas_docs/p20_fea.pdf | Document Posted | https://www.pjm.com/pjmfiles/pub/planning/project-queues/impact_studies/p20_imp.pdf | Document Posted | https://www.pjm.com/pjmfiles/pub/planning/project-queues/facilities/p20_fac.pdf | Document Posted | https://www.pjm.com/pjmfiles/pub/planning/project-queues/isa/p20_isa.pdf | Document Posted | N/A | https://www.pjm.com/pjmfiles/pub/planning/project-queues/csa/p20_csa.pdf | Document Posted | N/A | N/A |  | 10/26/2005 | N/A | N/A |  | 12/14/2016 |  | 12/31/2017 | 12/31/2017 |  | N | No
P21 | McGirr Road - Dixon 138kV |  | IL | Bureau | Withdrawn | ComEd | 150 | 150 | 30 |  | Capacity | Generation Interconnection | Wind |  |  | N/A | https://www.pjm.com/pjmfiles/pub/planning/project-queues/feas_docs/p21_fea.pdf | Document Posted |  | Withdrawn |  |  | N/A |  | N/A |  |  | N/A | N/A |  | 10/26/2005 | N/A | N/A |  | 10/24/2006 | Customer Milestone Not Met | 9/15/2007 |  |  | N | No
P22 | Johnstown Altoona 230kV | North Allegheny WF | PA | Cambria | In Service | PENELEC | 20 | 20 | 4 | 20 | Capacity | Generation Interconnection | Wind |  |  | N/A | https://www.pjm.com/pjmfiles/pub/planning/project-queues/feas_docs/p22_fea.pdf | Document Posted | https://www.pjm.com/pjmfiles/pub/planning/project-queues/impact_studies/p22_imp.pdf | Document Posted |  | Not Required | https://www.pjm.com/pjmfiles/pub/planning/project-queues/isa/p22_isa.pdf | Document Posted | N/A | https://www.pjm.com/pjmfiles/pub/planning/project-queues/csa/p22_csa.pdf | Document Posted | N/A | N/A |  | 10/28/2005 | N/A | N/A |  |  |  | 9/1/2009 | 9/1/2009 | 9/1/2009 | N | No
P23 | Bayonne 138kV |  | NJ | Hudson | Withdrawn | PSEG | 46 | 46 | 45.5 |  | Capacity | Generation Interconnection | Natural Gas |  |  | N/A | https://www.pjm.com/pjmfiles/pub/planning/project-queues/feas_docs/p23_fea.pdf | Document Posted | https://www.pjm.com/pjmfiles/pub/planning/project-queues/impact_studies/p23_imp.pdf | Document Posted | https://www.pjm.com/pjmfiles/pub/planning/project-queues/facilities/p23_fac.pdf | Document Posted |  | Withdrawn | N/A |  | Withdrawn | N/A | N/A |  | 10/28/2005 | N/A | N/A |  | 2/18/2009 | Customer Milestone Not Met | 1/1/2009 | 1/1/2009 |  | N | No
P24 | Mendota 34.5kV |  | IL | Lee | Withdrawn | ComEd | 20 | 20 | 4 |  | Capacity | Generation Interconnection | Wind |  |  | N/A | https://www.pjm.com/pjmfiles/pub/planning/project-queues/feas_docs/p24_fea.pdf | Document Posted | https://www.pjm.com/pjmfiles/pub/planning/project-queues/impact_studies/p24_imp.pdf | Document Posted |  | Not Required |  | Withdrawn | N/A |  | Not Required | N/A | N/A |  | 11/7/2005 | N/A | N/A |  | 6/6/2014 | Customer Milestone Not Met | 12/1/2008 | 12/1/2008 |  | N | No
P25 | Mendota 34.5kV |  | IL | Lee | Withdrawn | ComEd | 20 | 20 | 4 |  | Capacity | Generation Interconnection | Wind |  |  | N/A | https://www.pjm.com/pjmfiles/pub/planning/project-queues/feas_docs/p25_fea.pdf | Document Posted | https://www.pjm.com/pjmfiles/pub/planning/project-queues/impact_studies/p25_imp.pdf | Document Posted |  | Not Required |  | Withdrawn | N/A |  | Not Required | N/A | N/A |  | 11/7/2005 | N/A | N/A |  | 6/6/2014 | Customer Milestone Not Met | 12/1/2008 | 12/1/2008 |  | N | No
P26 | McGirr-Mendota | Shady Oaks Wind Power Project | IL | Lee | In Service | ComEd | 9.5 | 9.5 | 1.9 | 9.5 | Capacity | Generation Interconnection | Wind |  |  | N/A | https://www.pjm.com/pjmfiles/pub/planning/project-queues/feas_docs/p26_fea.pdf | Document Posted | https://www.pjm.com/pjmfiles/pub/planning/project-queues/impact_studies/p26_imp.pdf | Document Posted | https://www.pjm.com/pjmfiles/pub/planning/project-queues/facilities/p26_fac.pdf | Document Posted | N/A | Wholesale Market Participation Agreement | https://www.pjm.com/pjmfiles/pub/planning/project-queues/wmpa/p26_wmpa.pdf |  | Not Required | N/A | N/A |  | 11/7/2005 | N/A | N/A | 4/30/2012 |  |  | 12/31/2012 | 12/31/2012 | 5/1/2012 | N | No
P27 | Winchester 34.5 kV | Bethel LF | VA | Unknown | In Service | Dominion | 13 | 13 | 13 | 13 | Capacity | Generation Interconnection | Methane |  |  | N/A | https://www.pjm.com/pjmfiles/pub/planning/project-queues/feas_docs/p27_fea.pdf | Document Posted | https://www.pjm.com/pjmfiles/pub/planning/project-queues/impact_studies/p27_imp.pdf | Document Posted |  | Not Required | N/A | Wholesale Market Participation Agreement | https://www.pjm.com/pjmfiles/pub/planning/project-queues/wmpa/p27_wmpa.pdf | https://www.pjm.com/pjmfiles/pub/planning/project-queues/csa/p27_csa.pdf | Document Posted | N/A | N/A |  | 11/18/2005 | N/A | N/A |  |  |  | 1/25/2008 | 1/25/2008 | 1/25/2008 | N | No
P28 | Mehoopany 115kV | Mehoopany WF | PA | Wyoming | In Service | PENELEC | 150 | 150 | 30 | 148 | Capacity | Generation Interconnection | Wind |  |  | N/A | https://www.pjm.com/pjmfiles/pub/planning/project-queues/feas_docs/p28_fea.pdf | Document Posted | https://www.pjm.com/pjmfiles/pub/planning/project-queues/impact_studies/p28_imp.pdf | Document Posted | https://www.pjm.com/pjmfiles/pub/planning/project-queues/facilities/p28_fac.pdf | Document Posted | https://www.pjm.com/pjmfiles/pub/planning/project-queues/isa/p28_isa.pdf | Document Posted | N/A | https://www.pjm.com/pjmfiles/pub/planning/project-queues/csa/p28_csa.pdf | Document Posted | N/A | N/A |  | 11/22/2005 | N/A | N/A |  |  |  | 1/21/2013 | 1/21/2013 | 1/9/2013 | N | No
P30 | Bellefonte - N. Proctorville 138kV | South Point | OH | Lawrence | Withdrawn | AEP | 185 | 20 | 20 |  | Capacity | Generation Interconnection | Biomass |  |  | N/A | https://www.pjm.com/pjmfiles/pub/planning/project-queues/feas_docs/p30_fea.pdf | Document Posted | https://www.pjm.com/pjmfiles/pub/planning/project-queues/impact_studies/p30_imp.pdf | Document Posted |  | Not Required | https://www.pjm.com/pjmfiles/pub/planning/project-queues/isa/p30_isa.pdf | Document Posted | N/A |  |  | N/A | N/A |  | 11/30/2005 | N/A | N/A |  | 3/21/2012 | Customer Milestone Not Met | 12/31/2012 | 12/31/2012 |  | N | No
P32 | White Oak | GSA Federal Research Center (FDA) | MD | Montgomery | In Service | PEPCO | 19.5 | 19.5 |  | 19.5 | Energy | Generation Interconnection | Natural Gas |  |  | N/A | https://www.pjm.com/pjmfiles/pub/planning/project-queues/feas_docs/p32_fea.pdf | Document Posted | https://www.pjm.com/pjmfiles/pub/planning/project-queues/impact_studies/p32_imp.pdf | Document Posted |  | Not Required | https://www.pjm.com/pjmfiles/pub/planning/project-queues/isa/p32_isa.pdf | Document Posted | N/A |  | Not Required | N/A | N/A |  | 12/7/2005 | N/A | N/A |  |  |  | 12/31/2007 |  | 12/31/2007 | N | No
P33 | Laurel - Sussex 69kV | Southern Landfill Units 1-4 | DE | Sussex | In Service | DPL | 4.25 | 1 |  | 1 | Energy | Generation Interconnection | Biomass |  |  | N/A | https://www.pjm.com/pjmfiles/pub/planning/project-queues/feas_docs/p33_fea.pdf | Document Posted | https://www.pjm.com/pjmfiles/pub/planning/project-queues/impact_studies/p33_imp.pdf | Document Posted |  | Not Required | https://www.pjm.com/pjmfiles/pub/planning/project-queues/isa/p33_isa.pdf | Document Posted | N/A |  | Not Required | N/A | N/A |  | 12/8/2005 | N/A | N/A |  |  |  | 10/24/2006 |  | 10/24/2006 | N | No
P34 | Washington Landfill |  | PA | Washington | In Service | APS | 6.4 | 6.4 | 6.4 | 6.4 | Capacity | Generation Interconnection | Methane |  |  | N/A | https://www.pjm.com/pjmfiles/pub/planning/project-queues/feas_docs/p34_fea.pdf | Document Posted |  | Not Required |  | Not Required | N/A | Wholesale Market Participation Agreement | https://www.pjm.com/pjmfiles/pub/planning/project-queues/wmpa/p34_wmpa.pdf |  | Not Required | N/A | N/A |  | 12/20/2005 | N/A | N/A |  |  |  | 3/17/2009 | 3/17/2009 | 12/31/2006 | N | No
P35 | Pleasantville | Pleasantville /AC LF Unit 2 | NJ | Atlantic | Deactivated | AEC | 4 | 2 | 2 | 1.4 | Capacity | Generation Interconnection | Natural Gas |  |  | N/A | https://www.pjm.com/pjmfiles/pub/planning/project-queues/feas_docs/p35_fea.pdf | Document Posted | https://www.pjm.com/pjmfiles/pub/planning/project-queues/impact_studies/p35_imp.pdf | Document Posted |  | Not Required | https://www.pjm.com/pjmfiles/pub/planning/project-queues/isa/p35_isa.pdf | Document Posted | N/A | https://www.pjm.com/pjmfiles/pub/planning/project-queues/csa/p35_csa.pdf | Document Posted | N/A | N/A |  | 12/20/2005 | N/A | N/A |  |  |  | 7/31/2006 |  | 7/31/2006 | N | No
P36 | Nelson - Lee Co. EC 345kV | Big Sky | IL | Bureau | In Service | ComEd | 240 | 240 | 48 | 240 | Capacity | Generation Interconnection | Wind |  |  | N/A | https://www.pjm.com/pjmfiles/pub/planning/project-queues/feas_docs/p36_fea.pdf | Document Posted | https://www.pjm.com/pjmfiles/pub/planning/project-queues/impact_studies/p36_imp.pdf | Document Posted |  | Not Required | https://www.pjm.com/pjmfiles/pub/planning/project-queues/isa/p36_isa.pdf | Document Posted | N/A | https://www.pjm.com/pjmfiles/pub/planning/project-queues/csa/p36_csa.pdf | Document Posted | N/A | N/A |  | 12/22/2005 | N/A | N/A |  |  |  | 8/31/2010 | 8/31/2010 | 8/31/2010 | N | No
P37 | Normandy 138kV |  | IL | Bureau | Withdrawn | ComEd | 140 | 140 | 28 |  | Capacity | Generation Interconnection | Wind |  |  | N/A | https://www.pjm.com/pjmfiles/pub/planning/project-queues/feas_docs/p37_fea.pdf | Document Posted | https://www.pjm.com/pjmfiles/pub/planning/project-queues/impact_studies/p37_imp.pdf | Document Posted | https://www.pjm.com/pjmfiles/pub/planning/project-queues/facilities/p37_fac.pdf | Document Posted |  | Withdrawn | N/A |  |  | N/A | N/A |  | 12/22/2005 | N/A | N/A |  | 7/17/2013 | Customer Initiated Withdrawal | 5/31/2013 | 5/31/2013 |  | N | No
P38 | Bremo 230kV | Bremo | VA | Buckingham | In Service | Dominion | 675 | 675 | 625 | 675 | Capacity | Generation Interconnection | Natural Gas |  |  | N/A | https://www.pjm.com/pjmfiles/pub/planning/project-queues/feas_docs/p38_fea.pdf | Document Posted | https://www.pjm.com/pjmfiles/pub/planning/project-queues/impact_studies/p38_imp.pdf | Document Posted | https://www.pjm.com/pjmfiles/pub/planning/project-queues/facilities/p38_fac.pdf | Document Posted | https://www.pjm.com/pjmfiles/pub/planning/project-queues/isa/p38_isa.pdf | Document Posted | N/A | https://www.pjm.com/pjmfiles/pub/planning/project-queues/csa/p38_csa.pdf | Document Posted | N/A | N/A | 7/21/2010 | 12/22/2005 | N/A | N/A |  |  |  | 3/30/2011 | 3/30/2011 | 3/30/2011 | N | No
P39 | Kewanee-Powerton 138kV |  | IL | Stark | Withdrawn | ComEd | 60 | 60 | 12 |  | Capacity | Generation Interconnection | Wind |  |  | N/A | https://www.pjm.com/pjmfiles/pub/planning/project-queues/feas_docs/p39_fea.pdf | Document Posted | https://www.pjm.com/pjmfiles/pub/planning/project-queues/impact_studies/p39_imp.pdf | Document Posted |  | Withdrawn | N/A |  | N/A |  |  | N/A | N/A |  | 12/28/2005 | N/A | N/A |  | 3/2/2011 | Customer Milestone Not Met | 12/1/2008 | 12/1/2008 |  | N | No
P40 | Crescent Ridge 138kV | Providence Heights WF | IL | Bureau | Withdrawn | ComEd | 20 | 20 | 4 |  | Capacity | Generation Interconnection | Wind |  |  | N/A | https://www.pjm.com/pjmfiles/pub/planning/project-queues/feas_docs/p40_fea.pdf | Document Posted | https://www.pjm.com/pjmfiles/pub/planning/project-queues/impact_studies/p40_imp.pdf | Document Posted |  | Withdrawn | N/A |  | N/A |  |  | N/A | N/A |  | 12/28/2005 | N/A | N/A |  | 2/21/2013 | Customer Initiated Withdrawal | 11/12/2010 | 11/12/2010 |  | N | No
P41 | South Reading - Birdsboro 69kV |  | PA | Berks | Withdrawn | ME | 9 | 9 | 9 |  | Capacity | Generation Interconnection | Methane |  |  | N/A | https://www.pjm.com/pjmfiles/pub/planning/project-queues/feas_docs/p41_fea.pdf | Document Posted | https://www.pjm.com/pjmfiles/pub/planning/project-queues/impact_studies/p41_imp.pdf | Document Posted |  | Not Required |  | Withdrawn | N/A |  |  | N/A | N/A |  | 1/3/2006 | N/A | N/A |  | 6/28/2006 | Customer Milestone Not Met | 9/30/2006 |  |  | N | No
P42 | West Kingsport 138kV | West Kingsport | TN | Sullivan | Deactivated | AEP | 50 | 50 | 45 | 45 | Capacity | Generation Interconnection | Biomass |  |  | N/A | https://www.pjm.com/pjmfiles/pub/planning/project-queues/feas_docs/p42_fea.pdf | Document Posted | https://www.pjm.com/pjmfiles/pub/planning/project-queues/impact_studies/p42_imp.pdf | Document Posted |  | Not Required | https://www.pjm.com/pjmfiles/pub/planning/project-queues/isa/p42_isa.pdf | Document Posted | N/A |  | Not Required | N/A | N/A |  | 1/12/2006 | N/A | N/A |  |  |  | 1/8/2007 | 1/8/2007 | 1/8/2007 | N | No
P43 | Weyerhaeuser 115kV | Domtar Paper Company Generating Units 7-10 | NC | Martin | In Service | Dominion | 62.5 | 62.5 | 50 | 62.5 | Capacity | Generation Interconnection | Wood |  |  | N/A | https://www.pjm.com/pjmfiles/pub/planning/project-queues/feas_docs/p43_fea.pdf | Document Posted | https://www.pjm.com/pjmfiles/pub/planning/project-queues/impact_studies/p43_imp.pdf | Document Posted | https://www.pjm.com/pjmfiles/pub/planning/project-queues/facilities/p43_fac.pdf | Document Posted | https://www.pjm.com/pjmfiles/pub/planning/project-queues/isa/p43_isa.pdf | Document Posted | N/A | https://www.pjm.com/pjmfiles/pub/planning/project-queues/csa/p43_csa.pdf | Document Posted | N/A | N/A |  | 1/13/2006 | N/A | N/A |  |  |  | 10/1/2021 | 10/1/2021 | 1/1/2010 | N | No
P44 | City of Columbus | Columbus Floodwall | OH | Franklin | In Service | AEP | 7.47 | 7.47 | 7 | 7 | Capacity | Generation Interconnection | Diesel |  |  | N/A | https://www.pjm.com/pjmfiles/pub/planning/project-queues/feas_docs/p44_fea.pdf | Document Posted | https://www.pjm.com/pjmfiles/pub/planning/project-queues/impact_studies/p44_imp.pdf | Document Posted |  | Not Required | https://www.pjm.com/pjmfiles/pub/planning/project-queues/isa/p44_isa.pdf | Document Posted | N/A |  | Not Required | N/A | N/A |  | 1/16/2006 | N/A | N/A |  |  |  | 12/31/2006 |  | 12/31/2006 | N | No
P45A | Thompson 115kV |  | PA | Wayne | Withdrawn | PPL | 120 | 120 | 24 |  | Capacity | Generation Interconnection | Wind |  |  | N/A | https://www.pjm.com/pjmfiles/pub/planning/project-queues/feas_docs/p45a_fea.pdf | Document Posted | https://www.pjm.com/pjmfiles/pub/planning/project-queues/impact_studies/p45a_imp.pdf | Document Posted | https://www.pjm.com/pjmfiles/pub/planning/project-queues/facilities/p45a_fac.pdf | Document Posted |  | Withdrawn | N/A |  | Withdrawn | N/A | N/A |  | 1/17/2006 | N/A | N/A |  | 9/1/2009 | Customer Initiated Withdrawal | 12/1/2009 |  |  | N | No
P46 | Lena 138kV | EcoGrove WF (67 WT) | IL | JoDaviess | In Service | ComEd | 100 | 100 | 20 | 100 | Capacity | Generation Interconnection | Wind |  |  | N/A | https://www.pjm.com/pjmfiles/pub/planning/project-queues/feas_docs/p46_fea.pdf | Document Posted | https://www.pjm.com/pjmfiles/pub/planning/project-queues/impact_studies/p46_imp.pdf | Document Posted |  | Not Required | https://www.pjm.com/pjmfiles/pub/planning/project-queues/isa/p46_isa.pdf | Document Posted | N/A | https://www.pjm.com/pjmfiles/pub/planning/project-queues/csa/p46_csa.pdf | Document Posted | N/A | N/A | 2/11/2009 | 1/23/2006 | N/A | N/A | 2/11/2009 |  |  | 3/11/2009 | 3/11/2009 | 10/1/2007 | N | No
P47 | Mansfield-S. Troy 115kV | Armenia Mountain WF | PA | Bradford | In Service | PENELEC | 100 | 100 | 20 | 100 | Capacity | Generation Interconnection | Wind |  |  | N/A | https://www.pjm.com/pjmfiles/pub/planning/project-queues/feas_docs/p47_fea.pdf | Document Posted | https://www.pjm.com/pjmfiles/pub/planning/project-queues/impact_studies/p47_imp.pdf | Document Posted | https://www.pjm.com/pjmfiles/pub/planning/project-queues/facilities/p47_fac.pdf | Document Posted | https://www.pjm.com/pjmfiles/pub/planning/project-queues/isa/p47_isa.pdf | Document Posted | N/A | https://www.pjm.com/pjmfiles/pub/planning/project-queues/csa/p47_csa.pdf | Document Posted | N/A | N/A | 10/23/2009 | 1/25/2006 | N/A | N/A | 11/4/2009 |  |  | 12/16/2009 | 12/16/2009 | 12/16/2009 | N | No
P48 | Bedford North - Allegheny 115kV |  | PA | Somerset | Withdrawn | PENELEC | 120 | 80 | 16 |  | Capacity | Generation Interconnection | Wind |  |  | N/A | https://www.pjm.com/pjmfiles/pub/planning/project-queues/feas_docs/p48_fea.pdf | Document Posted |  | Withdrawn |  |  | N/A |  | N/A |  |  | N/A | N/A |  | 1/27/2006 | N/A | N/A |  | 2/12/2007 | Customer Initiated Withdrawal | 12/15/2007 |  |  | N | No
P49 | Adkins 345kV | Darby Generating Station | OH | Pickaway | In Service | Dayton | 564 | 9 | 9 | 9 | Capacity | Generation Interconnection | Natural Gas |  |  | N/A | https://www.pjm.com/pjmfiles/pub/planning/project-queues/feas_docs/p49_fea.pdf | Document Posted | https://www.pjm.com/pjmfiles/pub/planning/project-queues/impact_studies/p49_imp.pdf | Document Posted |  | Not Required | https://www.pjm.com/pjmfiles/pub/planning/project-queues/isa/p49_isa.pdf | Document Posted | N/A |  | Not Required | N/A | N/A |  | 1/27/2006 | N/A | N/A |  |  |  | 6/1/2006 |  | 6/1/2006 | N | No
P50 | Greenville 69kV | Greenville Electric Generating Station | OH | Darke | In Service | Dayton | 236 | 14 | 14 | 14 | Capacity | Generation Interconnection | Natural Gas |  |  | N/A | https://www.pjm.com/pjmfiles/pub/planning/project-queues/feas_docs/p50_fea.pdf | Document Posted | https://www.pjm.com/pjmfiles/pub/planning/project-queues/impact_studies/p50_imp.pdf | Document Posted |  | Not Required | https://www.pjm.com/pjmfiles/pub/planning/project-queues/isa/p50_isa.pdf | Document Posted | N/A |  | Not Required | N/A | N/A |  | 1/27/2006 | N/A | N/A |  |  |  | 6/1/2006 |  | 6/1/2006 | N | No
P51 | Stuart 345kV | Stuart Electric Generating Station | OH | Adams | In Service | Dayton | 2362 | 7 | 7 | 7 | Capacity | Generation Interconnection | Coal |  |  | N/A | https://www.pjm.com/pjmfiles/pub/planning/project-queues/feas_docs/p51_fea.pdf | Document Posted | https://www.pjm.com/pjmfiles/pub/planning/project-queues/impact_studies/p51_imp.pdf | Document Posted |  | Not Required | https://www.pjm.com/pjmfiles/pub/planning/project-queues/isa/p51_isa.pdf | Document Posted | N/A |  | Not Required | N/A | N/A |  | 1/27/2006 | N/A | N/A |  |  |  | 6/1/2006 |  | 6/1/2006 | N | No
P52 | Albright 138kV |  | WV | Preston | Withdrawn | APS | 80 | 80 | 16 |  | Capacity | Generation Interconnection | Wind |  |  | N/A | https://www.pjm.com/pjmfiles/pub/planning/project-queues/feas_docs/p52_fea.pdf | Document Posted | https://www.pjm.com/pjmfiles/pub/planning/project-queues/impact_studies/p52_imp.pdf | Document Posted |  | Withdrawn | N/A |  | N/A |  |  | N/A | N/A |  | 1/30/2006 | N/A | N/A |  | 12/30/2010 | Customer Initiated Withdrawal | 12/31/2012 | 12/31/2012 |  | N | No
P53 | Bent Mtn. 138kV |  | VA | Roanoke | Withdrawn | AEP | 81 | 81 | 16.2 |  | Capacity | Generation Interconnection | Wind |  |  | N/A | https://www.pjm.com/pjmfiles/pub/planning/project-queues/feas_docs/p53_fea.pdf | Document Posted |  | Withdrawn |  |  | N/A |  | N/A |  |  | N/A | N/A |  | 1/30/2006 | N/A | N/A |  | 8/21/2006 | Customer Initiated Withdrawal | 12/31/2008 |  |  | N | No
P54 | Sporn - Waterford 345kV | Racine | OH | Meigs | Withdrawn | AEP | 1035 | 1035 | 1035 |  | Capacity | Generation Interconnection | Coal |  |  | N/A | https://www.pjm.com/pjmfiles/pub/planning/project-queues/feas_docs/p54_fea.pdf | Document Posted | https://www.pjm.com/pjmfiles/pub/planning/project-queues/impact_studies/p54_imp.pdf | Document Posted | https://www.pjm.com/pjmfiles/pub/planning/project-queues/facilities/p54_fac.pdf | Document Posted | https://www.pjm.com/pjmfiles/pub/planning/project-queues/isa/p54_isa.pdf | Document Posted | N/A | https://www.pjm.com/pjmfiles/pub/planning/project-queues/csa/p54_csa.pdf | Document Posted | N/A | N/A |  | 1/30/2006 | N/A | N/A |  | 1/26/2010 | Customer Milestone Not Met | 8/30/2014 | 8/30/2014 |  | N | No
P55 | West Lima 138kV |  | OH | Allen | Withdrawn | AEP | 600 | 600 | 600 |  | Capacity | Generation Interconnection | Coal |  |  | N/A | https://www.pjm.com/pjmfiles/pub/planning/project-queues/feas_docs/p55_fea.pdf | Document Posted | https://www.pjm.com/pjmfiles/pub/planning/project-queues/impact_studies/p55_imp.pdf | Document Posted |  | Withdrawn | N/A |  | N/A |  |  | N/A | N/A |  | 1/31/2006 | N/A | N/A |  | 3/20/2009 | Customer Milestone Not Met | 10/1/2010 | 10/1/2010 |  | N | No
P58 | Canaan - Seneca 138kV |  | WV | Randolph | Withdrawn | APS | 150 | 80 | 16 |  | Capacity | Generation Interconnection | Wind |  |  | N/A | https://www.pjm.com/pjmfiles/pub/planning/project-queues/feas_docs/p58_fea.pdf | Document Posted | https://www.pjm.com/pjmfiles/pub/planning/project-queues/impact_studies/p58_imp.pdf | Document Posted |  | Withdrawn | N/A |  | N/A |  |  | N/A | N/A |  | 1/31/2006 | N/A | N/A |  | 2/17/2010 | Customer Initiated Withdrawal | 12/31/2014 | 12/31/2014 |  | N | No
P59 | Belington 138kV | Laurel Mountain WF | WV | Barbour | In Service | APS | 97.6 | 97.6 | 19.52 | 97.6 | Capacity | Generation Interconnection | Wind |  |  | N/A | https://www.pjm.com/pjmfiles/pub/planning/project-queues/feas_docs/p59_fea.pdf | Document Posted | https://www.pjm.com/pjmfiles/pub/planning/project-queues/impact_studies/p59_imp.pdf | Document Posted |  | Not Required | https://www.pjm.com/pjmfiles/pub/planning/project-queues/isa/p59_isa.pdf | Document Posted | N/A | https://www.pjm.com/pjmfiles/pub/planning/project-queues/csa/p59_csa.pdf | Document Posted | N/A | N/A |  | 1/31/2006 | N/A | N/A | 5/23/2011 |  |  | 6/15/2011 | 6/15/2011 | 12/31/2008 | N | No
P60 | New Baltimore 115kV (Stony Creek) | Stony Creek WF | PA | Somerset | In Service | PENELEC | 52.5 | 52.5 | 10.5 | 52.5 | Capacity | Generation Interconnection | Wind |  |  | N/A | https://www.pjm.com/pjmfiles/pub/planning/project-queues/feas_docs/p60_fea.pdf | Document Posted | https://www.pjm.com/pjmfiles/pub/planning/project-queues/impact_studies/p60_imp.pdf | Document Posted | https://www.pjm.com/pjmfiles/pub/planning/project-queues/facilities/p60_fac.pdf | Document Posted | https://www.pjm.com/pjmfiles/pub/planning/project-queues/isa/p60_isa.pdf | Document Posted | N/A | https://www.pjm.com/pjmfiles/pub/planning/project-queues/csa/p60_csa.pdf | Document Posted | N/A | N/A | 10/22/2009 | 1/31/2006 | N/A | N/A | 10/23/2009 |  |  | 3/1/2010 | 3/1/2010 | 3/1/2010 | N | No
P61 | Gavin #1 765kV | Gavin 1 | OH | Adams | In Service | AEP | 1320 | 20 | 20 | 20 | Capacity | Generation Interconnection | Coal |  |  | N/A | https://www.pjm.com/pjmfiles/pub/planning/project-queues/feas_docs/p61_fea.pdf | Document Posted | https://www.pjm.com/pjmfiles/pub/planning/project-queues/impact_studies/p61_imp.pdf | Document Posted |  | Not Required | https://www.pjm.com/pjmfiles/pub/planning/project-queues/isa/p61_isa.pdf | Document Posted | N/A | https://www.pjm.com/pjmfiles/pub/planning/project-queues/csa/p61_csa.pdf | Document Posted | N/A | N/A |  | 1/31/2006 | N/A | N/A |  |  |  | 1/1/2010 | 1/1/2010 | 5/1/2007 | N | No
P62 | Gavin #2 765kV | Gavin 2 | OH | Adams | In Service | AEP | 1320 | 20 | 20 | 20 | Capacity | Generation Interconnection | Coal |  |  | N/A | https://www.pjm.com/pjmfiles/pub/planning/project-queues/feas_docs/p62_fea.pdf | Document Posted | https://www.pjm.com/pjmfiles/pub/planning/project-queues/impact_studies/p62_imp.pdf | Document Posted |  | Not Required | https://www.pjm.com/pjmfiles/pub/planning/project-queues/isa/p62_isa.pdf | Document Posted | N/A | https://www.pjm.com/pjmfiles/pub/planning/project-queues/csa/p62_csa.pdf | Document Posted | N/A | N/A |  | 1/31/2006 | N/A | N/A |  |  |  | 5/1/2009 | 5/1/2009 | 5/1/2009 | N | No
Q01 | Olive-Dequine 345kv | Fowler Ridge WF | IN | Benton | In Service | AEP | 500 | 500 | 100 | 500 | Capacity | Generation Interconnection | Wind |  |  | N/A | https://www.pjm.com/pjmfiles/pub/planning/project-queues/feas_docs/q01_fea.pdf | Document Posted | https://www.pjm.com/pjmfiles/pub/planning/project-queues/impact_studies/q01_imp.pdf | Document Posted |  | Not Required | https://www.pjm.com/pjmfiles/pub/planning/project-queues/isa/q01_isa.pdf | Document Posted | N/A | https://www.pjm.com/pjmfiles/pub/planning/project-queues/csa/q01_csa.pdf | Document Posted | N/A | N/A |  | 2/7/2006 | N/A | N/A |  |  |  | 7/1/2009 | 7/1/2009 | 12/1/2008 | N | No
Q02 | Thompson 115kV |  | PA | Wayne | Withdrawn | PENELEC | 80 | 80 | 16 |  | Capacity | Generation Interconnection | Wind |  |  | N/A |  | Withdrawn |  |  |  |  | N/A |  | N/A |  |  | N/A | N/A |  | 2/10/2006 | N/A | N/A |  | 7/17/2006 | Customer Initiated Withdrawal | 12/31/2008 |  |  | N | No
Q03 | Olive-Dequine 345kV | Fowler Ridge 4 WF | IN | Benton | In Service | AEP | 250 | 250 | 50 | 250 | Capacity | Generation Interconnection | Wind |  |  | N/A | https://www.pjm.com/pjmfiles/pub/planning/project-queues/feas_docs/q03_fea.pdf | Document Posted | https://www.pjm.com/pjmfiles/pub/planning/project-queues/impact_studies/q03_imp.pdf | Document Posted |  | Not Required | https://www.pjm.com/pjmfiles/pub/planning/project-queues/isa/q03_isa.pdf | Document Posted | N/A |  | Not Required | N/A | N/A |  | 2/13/2006 | N/A | N/A |  |  |  | 12/31/2014 | 12/31/2014 | 12/3/2015 | N | No
Q04 | Snake Spring 115kV |  | PA | Bedford | Withdrawn | PENELEC | 140 | 140 | 28 |  | Capacity | Generation Interconnection | Wind |  |  | N/A | https://www.pjm.com/pjmfiles/pub/planning/project-queues/feas_docs/q04_fea.pdf | Document Posted |  | Withdrawn |  |  | N/A |  | N/A |  |  | N/A | N/A |  | 2/15/2006 | N/A | N/A |  | 10/27/2006 | Customer Initiated Withdrawal | 9/30/2008 |  |  | N | No
Q05 | Emmaville Mountain |  | PA | Fulton | Withdrawn | APS | 18 | 18 | 5 |  | Capacity | Generation Interconnection | Wind |  |  | N/A | https://www.pjm.com/pjmfiles/pub/planning/project-queues/feas_docs/q05_fea.pdf | Document Posted |  | Not Required |  | Not Required | N/A |  | N/A |  |  | N/A | N/A |  | 2/15/2006 | N/A | N/A |  | 10/27/2006 | Customer Initiated Withdrawal | 9/30/2008 |  |  | N | No
Q06 | Breezewood |  | PA | Fulton | Withdrawn | APS | 18 | 18 | 5 |  | Capacity | Generation Interconnection | Wind |  |  | N/A | https://www.pjm.com/pjmfiles/pub/planning/project-queues/feas_docs/q06_fea.pdf | Document Posted |  | Not Required |  | Not Required | N/A |  | N/A |  |  | N/A | N/A |  | 2/15/2006 | N/A | N/A |  | 10/27/2006 | Customer Initiated Withdrawal | 9/30/2008 |  |  | N | No
Q07 | DuVall South |  | PA | Fulton | Withdrawn | PENELEC | 18 | 18 | 5 |  | Capacity | Generation Interconnection | Wind |  |  | N/A |  | Withdrawn |  |  |  |  | N/A |  | N/A |  |  | N/A | N/A |  | 2/15/2006 | N/A | N/A |  | 6/14/2006 | Customer Initiated Withdrawal | 9/30/2008 |  |  | N | No
Q08 | Red Oak 230kV |  | NJ | Middlesex | Withdrawn | JCPL | 50 | 50 | 50 |  | Capacity | Generation Interconnection | Natural Gas |  |  | N/A | https://www.pjm.com/pjmfiles/pub/planning/project-queues/feas_docs/q08_fea.pdf | Document Posted | https://www.pjm.com/pjmfiles/pub/planning/project-queues/impact_studies/q08_imp.pdf | Document Posted | https://www.pjm.com/pjmfiles/pub/planning/project-queues/facilities/q08_fac.pdf | Document Posted |  | Withdrawn | N/A |  | Withdrawn | N/A | N/A |  | 2/21/2006 | N/A | N/A |  | 8/18/2009 | Customer Initiated Withdrawal | 6/1/2011 | 6/1/2011 |  | N | No
Q09 | Emporia | Emporia Hydro | VA | Greensville | In Service | Dominion | 2.5 | 2.5 | 2.5 | 2.5 | Capacity | Generation Interconnection | Hydro |  |  | N/A | https://www.pjm.com/pjmfiles/pub/planning/project-queues/feas_docs/q09_fea.pdf | Document Posted | https://www.pjm.com/pjmfiles/pub/planning/project-queues/impact_studies/q09_imp.pdf | Document Posted |  | Not Required | N/A | Wholesale Market Participation Agreement | https://www.pjm.com/pjmfiles/pub/planning/project-queues/wmpa/q09_wmpa.pdf |  | Not Required | N/A | N/A |  | 2/21/2006 | N/A | N/A |  |  |  | 4/1/2007 | 4/1/2007 | 4/1/2007 | N | No
Q10 | Keystone 345kV | Montpelier | IN | Wells | In Service | AEP | 238 | 27 | 27 | 27 | Capacity | Generation Interconnection | Natural Gas |  |  | N/A | https://www.pjm.com/pjmfiles/pub/planning/project-queues/feas_docs/q10_fea.pdf | Document Posted | https://www.pjm.com/pjmfiles/pub/planning/project-queues/impact_studies/q10_imp.pdf | Document Posted |  | Not Required | https://www.pjm.com/pjmfiles/pub/planning/project-queues/isa/q10_isa.pdf | Document Posted | N/A |  | Not Required | N/A | N/A |  | 2/23/2006 | N/A | N/A |  |  |  | 12/31/2008 | 12/31/2008 | 12/31/2008 | N | No
Q11 | Red Oak 230kV |  | NJ | Middlesex | Withdrawn | JCPL | 300 | 300 | 300 |  | Capacity | Generation Interconnection | Natural Gas |  |  | N/A | https://www.pjm.com/pjmfiles/pub/planning/project-queues/feas_docs/q11_fea.pdf | Document Posted | https://www.pjm.com/pjmfiles/pub/planning/project-queues/impact_studies/q11_imp.pdf | Document Posted | https://www.pjm.com/pjmfiles/pub/planning/project-queues/facilities/q11_fac.pdf | Document Posted |  | Withdrawn | N/A |  | Withdrawn | N/A | N/A |  | 2/23/2006 | N/A | N/A |  | 3/31/2010 | Customer Milestone Not Met | 12/1/2011 | 12/1/2011 |  | N | No
Q12 | Fox River Heights 12kV |  | IL | Kane | Withdrawn | ComEd | 1.6 | 1.6 | 1.6 |  | Capacity | Generation Interconnection | Methane |  |  | N/A | https://www.pjm.com/pjmfiles/pub/planning/project-queues/feas_docs/q12_fea.pdf | Document Posted | https://www.pjm.com/pjmfiles/pub/planning/project-queues/impact_studies/q12_imp.pdf | Document Posted |  | Not Required |  | Withdrawn | N/A |  |  | N/A | N/A |  | 3/8/2006 | N/A | N/A |  | 8/10/2010 | Customer Milestone Not Met | 6/1/2007 | 6/1/2007 |  | N | No
Q13 | Kankakee 12kV |  | IL | Kankakee | Withdrawn | ComEd | 1.6 | 1.6 | 1.6 |  | Capacity | Generation Interconnection | Methane |  |  | N/A | https://www.pjm.com/pjmfiles/pub/planning/project-queues/feas_docs/q13_fea.pdf | Document Posted | https://www.pjm.com/pjmfiles/pub/planning/project-queues/impact_studies/q13_imp.pdf | Document Posted |  | Not Required |  | Withdrawn | N/A |  |  | N/A | N/A |  | 3/8/2006 | N/A | N/A |  | 8/10/2010 | Customer Milestone Not Met | 6/1/2007 | 6/1/2007 |  | N | No
Q14 | Hegewisch 12kV |  | IL | Cook | Withdrawn | ComEd | 6.6 | 6.6 | 6.6 |  | Capacity | Generation Interconnection | Methane |  |  | N/A | https://www.pjm.com/pjmfiles/pub/planning/project-queues/feas_docs/q14_fea.pdf | Document Posted | https://www.pjm.com/pjmfiles/pub/planning/project-queues/impact_studies/q14_imp.pdf | Document Posted |  | Not Required |  | Withdrawn | N/A |  |  | N/A | N/A |  | 3/8/2006 | N/A | N/A |  | 8/10/2010 | Customer Milestone Not Met | 6/1/2007 | 6/1/2007 |  | N | No
Q15 | Woodridge 12kV |  | IL | Du Page | Withdrawn | ComEd | 6.6 | 6.6 | 6.6 |  | Capacity | Generation Interconnection | Methane |  |  | N/A | https://www.pjm.com/pjmfiles/pub/planning/project-queues/feas_docs/q15_fea.pdf | Document Posted | https://www.pjm.com/pjmfiles/pub/planning/project-queues/impact_studies/q15_imp.pdf | Document Posted |  | Not Required |  | Withdrawn | N/A |  |  | N/A | N/A |  | 3/8/2006 | N/A | N/A |  | 8/10/2010 | Customer Milestone Not Met | 6/1/2007 | 6/1/2007 |  | N | No
Q16 | Western Ave 12kV |  | IL | Kane | Withdrawn | ComEd | 6.6 | 6.6 | 6.6 |  | Capacity | Generation Interconnection | Methane |  |  | N/A | https://www.pjm.com/pjmfiles/pub/planning/project-queues/feas_docs/q16_fea.pdf | Document Posted | https://www.pjm.com/pjmfiles/pub/planning/project-queues/impact_studies/q16_imp.pdf | Document Posted |  | Not Required |  | Withdrawn | N/A |  |  | N/A | N/A |  | 3/8/2006 | N/A | N/A |  | 8/23/2010 | Customer Milestone Not Met | 9/1/2007 | 9/1/2007 |  | N | No
Q17 | Northbrook 12kV |  | IL | Cook | Withdrawn | ComEd | 6.6 | 6.6 | 6.6 |  | Capacity | Generation Interconnection | Methane |  |  | N/A | https://www.pjm.com/pjmfiles/pub/planning/project-queues/feas_docs/q17_fea.pdf | Document Posted | https://www.pjm.com/pjmfiles/pub/planning/project-queues/impact_studies/q17_imp.pdf | Document Posted |  | Not Required |  | Withdrawn | N/A |  |  | N/A | N/A |  | 3/8/2006 | N/A | N/A |  | 8/23/2010 | Customer Milestone Not Met | 6/1/2007 | 6/1/2007 |  | N | No
Q18 | Moser 34.5kV | Pottstown LF Units 1 & 2 | PA | Montgomery | In Service | PECO | 5 | 5 | 5 | 5 | Capacity | Generation Interconnection | Methane |  |  | N/A | https://www.pjm.com/pjmfiles/pub/planning/project-queues/feas_docs/q18_fea.pdf | Document Posted | https://www.pjm.com/pjmfiles/pub/planning/project-queues/impact_studies/q18_imp.pdf | Document Posted |  | Not Required | https://www.pjm.com/pjmfiles/pub/planning/project-queues/isa/q18_isa.pdf | Document Posted | N/A |  | Not Required | N/A | N/A |  | 3/8/2006 | N/A | N/A |  |  |  | 11/6/2007 | 11/6/2007 | 11/6/2007 | N | No
Q19 | Atlantic 34.5 kV |  | NJ | Monmouth | Withdrawn | JCPL | 1 | 1 | 1 |  | Capacity | Generation Interconnection | Methane |  |  | N/A | https://www.pjm.com/pjmfiles/pub/planning/project-queues/feas_docs/q19_fea.pdf | Document Posted | https://www.pjm.com/pjmfiles/pub/planning/project-queues/impact_studies/q19_imp.pdf | Document Posted |  | Not Required |  | Withdrawn | N/A |  | Not Required | N/A | N/A |  | 3/13/2006 | N/A | N/A |  | 12/6/2006 | Customer Milestone Not Met | 11/1/2006 |  |  | N | No
Q20 | Holtwood | Holtwood | PA | Lancaster | In Service | PPL | 249 | 140 | 140 | 140 | Capacity | Generation Interconnection | Hydro |  |  | N/A | https://www.pjm.com/pjmfiles/pub/planning/project-queues/feas_docs/q20_fea.pdf | Document Posted | https://www.pjm.com/pjmfiles/pub/planning/project-queues/impact_studies/q20_imp.pdf | Document Posted |  | Not Required | https://www.pjm.com/pjmfiles/pub/planning/project-queues/isa/q20_isa.pdf | Document Posted | N/A | https://www.pjm.com/pjmfiles/pub/planning/project-queues/csa/q20_csa.pdf | Document Posted | N/A | N/A |  | 3/17/2006 | N/A | N/A |  |  |  | 12/31/2013 | 12/31/2013 | 10/30/2010 | N | No
Q22 | Columbia 34.5kV | Great Bear Hydro | NJ | Warren | In Service | JCPL | 0.5 | 0.5 | 0.5 | 0.5 | Capacity | Generation Interconnection | Hydro |  |  | N/A | https://www.pjm.com/pjmfiles/pub/planning/project-queues/feas_docs/q22_fea.pdf | Document Posted | https://www.pjm.com/pjmfiles/pub/planning/project-queues/impact_studies/q22_imp.pdf | Document Posted |  | Not Required | N/A | Wholesale Market Participation Agreement | https://www.pjm.com/pjmfiles/pub/planning/project-queues/wmpa/q22_wmpa.pdf |  | Not Required | N/A | N/A |  | 3/20/2006 | N/A | N/A |  |  |  | 5/5/2009 | 5/5/2009 | 12/26/2006 | N | No
Q23 | Bayard |  | WV | Grant | Withdrawn | APS | 19 | 19 | 7 |  | Capacity | Generation Interconnection | Wind |  |  | N/A | https://www.pjm.com/pjmfiles/pub/planning/project-queues/feas_docs/q23_fea.pdf | Document Posted |  | Withdrawn |  |  | N/A |  | N/A |  |  | N/A | N/A |  | 3/20/2006 | N/A | N/A |  | 11/27/2006 | Customer Milestone Not Met | 3/31/2007 |  |  | N | No
Q24 | Gold-Sabinsville 115kV |  | PA | Potter | Withdrawn | PENELEC | 101 | 101 | 20 |  | Capacity | Generation Interconnection | Wind |  |  | N/A | https://www.pjm.com/pjmfiles/pub/planning/project-queues/feas_docs/q24_fea.pdf | Document Posted | https://www.pjm.com/pjmfiles/pub/planning/project-queues/impact_studies/q24_imp.pdf | Document Posted |  | Withdrawn | N/A |  | N/A |  |  | N/A | N/A |  | 3/23/2006 | N/A | N/A |  | 2/2/2009 | Customer Milestone Not Met | 12/30/2010 | 12/30/2010 |  | N | No
Q25 | Donegal-Iron City 138kV | Harmony WF | PA | Fayette | Withdrawn | APS | 80 | 80 | 16 |  | Capacity | Generation Interconnection | Wind |  |  | N/A | https://www.pjm.com/pjmfiles/pub/planning/project-queues/feas_docs/q25_fea.pdf | Document Posted | https://www.pjm.com/pjmfiles/pub/planning/project-queues/impact_studies/q25_imp.pdf | Document Posted |  | Not Required | https://www.pjm.com/pjmfiles/pub/planning/project-queues/isa/q25_isa.pdf | Document Posted | N/A | https://www.pjm.com/pjmfiles/pub/planning/project-queues/csa/q25_csa.pdf | Document Posted | N/A | N/A |  | 3/24/2006 | N/A | N/A |  | 6/4/2012 | Customer Initiated Withdrawal | 3/1/2014 | 3/1/2014 |  | N | No
Q26 | Churchtown 230kV |  | NJ | Salem | Withdrawn | AEC | 550 | 550 | 550 |  | Capacity | Generation Interconnection | Natural Gas |  |  | N/A | https://www.pjm.com/pjmfiles/pub/planning/project-queues/feas_docs/q26_fea.pdf | Document Posted |  | Withdrawn |  |  | N/A |  | N/A |  |  | N/A | N/A |  | 3/29/2006 | N/A | N/A |  | 10/12/2006 | Customer Milestone Not Met | 12/31/2008 |  |  | N | No
Q27 | Frackville-Shennandoah 69kV | Locust Ridge II WF | PA | Schuylkill | In Service | PPL | 100 | 100 | 20 | 100 | Capacity | Generation Interconnection | Wind |  |  | N/A | https://www.pjm.com/pjmfiles/pub/planning/project-queues/feas_docs/q27_fea.pdf | Document Posted | https://www.pjm.com/pjmfiles/pub/planning/project-queues/impact_studies/q27_imp.pdf | Document Posted |  | Not Required | https://www.pjm.com/pjmfiles/pub/planning/project-queues/isa/q27_isa.pdf | Document Posted | N/A | https://www.pjm.com/pjmfiles/pub/planning/project-queues/csa/q27_csa.pdf | Document Posted | N/A | N/A |  | 4/7/2006 | N/A | N/A | 10/23/2008 |  |  | 4/29/2009 | 4/29/2009 | 4/29/2009 | N | No
Q28 | Eldred-Frackville 230kV | Rausch Creek WF (68 WT) | PA | Schuylkill | Withdrawn | PPL | 170 | 170 | 34 |  | Capacity | Generation Interconnection | Wind |  |  | N/A | https://www.pjm.com/pjmfiles/pub/planning/project-queues/feas_docs/q28_fea.pdf | Document Posted | https://www.pjm.com/pjmfiles/pub/planning/project-queues/impact_studies/q28_imp.pdf | Document Posted |  | Not Required | https://www.pjm.com/pjmfiles/pub/planning/project-queues/isa/q28_isa.pdf | Document Posted | N/A | https://www.pjm.com/pjmfiles/pub/planning/project-queues/csa/q28_csa.pdf | Document Posted | N/A | N/A |  | 4/7/2006 | N/A | N/A |  | 8/2/2013 | Customer Initiated Withdrawal | 12/31/2014 | 12/31/2014 |  | N | No
Q29 | Zion 12kV |  | IL | Lake | Withdrawn | ComEd | 6 | 5.4 | 5.4 |  | Capacity | Generation Interconnection | Methane |  |  | N/A | https://www.pjm.com/pjmfiles/pub/planning/project-queues/feas_docs/q29_fea.pdf | Document Posted | https://www.pjm.com/pjmfiles/pub/planning/project-queues/impact_studies/q29_imp.pdf | Document Posted |  | Not Required | N/A |  | N/A |  |  | N/A | N/A |  | 4/11/2006 | N/A | N/A |  | 10/29/2013 | Customer Initiated Withdrawal | 6/1/2007 | 6/1/2007 |  | N | No
Q30 | City of Columbus |  | OH | Franklin | Withdrawn | AEP | 3 | 3 | 0 |  | Energy | Generation Interconnection | Methane |  |  | N/A |  | Withdrawn |  | Not Required |  | Not Required |  | Withdrawn | N/A |  | Not Required | N/A | N/A |  | 4/11/2006 | N/A | N/A |  | 9/20/2006 | Customer Initiated Withdrawal | 12/31/2006 |  |  | N | No
Q31 | Wagner 34kV | Hawkins Point | MD | Baltimore City | In Service | BGE | 10 | 10 | 0 | 10 | Energy | Generation Interconnection | Natural Gas |  |  | N/A | https://www.pjm.com/pjmfiles/pub/planning/project-queues/feas_docs/q31_fea.pdf | Document Posted | https://www.pjm.com/pjmfiles/pub/planning/project-queues/impact_studies/q31_imp.pdf | Document Posted |  | Not Required | N/A | Wholesale Market Participation Agreement | https://www.pjm.com/pjmfiles/pub/planning/project-queues/wmpa/q31_wmpa.pdf |  | Not Required | N/A | N/A |  | 4/11/2006 | N/A | N/A |  |  |  | 4/24/2007 | 4/24/2007 | 6/1/2006 | N | No
Q32 | Gosport 115kV | Gosport | VA | City of Portsmouth | Withdrawn | Dominion | 30 | 30 | 30 |  | Capacity | Generation Interconnection | Biomass |  |  | N/A | https://www.pjm.com/pjmfiles/pub/planning/project-queues/feas_docs/q32_fea.pdf | Document Posted | https://www.pjm.com/pjmfiles/pub/planning/project-queues/impact_studies/q32_imp.pdf | Document Posted |  |  | N/A |  | N/A |  |  | N/A | N/A |  | 4/21/2006 | N/A | N/A |  | 8/22/2007 | Customer Initiated Withdrawal | 7/1/2007 | 7/1/2007 |  | N | No
Q33 | Homer-Watercure 345kV |  | PA | Tioga | Withdrawn | PENELEC | 150 | 150 | 30 |  | Capacity | Generation Interconnection | Wind |  |  | N/A |  | Withdrawn |  |  |  |  | N/A |  | N/A |  |  | N/A | N/A |  | 4/24/2006 | N/A | N/A |  | 6/6/2006 | Customer Initiated Withdrawal | 12/15/2008 |  |  | N | No
Q34 | Garrett 115kV |  | PA | Somerset | Withdrawn | PENELEC | 100 | 100 | 20 |  | Capacity | Generation Interconnection | Wind |  |  | N/A | https://www.pjm.com/pjmfiles/pub/planning/project-queues/feas_docs/q34_fea.pdf | Document Posted | https://www.pjm.com/pjmfiles/pub/planning/project-queues/impact_studies/q34_imp.pdf | Document Posted | https://www.pjm.com/pjmfiles/pub/planning/project-queues/facilities/q34_fac.pdf | Document Posted | https://www.pjm.com/pjmfiles/pub/planning/project-queues/isa/q34_isa.pdf | Document Posted | N/A | https://www.pjm.com/pjmfiles/pub/planning/project-queues/csa/q34_csa.pdf | Document Posted | N/A | N/A |  | 4/24/2006 | N/A | N/A |  | 7/24/2013 | Customer Initiated Withdrawal | 4/1/2011 | 4/1/2011 |  | N | No
Q35 | N. Coshocton 69kV |  | OH | Coshocton | Withdrawn | AEP | 15 | 15 | 15 |  | Capacity | Generation Interconnection | Natural Gas |  |  | N/A | https://www.pjm.com/pjmfiles/pub/planning/project-queues/feas_docs/q35_fea.pdf | Document Posted | https://www.pjm.com/pjmfiles/pub/planning/project-queues/impact_studies/q35_imp.pdf | Document Posted |  | Not Required |  | Withdrawn | N/A |  |  | N/A | N/A |  | 4/26/2006 | N/A | N/A |  | 11/28/2006 | Customer Milestone Not Met | 6/1/2007 |  |  | N | No
Q36 | Philipsburg - Tyrone North 115kV | Sandy Ridge WF | PA | Centre | In Service | PENELEC | 50 | 50 | 10 | 50 | Capacity | Generation Interconnection | Wind |  |  | N/A | https://www.pjm.com/pjmfiles/pub/planning/project-queues/feas_docs/q36_fea.pdf | Document Posted | https://www.pjm.com/pjmfiles/pub/planning/project-queues/impact_studies/q36_imp.pdf | Document Posted | https://www.pjm.com/pjmfiles/pub/planning/project-queues/facilities/q36_fac.pdf | Document Posted | https://www.pjm.com/pjmfiles/pub/planning/project-queues/isa/q36_isa.pdf | Document Posted | N/A | https://www.pjm.com/pjmfiles/pub/planning/project-queues/csa/q36_csa.pdf | Document Posted | N/A | N/A |  | 4/28/2006 | N/A | N/A |  |  |  | 12/31/2011 | 12/31/2011 | 4/17/2012 | N | No
Q37 | Loganton 12kV | Schrack Farms | PA | Clinton | Withdrawn | PPL | 0.02 | 0.02 | 0 |  | Energy | Generation Interconnection | Biomass |  |  | N/A | https://www.pjm.com/pjmfiles/pub/planning/project-queues/feas_docs/q37_fea.pdf | Document Posted | https://www.pjm.com/pjmfiles/pub/planning/project-queues/impact_studies/q37_imp.pdf | Document Posted |  | Not Required | N/A | Wholesale Market Participation Agreement | https://www.pjm.com/pjmfiles/pub/planning/project-queues/wmpa/q37_wmpa.pdf |  | Not Required | N/A | N/A |  | 5/2/2006 | N/A | N/A |  | 1/12/2007 | Customer Initiated Withdrawal | 6/16/2006 |  |  | N | No
Q39 | Kewanee 138kV |  | IL | Henry | Withdrawn | ComEd | 105 | 105 | 21 |  | Capacity | Generation Interconnection | Wind |  |  | N/A | https://www.pjm.com/pjmfiles/pub/planning/project-queues/feas_docs/q39_fea.pdf | Document Posted | https://www.pjm.com/pjmfiles/pub/planning/project-queues/impact_studies/q39_imp.pdf | Document Posted | https://www.pjm.com/pjmfiles/pub/planning/project-queues/facilities/q39_fac.pdf | Document Posted |  | Withdrawn | N/A |  |  | N/A | N/A |  | 5/8/2006 | N/A | N/A |  | 10/22/2015 | Customer Initiated Withdrawal | 12/31/2016 | 12/31/2016 |  | N | No
Q40 | Renovo Lock Haven |  | PA | Clinton | Withdrawn | PPL | 40 | 40 | 8 |  | Capacity | Generation Interconnection | Wind |  |  | N/A | https://www.pjm.com/pjmfiles/pub/planning/project-queues/feas_docs/q40_fea.pdf | Document Posted | https://www.pjm.com/pjmfiles/pub/planning/project-queues/impact_studies/q40_imp.pdf | Document Posted |  | Not Required |  | Withdrawn | N/A |  |  | N/A | N/A |  | 5/15/2006 | N/A | N/A |  | 8/29/2008 | Customer Initiated Withdrawal | 6/1/2009 | 6/1/2009 |  | N | No
Q41 | Mt. Hope Mine 34.5kV | Mt Hope Waterpower Project | NJ | Morris | Withdrawn | JCPL | 30 | 30 |  |  | Energy | Generation Interconnection | Biomass |  |  | N/A | https://www.pjm.com/pjmfiles/pub/planning/project-queues/feas_docs/q41_fea.pdf | Document Posted | https://www.pjm.com/pjmfiles/pub/planning/project-queues/impact_studies/q41_imp.pdf | Document Posted |  | Not Required | N/A | Wholesale Market Participation Agreement | https://www.pjm.com/pjmfiles/pub/planning/project-queues/wmpa/q41_wmpa.pdf |  | Not Required | N/A | N/A |  | 6/5/2006 | N/A | N/A |  | 11/11/2013 | Customer Milestone Not Met | 12/31/2013 | 12/31/2013 |  | N | No
Q42 | Indian River |  | DE | Sussex | Withdrawn | DPL | 630 | 630 | 630 |  | Capacity | Generation Interconnection | Coal |  |  | N/A | https://www.pjm.com/pjmfiles/pub/planning/project-queues/feas_docs/q42_fea.pdf | Document Posted | https://www.pjm.com/pjmfiles/pub/planning/project-queues/impact_studies/q42_imp.pdf | Document Posted |  | Withdrawn | N/A |  | N/A |  |  | N/A | N/A |  | 6/5/2006 | N/A | N/A |  | 7/30/2008 | Customer Initiated Withdrawal | 6/1/2011 |  |  | N | No
Q43 | Clinch River 138kV | Virginia City Hybrid Energy Center - 1 Unit | VA | Wise | In Service | AEP | 534 | 534 | 534 | 534 | Capacity | Generation Interconnection | Coal |  |  | N/A | https://www.pjm.com/pjmfiles/pub/planning/project-queues/feas_docs/q43_fea.pdf | Document Posted | https://www.pjm.com/pjmfiles/pub/planning/project-queues/impact_studies/q43_imp.pdf | Document Posted | https://www.pjm.com/pjmfiles/pub/planning/project-queues/facilities/q43_fac.pdf | Document Posted | https://www.pjm.com/pjmfiles/pub/planning/project-queues/isa/q43_isa.pdf | Document Posted | N/A | https://www.pjm.com/pjmfiles/pub/planning/project-queues/csa/q43_csa.pdf | Document Posted | N/A | N/A | 11/12/2010 | 6/7/2006 | N/A | N/A |  |  |  | 3/1/2012 |  | 3/22/2012 | N | No
Q44 | Elizabethtown | Elizabethtown | PA | Lancaster | In Service | PPL | 0.3 | 0.3 | 0 | 0.3 | Energy | Generation Interconnection | Natural Gas |  |  | N/A | https://www.pjm.com/pjmfiles/pub/planning/project-queues/feas_docs/q44_fea.pdf | Document Posted | https://www.pjm.com/pjmfiles/pub/planning/project-queues/impact_studies/q44_imp.pdf | Document Posted |  | Not Required | N/A | Wholesale Market Participation Agreement | https://www.pjm.com/pjmfiles/pub/planning/project-queues/wmpa/q44_wmpa.pdf |  | Not Required | N/A | N/A |  | 6/9/2006 | N/A | N/A |  |  |  | 7/1/2006 |  | 7/1/2006 | N | No
Q45 | North Lebanon 13.2kV | GLRA LF | PA | Lebanon | In Service | ME | 3.2 | 3.2 | 3.2 | 3.2 | Capacity | Generation Interconnection | Methane |  |  | N/A | https://www.pjm.com/pjmfiles/pub/planning/project-queues/feas_docs/q45_fea.pdf | Document Posted | https://www.pjm.com/pjmfiles/pub/planning/project-queues/impact_studies/q45_imp.pdf | Document Posted |  | Not Required | https://www.pjm.com/pjmfiles/pub/planning/project-queues/isa/q45_isa.pdf | Document Posted | N/A | https://www.pjm.com/pjmfiles/pub/planning/project-queues/csa/q45_csa.pdf | Document Posted | N/A | N/A |  | 6/14/2006 | N/A | N/A |  |  |  | 9/25/2007 | 9/25/2007 | 9/25/2007 | N | No
Q46 | Curwensville 34.5 kV | Sunnyside Ethonol | PA | Clearfield | Withdrawn | PENELEC | 10 | 10 | 10 |  | Capacity | Generation Interconnection | Coal |  |  | N/A | https://www.pjm.com/pjmfiles/pub/planning/project-queues/feas_docs/q46_fea.pdf | Document Posted | https://www.pjm.com/pjmfiles/pub/planning/project-queues/impact_studies/q46_imp.pdf | Document Posted |  | Not Required | N/A | Wholesale Market Participation Agreement | https://www.pjm.com/pjmfiles/pub/planning/project-queues/wmpa/q46_wmpa.pdf |  | Not Required | N/A | N/A |  | 6/16/2006 | N/A | N/A |  | 3/14/2013 | Customer Milestone Not Met | 3/1/2009 |  |  | N | No
Q47 | Peach Bottom | Peach Bottom - Units 2 & 3 | PA | York | In Service | PECO | 2532 | 140 | 140 | 140 | Capacity | Generation Interconnection | Nuclear |  |  | N/A | https://www.pjm.com/pjmfiles/pub/planning/project-queues/feas_docs/q47_fea.pdf | Document Posted | https://www.pjm.com/pjmfiles/pub/planning/project-queues/impact_studies/q47_imp.pdf | Document Posted |  | Not Required | https://www.pjm.com/pjmfiles/pub/planning/project-queues/isa/q47_isa.pdf | Document Posted | N/A |  | Not Required | N/A | N/A |  | 6/20/2006 | N/A | N/A |  |  |  | 4/1/2013 | 4/1/2013 | 11/12/2012 | N | No
Q48 | Calvert Cliffs | Calvert Cliffs Nuclear Power Plant Unit 3 | MD | Calvert | Withdrawn | BGE | 1640 | 1640 | 1640 |  | Capacity | Generation Interconnection | Nuclear |  |  | N/A | https://www.pjm.com/pjmfiles/pub/planning/project-queues/feas_docs/q48_fea.pdf | Document Posted | https://www.pjm.com/pjmfiles/pub/planning/project-queues/impact_studies/q48_imp.pdf | Document Posted | https://www.pjm.com/pjmfiles/pub/planning/project-queues/facilities/q48_fac.pdf | Document Posted | https://www.pjm.com/pjmfiles/pub/planning/project-queues/isa/q48_isa.pdf | Document Posted | N/A | https://www.pjm.com/pjmfiles/pub/planning/project-queues/csa/q48_csa.pdf | Document Posted | N/A | N/A |  | 6/20/2006 | N/A | N/A |  | 11/16/2009 | Customer Initiated Withdrawal | 1/1/2016 | 1/1/2016 |  | N | No
Q49 | Dresden 345kV | Dresden Nuclear Generating Station U2 | IL | Grundy | In Service | ComEd | 957 | 70 | 70 | 70 | Capacity | Generation Interconnection | Nuclear |  |  | N/A | https://www.pjm.com/pjmfiles/pub/planning/project-queues/feas_docs/q49_fea.pdf | Document Posted | https://www.pjm.com/pjmfiles/pub/planning/project-queues/impact_studies/q49_imp.pdf | Document Posted |  | Not Required | https://www.pjm.com/pjmfiles/pub/planning/project-queues/isa/q49_isa.pdf | Document Posted | N/A |  | Not Required | N/A | N/A |  | 6/20/2006 | N/A | N/A |  |  |  | 1/31/2012 | 1/31/2012 | 11/14/2011 | N | No
Q50 | Dresden 345kV | Dresden Nuclear Station Unit 3 | IL | Grundy | In Service | ComEd | 957 | 70 | 70 | 70 | Capacity | Generation Interconnection | Nuclear |  |  | N/A | https://www.pjm.com/pjmfiles/pub/planning/project-queues/feas_docs/q50_fea.pdf | Document Posted | https://www.pjm.com/pjmfiles/pub/planning/project-queues/impact_studies/q50_imp.pdf | Document Posted |  | Not Required | https://www.pjm.com/pjmfiles/pub/planning/project-queues/isa/q50_isa.pdf | Document Posted | N/A |  | Not Required | N/A | N/A |  | 6/20/2006 | N/A | N/A |  |  |  | 1/31/2012 | 1/31/2012 | 12/12/2012 | N | No
Q51 | Quad City 345kV | Quad Cities - Units 1 & 2 | IL | Rock Island | In Service | ComEd | 1914 | 140 | 140 | 140 | Capacity | Generation Interconnection | Nuclear |  |  | N/A | https://www.pjm.com/pjmfiles/pub/planning/project-queues/feas_docs/q51_fea.pdf | Document Posted | https://www.pjm.com/pjmfiles/pub/planning/project-queues/impact_studies/q51_imp.pdf | Document Posted |  | Not Required | https://www.pjm.com/pjmfiles/pub/planning/project-queues/isa/q51_isa.pdf | Document Posted | N/A | https://www.pjm.com/pjmfiles/pub/planning/project-queues/csa/q51_csa.pdf | Document Posted | N/A | N/A |  | 6/20/2006 | N/A | N/A |  |  |  | 10/1/2011 | 10/1/2011 | 9/25/2011 | N | No
Q52 | Hunlock Creek |  | PA | Luzerne | Withdrawn | UGI | 300 | 300 | 300 |  | Capacity | Generation Interconnection | Coal |  |  | N/A | https://www.pjm.com/pjmfiles/pub/planning/project-queues/feas_docs/q52_fea.pdf | Document Posted |  | Withdrawn |  |  | N/A |  | N/A |  |  | N/A | N/A |  | 6/21/2006 | N/A | N/A |  | 12/11/2007 | Customer Initiated Withdrawal | 6/15/2011 |  |  | N | No
Q53 | Summit-West Fall 115kV | Chestnut Flats WF | PA | Blair | In Service | PENELEC | 38 | 38 | 7.6 | 38 | Capacity | Generation Interconnection | Wind |  |  | N/A | https://www.pjm.com/pjmfiles/pub/planning/project-queues/feas_docs/q53_fea.pdf | Document Posted | https://www.pjm.com/pjmfiles/pub/planning/project-queues/impact_studies/q53_imp.pdf | Document Posted | https://www.pjm.com/pjmfiles/pub/planning/project-queues/facilities/q53_fac.pdf | Document Posted | https://www.pjm.com/pjmfiles/pub/planning/project-queues/isa/q53_isa.pdf | Document Posted | N/A | https://www.pjm.com/pjmfiles/pub/planning/project-queues/csa/q53_csa.pdf | Document Posted | N/A | N/A |  | 6/23/2006 | N/A | N/A |  |  |  | 5/20/2011 | 5/20/2011 | 5/20/2011 | N | No
Q54 | Haviland-Tillman 138kV |  | IN | Allen | Withdrawn | AEP | 100 | 100 | 20 |  | Capacity | Generation Interconnection | Wind |  |  | N/A | https://www.pjm.com/pjmfiles/pub/planning/project-queues/feas_docs/q54_fea.pdf | Document Posted |  | Withdrawn |  |  | N/A |  | N/A |  |  | N/A | N/A |  | 6/28/2006 | N/A | N/A |  | 10/27/2006 | Customer Milestone Not Met | 12/15/2009 |  |  | N | No
Q55 | Snowy Creek |  | WV | Preston | Withdrawn | APS | 62.5 | 62.5 | 12.5 |  | Capacity | Generation Interconnection | Wind |  |  | N/A | https://www.pjm.com/pjmfiles/pub/planning/project-queues/feas_docs/q55_fea.pdf | Document Posted | https://www.pjm.com/pjmfiles/pub/planning/project-queues/impact_studies/q55_imp.pdf | Document Posted | https://www.pjm.com/pjmfiles/pub/planning/project-queues/facilities/q55_fac.pdf | Document Posted |  | Withdrawn | N/A |  | Withdrawn | N/A | N/A |  | 6/28/2006 | N/A | N/A |  | 7/31/2012 | Customer Initiated Withdrawal | 12/31/2009 |  |  | N | No
Q56 | Claysburg 115kV |  | PA | Blair | Withdrawn | PENELEC | 180 | 180 | 36 |  | Capacity | Generation Interconnection | Wind |  |  | N/A | https://www.pjm.com/pjmfiles/pub/planning/project-queues/feas_docs/q56_fea.pdf | Document Posted |  | Withdrawn |  |  | N/A |  | N/A |  |  | N/A | N/A |  | 7/5/2006 | N/A | N/A |  | 11/17/2006 | Customer Milestone Not Met | 6/30/2008 |  |  | N | No
Q57 | Steward-Waterman 138kV | Lee - DeKalb Wind Energy Center | IL | Lee | In Service | ComEd | 240 | 240 | 48 | 237.5 | Capacity | Generation Interconnection | Wind |  |  | N/A | https://www.pjm.com/pjmfiles/pub/planning/project-queues/feas_docs/q57_fea.pdf | Document Posted | https://www.pjm.com/pjmfiles/pub/planning/project-queues/impact_studies/q57_imp.pdf | Document Posted | https://www.pjm.com/pjmfiles/pub/planning/project-queues/facilities/q57_fac.pdf | Document Posted | https://www.pjm.com/pjmfiles/pub/planning/project-queues/isa/q57_isa.pdf | Document Posted | N/A | https://www.pjm.com/pjmfiles/pub/planning/project-queues/csa/q57_csa.pdf | Document Posted | N/A | N/A |  | 7/6/2006 | N/A | N/A |  |  |  | 6/1/2010 | 6/1/2010 | 11/14/2014 | N | No
Q58 | Sunbury-Susquehanna |  | PA | Luzerne | Withdrawn | PPL | 100 | 100 | 20 |  | Capacity | Generation Interconnection | Wind |  |  | N/A | https://www.pjm.com/pjmfiles/pub/planning/project-queues/feas_docs/q58_fea.pdf | Document Posted | https://www.pjm.com/pjmfiles/pub/planning/project-queues/impact_studies/q58_imp.pdf | Document Posted |  | Not Required |  | Withdrawn | N/A |  |  | N/A | N/A |  | 7/6/2006 | N/A | N/A |  | 8/18/2008 | Customer Initiated Withdrawal | 12/31/2009 | 12/31/2009 |  | N | No
Q59 | S. Reading-Birdsboro 64kV | Pioneer Crossing LF | PA | Berks | In Service | ME | 6.4 | 6.4 | 6.4 | 6.4 | Capacity | Generation Interconnection | Biomass |  |  | N/A | https://www.pjm.com/pjmfiles/pub/planning/project-queues/feas_docs/q59_fea.pdf | Document Posted | https://www.pjm.com/pjmfiles/pub/planning/project-queues/impact_studies/q59_imp.pdf | Document Posted |  | Not Required | https://www.pjm.com/pjmfiles/pub/planning/project-queues/isa/q59_isa.pdf | Document Posted | N/A | https://www.pjm.com/pjmfiles/pub/planning/project-queues/csa/q59_csa.pdf | Document Posted | N/A | N/A |  | 7/7/2006 | N/A | N/A |  |  |  | 5/30/2008 | 5/30/2008 | 5/30/2008 | N | No
Q60 | Kewanee 138kV |  | IL | Henry | Withdrawn | ComEd | 201 | 201 | 40.2 |  | Capacity | Generation Interconnection | Wind |  |  | N/A | https://www.pjm.com/pjmfiles/pub/planning/project-queues/feas_docs/q60_fea.pdf | Document Posted | https://www.pjm.com/pjmfiles/pub/planning/project-queues/impact_studies/q60_imp.pdf | Document Posted |  |  | N/A |  | N/A |  |  | N/A | N/A |  | 7/7/2006 | N/A | N/A |  | 4/5/2012 | Customer Initiated Withdrawal | 3/1/2009 | 3/1/2009 |  | N | No
Q61 | Grassy Falls 138kV |  | WV | Greenbrier | Withdrawn | APS | 10 | 10 | 10 |  | Capacity | Generation Interconnection | Coal |  |  | N/A | https://www.pjm.com/pjmfiles/pub/planning/project-queues/feas_docs/q61_fea.pdf | Document Posted |  | Withdrawn |  |  | N/A |  | N/A |  |  | N/A | N/A |  | 7/10/2006 | N/A | N/A |  | 8/26/2008 |  | 1/1/2010 |  |  | N | No
Q62 | Sayton -Snake Spring 115kV |  | PA | Bedford | Withdrawn | PENELEC | 100 | 100 | 20 |  | Capacity | Generation Interconnection | Wind |  |  | N/A | https://www.pjm.com/pjmfiles/pub/planning/project-queues/feas_docs/q62_fea.pdf | Document Posted | https://www.pjm.com/pjmfiles/pub/planning/project-queues/impact_studies/q62_imp.pdf | Document Posted |  | Withdrawn | N/A |  | N/A |  |  | N/A | N/A |  | 7/11/2006 | N/A | N/A |  | 3/27/2009 | Customer Initiated Withdrawal | 12/1/2009 | 12/1/2009 |  | N | No
Q63 | Seneca 230kV | Seneca Pumped Storage Generating Station Unit 1 | PA | Warren | In Service | PENELEC | 468 | 16 | 16 | 16 | Capacity | Generation Interconnection | Hydro |  |  | N/A | https://www.pjm.com/pjmfiles/pub/planning/project-queues/feas_docs/q63_fea.pdf | Document Posted | https://www.pjm.com/pjmfiles/pub/planning/project-queues/impact_studies/q63_imp.pdf | Document Posted |  | Not Required | https://www.pjm.com/pjmfiles/pub/planning/project-queues/isa/q63_isa.pdf | Document Posted | N/A |  | Not Required | N/A | N/A |  | 7/11/2006 | N/A | N/A |  |  |  | 8/11/2010 | 8/11/2010 | 8/11/2010 | N | No
Q64 | Gosport 115kV |  | VA | City of Portsmouth | Withdrawn | Dominion | 20 | 20 | 20 |  | Capacity | Generation Interconnection | Biomass |  |  | N/A | https://www.pjm.com/pjmfiles/pub/planning/project-queues/feas_docs/q64_fea.pdf | Document Posted |  | Withdrawn |  |  | N/A |  | N/A |  |  | N/A | N/A |  | 7/12/2006 | N/A | N/A |  | 5/31/2007 | Customer Milestone Not Met | 12/31/2007 | 12/31/2007 |  | N | No
Q65 | North Anna 500kV | North Anna Power Station Unit 3 | VA | Louisa | Withdrawn | Dominion | 1594 | 1594 | 1570 |  | Capacity | Generation Interconnection | Nuclear |  |  | N/A | https://www.pjm.com/pjmfiles/pub/planning/project-queues/feas_docs/q65_fea.pdf | Document Posted | https://www.pjm.com/pjmfiles/pub/planning/project-queues/impact_studies/q65_imp.pdf | Document Posted | https://www.pjm.com/pjmfiles/pub/planning/project-queues/facilities/q65_fac.pdf | Document Posted | https://www.pjm.com/pjmfiles/pub/planning/project-queues/isa/q65_isa.pdf | Document Posted | N/A | https://www.pjm.com/pjmfiles/pub/planning/project-queues/csa/q65_csa.pdf | Document Posted | N/A | N/A |  | 7/14/2006 | N/A | N/A |  | 4/28/2016 | Customer Initiated Withdrawal | 1/1/2024 | 1/1/2024 |  | N | No
Q66 | Beecher Energy - Distribution Cener #36 |  | IL | Will | Withdrawn | ComEd | 2 | 2.1 | 2.1 |  | Capacity | Generation Interconnection | Methane |  |  | N/A | https://www.pjm.com/pjmfiles/pub/planning/project-queues/feas_docs/q66_fea.pdf | Document Posted | https://www.pjm.com/pjmfiles/pub/planning/project-queues/impact_studies/q66_imp.pdf | Document Posted |  | Not Required | N/A |  | N/A |  |  | N/A | N/A |  | 7/14/2006 | N/A | N/A |  | 10/10/2013 | Customer Initiated Withdrawal | 6/1/2007 | 6/1/2007 |  | N | No
Q67 | LaGrange Park - West Chester Sexton Energy |  | IL | Cook | Withdrawn | ComEd | 4 | 3.5 | 3.5 |  | Capacity | Generation Interconnection | Methane |  |  | N/A | https://www.pjm.com/pjmfiles/pub/planning/project-queues/feas_docs/q67_fea.pdf | Document Posted | https://www.pjm.com/pjmfiles/pub/planning/project-queues/impact_studies/q67_imp.pdf | Document Posted |  | Not Required | N/A |  | N/A |  |  | N/A | N/A |  | 7/14/2006 | N/A | N/A |  | 10/10/2013 | Customer Initiated Withdrawal | 6/1/2007 | 6/1/2007 |  | N | No
Q67B | Mt. Prospect - Des Plaines Sexton Energy |  | IL | Cook | Withdrawn | ComEd | 4 | 3.5 | 3.5 |  | Capacity | Generation Interconnection | Methane |  |  | N/A | https://www.pjm.com/pjmfiles/pub/planning/project-queues/feas_docs/q67b_fea.pdf | Document Posted | https://www.pjm.com/pjmfiles/pub/planning/project-queues/impact_studies/q67b_imp.pdf | Document Posted |  | Not Required | N/A |  | N/A |  |  | N/A | N/A |  | 7/14/2006 | N/A | N/A |  | 10/10/2013 | Customer Initiated Withdrawal | 6/1/2007 | 6/1/2007 |  | N | No
Q68 | Kincaid 345kV |  | IL | Christian | Withdrawn | ComEd | 726 | 726 | 641 |  | Capacity | Generation Interconnection | Coal |  |  | N/A | https://www.pjm.com/pjmfiles/pub/planning/project-queues/feas_docs/q68_fea.pdf | Document Posted | https://www.pjm.com/pjmfiles/pub/planning/project-queues/impact_studies/q68_imp.pdf | Document Posted |  | Withdrawn | N/A |  | N/A |  |  | N/A | N/A |  | 7/21/2006 | N/A | N/A |  | 6/5/2012 | Customer Initiated Withdrawal | 9/30/2015 | 9/30/2015 |  | N | No
Q69 | Shackleford 34.5kV | King - Queen | VA | Brunswick | In Service | Dominion | 10 | 10 | 10 | 10 | Capacity | Generation Interconnection | Methane |  |  | N/A | https://www.pjm.com/pjmfiles/pub/planning/project-queues/feas_docs/q69_fea.pdf | Document Posted | https://www.pjm.com/pjmfiles/pub/planning/project-queues/impact_studies/q69_imp.pdf | Document Posted |  | Not Required | https://www.pjm.com/pjmfiles/pub/planning/project-queues/isa/q69_isa.pdf | Document Posted | N/A | https://www.pjm.com/pjmfiles/pub/planning/project-queues/csa/q69_csa.pdf | Document Posted | N/A | N/A |  | 7/25/2006 | N/A | N/A |  |  |  | 2/7/2008 | 2/7/2008 | 2/7/2008 | N | No
Q70 | Lawrenceville 34.5kV | Brunswick | VA | King and Queen | In Service | Dominion | 11 | 11 | 11 | 11 | Capacity | Generation Interconnection | Methane |  |  | N/A | https://www.pjm.com/pjmfiles/pub/planning/project-queues/feas_docs/q70_fea.pdf | Document Posted | https://www.pjm.com/pjmfiles/pub/planning/project-queues/impact_studies/q70_imp.pdf | Document Posted |  | Not Required | https://www.pjm.com/pjmfiles/pub/planning/project-queues/isa/q70_isa.pdf | Document Posted | N/A | https://www.pjm.com/pjmfiles/pub/planning/project-queues/csa/q70_csa.pdf | Document Posted | N/A | N/A |  | 7/25/2006 | N/A | N/A |  |  |  | 11/1/2007 | 11/1/2007 | 11/1/2007 | N | No
Q71 | Cranes Corner 13.2kV | Strafford Regional LF | VA | Stafford | In Service | Dominion | 2 | 2 | 2 | 2 | Capacity | Generation Interconnection | Methane |  |  | N/A | https://www.pjm.com/pjmfiles/pub/planning/project-queues/feas_docs/q71_fea.pdf | Document Posted | https://www.pjm.com/pjmfiles/pub/planning/project-queues/impact_studies/q71_imp.pdf | Document Posted |  | Not Required | https://www.pjm.com/pjmfiles/pub/planning/project-queues/isa/q71_isa.pdf | Document Posted | N/A | https://www.pjm.com/pjmfiles/pub/planning/project-queues/csa/q71_csa.pdf | Document Posted | N/A | N/A | 2/3/2009 | 7/26/2006 | N/A | N/A | 2/6/2009 |  |  | 6/1/2008 | 6/1/2008 | 6/1/2008 | N | No
Q72 | Mansfield - S. Troy 115kV |  | PA | Bradford | Withdrawn | PENELEC | 60 | 60 | 12 |  | Capacity | Generation Interconnection | Wind |  |  | N/A | https://www.pjm.com/pjmfiles/pub/planning/project-queues/feas_docs/q72_fea.pdf | Document Posted | https://www.pjm.com/pjmfiles/pub/planning/project-queues/impact_studies/q72_imp.pdf | Document Posted |  | Withdrawn | N/A |  | N/A |  |  | N/A | N/A |  | 7/27/2006 | N/A | N/A |  | 12/23/2009 | Customer Initiated Withdrawal | 12/1/2010 | 12/1/2010 |  | N | No
Q73 | South Reading 69kV | Evergreen Community Power | PA | Berks | Deactivated | ME | 30 | 30 | 16 | 19 | Capacity | Generation Interconnection | Biomass |  |  | N/A | https://www.pjm.com/pjmfiles/pub/planning/project-queues/feas_docs/q73_fea.pdf | Document Posted | https://www.pjm.com/pjmfiles/pub/planning/project-queues/impact_studies/q73_imp.pdf | Document Posted |  | Not Required | https://www.pjm.com/pjmfiles/pub/planning/project-queues/isa/q73_isa.pdf | Document Posted | N/A | https://www.pjm.com/pjmfiles/pub/planning/project-queues/csa/q73_csa.pdf | Document Posted | N/A | N/A |  | 7/27/2006 | N/A | N/A | 8/17/2009 |  |  | 4/6/2010 | 4/6/2010 | 4/6/2010 | N | No
Q74 | Linden 230kV |  | NJ | Union | Withdrawn | PSEG | 600 | 600 | 600 |  | Capacity | Generation Interconnection | Oil |  |  | N/A | https://www.pjm.com/pjmfiles/pub/planning/project-queues/feas_docs/q74_fea.pdf | Document Posted | https://www.pjm.com/pjmfiles/pub/planning/project-queues/impact_studies/q74_imp.pdf | Document Posted |  | Withdrawn | N/A |  | N/A |  |  | N/A | N/A |  | 7/31/2006 | N/A | N/A |  | 10/22/2008 | Customer Initiated Withdrawal | 6/1/2013 | 6/1/2013 |  | N | No
Q76 | Quinton 12kV | Salem County LF Generating Unit I | NJ | Salem | Deactivated | AEC | 2 | 2 | 2 | 2 | Capacity | Generation Interconnection | Methane |  |  | N/A | https://www.pjm.com/pjmfiles/pub/planning/project-queues/feas_docs/q76_fea.pdf | Document Posted | https://www.pjm.com/pjmfiles/pub/planning/project-queues/impact_studies/q76_imp.pdf | Document Posted |  | Not Required | N/A | Wholesale Market Participation Agreement | https://www.pjm.com/pjmfiles/pub/planning/project-queues/wmpa/q76_wmpa.pdf |  | Not Required | N/A | N/A |  | 7/31/2006 | N/A | N/A |  |  |  | 12/19/2008 | 12/19/2008 | 12/19/2008 | N | No
Q77 | Calvert Cliffs |  | MD | Calvert | Withdrawn | PEPCO | 1640 | 1640 | 1640 |  | Capacity | Generation Interconnection | Nuclear |  |  | N/A | https://www.pjm.com/pjmfiles/pub/planning/project-queues/feas_docs/q77_fea.pdf | Document Posted |  | Withdrawn |  |  | N/A |  | N/A |  |  | N/A | N/A |  | 7/31/2006 | N/A | N/A |  | 3/21/2007 | Customer Initiated Withdrawal | 12/30/2016 |  |  | N | No
Q78 | Trail Fork 34.5kV |  | WV | McDowell | Withdrawn | AEP | 5 | 5 | 5 |  | Capacity | Generation Interconnection | Methane |  |  | N/A |  | Withdrawn |  |  |  |  | N/A |  | N/A |  |  | N/A | N/A |  | 7/31/2006 | N/A | N/A |  | 1/24/2007 | Customer Milestone Not Met | 4/1/2007 |  |  | N | No
Q79 | Ft. Martin - Kammer 500kV | Longview ST1 | WV | Monongalia | In Service | APS | 700 | 100 | 100 | 100 | Capacity | Generation Interconnection | Coal |  |  | N/A | https://www.pjm.com/pjmfiles/pub/planning/project-queues/feas_docs/q79_fea.pdf | Document Posted | https://www.pjm.com/pjmfiles/pub/planning/project-queues/impact_studies/q79_imp.pdf | Document Posted |  | Not Required | https://www.pjm.com/pjmfiles/pub/planning/project-queues/isa/q79_isa.pdf | Document Posted | N/A |  | Not Required | N/A | N/A | 4/5/2009 | 7/31/2006 | N/A | N/A | 5/6/2011 |  |  | 4/22/2011 | 4/22/2011 | 9/1/2010 | N | No
Q80 | Ft. Martin - Kammer 500kV |  | WV | Monongalia | Withdrawn | APS | 750 | 100 | 100 |  | Capacity | Generation Interconnection | Natural Gas |  |  | N/A | https://www.pjm.com/pjmfiles/pub/planning/project-queues/feas_docs/q80_fea.pdf | Document Posted | https://www.pjm.com/pjmfiles/pub/planning/project-queues/impact_studies/q80_imp.pdf | Document Posted |  | Withdrawn | N/A |  | N/A |  |  | N/A | N/A |  | 7/31/2006 | N/A | N/A |  | 6/2/2009 | Customer Initiated Withdrawal | 8/1/2012 |  |  | N | No
Q81 | AMOS 765kV |  | WV | Putnam | Withdrawn | AEP | 20 | 20 | 20 |  | Capacity | Generation Interconnection | Coal |  |  | N/A | https://www.pjm.com/pjmfiles/pub/planning/project-queues/feas_docs/q81_fea.pdf | Document Posted |  | Withdrawn |  |  | N/A |  | N/A |  |  | N/A | N/A |  | 7/31/2006 | N/A | N/A |  | 10/24/2006 | Customer Milestone Not Met | 12/30/2007 |  |  | N | No
Q85 | Minonk 34.5kV |  | IL | Marshall | Withdrawn | ComEd | 20 | 20 | 4 |  | Capacity | Generation Interconnection | Wind |  |  | N/A |  | Withdrawn |  |  |  |  | N/A |  | N/A |  |  | N/A | N/A |  | 7/31/2006 | N/A | N/A |  | 12/15/2008 | Customer Initiated Withdrawal | 12/31/2008 | 12/31/2008 |  | N | No
Q86 | Hudson - Essex 230kV |  | NJ | Hudson | Withdrawn | PSEG | 455.1 | 455.1 | 455.1 |  | Capacity | Generation Interconnection | Natural Gas |  |  | N/A | https://www.pjm.com/pjmfiles/pub/planning/project-queues/feas_docs/q86_fea.pdf | Document Posted | https://www.pjm.com/pjmfiles/pub/planning/project-queues/impact_studies/q86_imp.pdf | Document Posted |  | Withdrawn | N/A |  | N/A |  |  | N/A | N/A |  | 7/31/2006 | N/A | N/A |  | 4/2/2009 | Customer Milestone Not Met | 5/31/2010 | 5/31/2010 |  | N | No
Q89 | Eldred 230kV |  | PA | Schuylkill | Withdrawn | PPL | 750 | 750 | 750 |  | Capacity | Generation Interconnection | Coal |  |  | N/A | https://www.pjm.com/pjmfiles/pub/planning/project-queues/feas_docs/q89_fea.pdf | Document Posted |  | Withdrawn |  |  | N/A |  | N/A |  |  | N/A | N/A |  | 7/31/2006 | N/A | N/A |  | 3/30/2007 | Customer Initiated Withdrawal | 8/1/2012 |  |  | N | No
Q90 | Mickleton 230kV | West Deptford Energy Station | NJ | Gloucester | In Service | AEC | 650 | 650 | 650 | 650 | Capacity | Generation Interconnection | Natural Gas |  |  | N/A | https://www.pjm.com/pjmfiles/pub/planning/project-queues/feas_docs/q90_fea.pdf | Document Posted | https://www.pjm.com/pjmfiles/pub/planning/project-queues/impact_studies/q90_imp.pdf | Document Posted | https://www.pjm.com/pjmfiles/pub/planning/project-queues/facilities/q90_fac.pdf | Document Posted | https://www.pjm.com/pjmfiles/pub/planning/project-queues/isa/q90_isa.pdf | Document Posted | N/A | https://www.pjm.com/pjmfiles/pub/planning/project-queues/csa/q90_csa.pdf | Document Posted | N/A | N/A | 7/1/2014 | 7/31/2006 | N/A | N/A |  |  |  | 6/1/2016 | 6/1/2016 | 8/11/2014 | N | No
R01 | Susquehanna |  | PA | Montour | Withdrawn | PPL | 800 | 800 | 800 |  | Capacity | Generation Interconnection | Nuclear |  |  | N/A | https://www.pjm.com/pjmfiles/pub/planning/project-queues/feas_docs/r01_fea.pdf | Document Posted | https://www.pjm.com/pjmfiles/pub/planning/project-queues/impact_studies/r01_imp.pdf | Document Posted | https://www.pjm.com/pjmfiles/pub/planning/project-queues/facilities/r01_fac.pdf | Document Posted |  | Withdrawn | N/A |  | Withdrawn | N/A | N/A |  | 8/25/2006 | N/A | N/A |  | 1/20/2012 | Customer Initiated Withdrawal | 12/31/2018 | 12/31/2018 |  | N | No
R02 | Susquehanna |  | PA | Luzerne | Withdrawn | PPL | 800 | 800 | 800 |  | Capacity | Generation Interconnection | Nuclear |  |  | N/A | https://www.pjm.com/pjmfiles/pub/planning/project-queues/feas_docs/r02_fea.pdf | Document Posted | https://www.pjm.com/pjmfiles/pub/planning/project-queues/impact_studies/r02_imp.pdf | Document Posted | https://www.pjm.com/pjmfiles/pub/planning/project-queues/facilities/r02_fac.pdf | Document Posted |  | Withdrawn | N/A |  | Withdrawn | N/A | N/A |  | 8/25/2006 | N/A | N/A |  | 1/20/2012 | Customer Initiated Withdrawal | 12/31/2018 | 12/31/2018 |  | N | No
R03 | Adams - Allen 138kV |  | IN | Adams | Withdrawn | AEP | 130 | 130 | 26 |  | Capacity | Generation Interconnection | Wind |  |  | N/A | https://www.pjm.com/pjmfiles/pub/planning/project-queues/feas_docs/r03_fea.pdf | Document Posted | https://www.pjm.com/pjmfiles/pub/planning/project-queues/impact_studies/r03_imp.pdf | Document Posted |  | Withdrawn | N/A |  | N/A |  |  | N/A | N/A |  | 8/25/2006 | N/A | N/A |  | 2/5/2013 | Customer Initiated Withdrawal | 12/31/2013 | 12/31/2013 |  | N | No
R04 | Sunbury 500kV |  | PA | Snyder | Withdrawn | PPL | 817 | 817 | 817 |  | Capacity | Generation Interconnection | Coal |  |  | N/A | https://www.pjm.com/pjmfiles/pub/planning/project-queues/feas_docs/r04_fea.pdf | Document Posted | https://www.pjm.com/pjmfiles/pub/planning/project-queues/impact_studies/r04_imp.pdf | Document Posted |  | Withdrawn | N/A |  | N/A |  |  | N/A | N/A |  | 9/6/2006 | N/A | N/A |  | 10/13/2008 | Customer Initiated Withdrawal | 12/15/2011 |  |  | N | No
R05 | Thompson 115kV |  | PA | Wayne | Withdrawn | PENELEC | 50 | 50 | 10 |  | Capacity | Generation Interconnection | Wind |  |  | N/A | https://www.pjm.com/pjmfiles/pub/planning/project-queues/feas_docs/r05_fea.pdf | Document Posted | https://www.pjm.com/pjmfiles/pub/planning/project-queues/impact_studies/r05_imp.pdf | Document Posted |  | Withdrawn | N/A |  | N/A |  |  | N/A | N/A |  | 9/8/2006 | N/A | N/A |  | 8/5/2009 | Customer Initiated Withdrawal | 12/1/2009 |  |  | N | No
R06 | Weissport 69kV |  | PA | Carbon | Withdrawn | PPL | 60 | 60 | 12 |  | Capacity | Generation Interconnection | Wind |  |  | N/A | https://www.pjm.com/pjmfiles/pub/planning/project-queues/feas_docs/r06_fea.pdf | Document Posted |  | Withdrawn |  |  | N/A |  | N/A |  |  | N/A | N/A |  | 9/8/2006 | N/A | N/A |  | 4/3/2007 | Customer Milestone Not Met | 12/31/2008 |  |  | N | No
R07 | Pleasantville | AC Landfill Energy Units 1-3 | NJ | Atlantic | Deactivated | AEC | 6 | 2 | 2 | 2 | Capacity | Generation Interconnection | Methane |  |  | N/A | https://www.pjm.com/pjmfiles/pub/planning/project-queues/feas_docs/r07_fea.pdf | Document Posted | https://www.pjm.com/pjmfiles/pub/planning/project-queues/impact_studies/r07_imp.pdf | Document Posted |  | Not Required | https://www.pjm.com/pjmfiles/pub/planning/project-queues/isa/r07_isa.pdf | Document Posted | N/A |  | Not Required | N/A | N/A |  | 9/12/2006 | N/A | N/A |  |  |  | 10/1/2007 | 10/1/2007 | 10/1/2007 | N | No
R08 | Central City 115kV, Hooversville 230kV |  | PA | Somerset | Withdrawn | PENELEC | 300 | 300 | 300 |  | Capacity | Generation Interconnection | Coal |  |  | N/A | https://www.pjm.com/pjmfiles/pub/planning/project-queues/feas_docs/r08_fea.pdf | Document Posted |  | Withdrawn |  |  | N/A |  | N/A |  |  | N/A | N/A |  | 9/14/2006 | N/A | N/A |  | 2/18/2009 | Customer Initiated Withdrawal | 12/10/2012 |  |  | N | No
R09 | Johnstown-Altoona 230 kV |  | PA | Cambria | Withdrawn | PENELEC | 48 | 48 | 9.6 |  | Capacity | Generation Interconnection | Wind |  |  | N/A | https://www.pjm.com/pjmfiles/pub/planning/project-queues/feas_docs/r09_fea.pdf | Document Posted | https://www.pjm.com/pjmfiles/pub/planning/project-queues/impact_studies/r09_imp.pdf | Document Posted |  | Withdrawn | N/A |  | N/A |  |  | N/A | N/A |  | 9/15/2006 | N/A | N/A |  | 9/3/2009 | Customer Milestone Not Met | 12/15/2009 | 12/15/2009 |  | N | No
R11 | South River 230 kV | Gateway Energy Center | NJ | Middlesex | Withdrawn | JCPL | 440 | 440 | 440 |  | Capacity | Generation Interconnection | Natural Gas |  |  | N/A | https://www.pjm.com/pjmfiles/pub/planning/project-queues/feas_docs/r11_fea.pdf | Document Posted | https://www.pjm.com/pjmfiles/pub/planning/project-queues/impact_studies/r11_imp.pdf | Document Posted | https://www.pjm.com/pjmfiles/pub/planning/project-queues/facilities/r11_fac.pdf | Document Posted | https://www.pjm.com/pjmfiles/pub/planning/project-queues/isa/r11_isa.pdf | Document Posted | N/A | https://www.pjm.com/pjmfiles/pub/planning/project-queues/csa/r11_csa.pdf | Document Posted | N/A | N/A |  | 9/20/2006 | N/A | N/A |  | 11/27/2019 |  | 5/16/2020 | 5/16/2020 |  | N | No
R13 | Tidd - Canton Central 345kV |  | OH | Columbiana | Withdrawn | AEP | 350 | 350 | 350 |  | Capacity | Generation Interconnection | Coal |  |  | N/A | https://www.pjm.com/pjmfiles/pub/planning/project-queues/feas_docs/r13_fea.pdf | Document Posted |  | Withdrawn |  |  | N/A |  | N/A |  |  | N/A | N/A |  | 9/28/2006 | N/A | N/A |  | 6/18/2008 | Customer Initiated Withdrawal | 9/30/2011 |  |  | N | No
R14 | Tait 69kV | Tait Generating Units 4-7 | OH | Montgomery | In Service | Dayton | 376 | 15 | 15 | 15 | Capacity | Generation Interconnection | Natural Gas |  |  | N/A | https://www.pjm.com/pjmfiles/pub/planning/project-queues/feas_docs/r14_fea.pdf | Document Posted | https://www.pjm.com/pjmfiles/pub/planning/project-queues/impact_studies/r14_imp.pdf | Document Posted |  | Not Required | https://www.pjm.com/pjmfiles/pub/planning/project-queues/isa/r14_isa.pdf | Document Posted | N/A |  | Not Required | N/A | N/A |  | 9/29/2006 | N/A | N/A |  |  |  | 5/1/2007 | 5/1/2007 | 5/1/2007 | N | No
R15 | Adkins 345kV | Darby Generation Station Units 1-6 | OH | Pickaway | In Service | Dayton | 564 | 9 | 9 | 9 | Capacity | Generation Interconnection | Natural Gas |  |  | N/A | https://www.pjm.com/pjmfiles/pub/planning/project-queues/feas_docs/r15_fea.pdf | Document Posted | https://www.pjm.com/pjmfiles/pub/planning/project-queues/impact_studies/r15_imp.pdf | Document Posted |  | Not Required | https://www.pjm.com/pjmfiles/pub/planning/project-queues/isa/r15_isa.pdf | Document Posted | N/A |  | Not Required | N/A | N/A |  | 9/29/2006 | N/A | N/A |  |  |  | 5/1/2007 | 5/1/2007 | 5/1/2007 | N | No
R16 | Lena 138kV |  | IL | Stephenson | Withdrawn | ComEd | 126 | 126 | 25.2 |  | Capacity | Generation Interconnection | Wind |  |  | N/A | https://www.pjm.com/pjmfiles/pub/planning/project-queues/feas_docs/r16_fea.pdf | Document Posted | https://www.pjm.com/pjmfiles/pub/planning/project-queues/impact_studies/r16_imp.pdf | Document Posted |  | Withdrawn | N/A |  | N/A |  |  | N/A | N/A |  | 10/2/2006 | N/A | N/A |  | 11/24/2014 | Customer Initiated Withdrawal | 12/31/2016 | 12/31/2016 |  | N | No
R17 | Morgantown - Oak Grove 230kV | CPV St. Charles | MD | Charles | Withdrawn | PEPCO | 645 | 645 | 645 |  | Capacity | Generation Interconnection | Natural Gas |  |  | N/A | https://www.pjm.com/pjmfiles/pub/planning/project-queues/feas_docs/r17_fea.pdf | Document Posted | https://www.pjm.com/pjmfiles/pub/planning/project-queues/impact_studies/r17_imp.pdf | Document Posted | https://www.pjm.com/pjmfiles/pub/planning/project-queues/facilities/r17_fac.pdf | Document Posted |  | Withdrawn | N/A |  | Withdrawn | N/A | N/A |  | 10/2/2006 | N/A | N/A |  | 4/1/2010 | Customer Milestone Not Met | 6/1/2013 | 6/1/2013 |  | N | No
R18 | Blackhawk | Winnebago Energy Center | IL | Boone | In Service | ComEd | 6.4 | 6.4 | 6.4 | 6.4 | Capacity | Generation Interconnection | Methane |  |  | N/A | https://www.pjm.com/pjmfiles/pub/planning/project-queues/feas_docs/r18_fea.pdf | Document Posted | https://www.pjm.com/pjmfiles/pub/planning/project-queues/impact_studies/r18_imp.pdf | Document Posted |  | Not Required | N/A | Wholesale Market Participation Agreement | https://www.pjm.com/pjmfiles/pub/planning/project-queues/wmpa/r18_wmpa.pdf |  | Not Required | N/A | N/A |  | 10/2/2006 | N/A | N/A |  |  |  | 1/3/2008 | 1/3/2008 | 1/3/2008 | N | No
R19 | Ladysmith 230kV | Ladysmith CT Units 3 & 4 | VA | Caroline | In Service | Dominion | 720 | 340 | 340 | 340 | Capacity | Generation Interconnection | Natural Gas |  |  | N/A | https://www.pjm.com/pjmfiles/pub/planning/project-queues/feas_docs/r19_fea.pdf | Document Posted | https://www.pjm.com/pjmfiles/pub/planning/project-queues/impact_studies/r19_imp.pdf | Document Posted |  | Not Required | https://www.pjm.com/pjmfiles/pub/planning/project-queues/isa/r19_isa.pdf | Document Posted | N/A | https://www.pjm.com/pjmfiles/pub/planning/project-queues/csa/r19_csa.pdf | Document Posted | N/A | N/A |  | 10/3/2006 | N/A | N/A |  |  |  | 6/1/2008 | 6/1/2008 | 6/1/2008 | N | No
R20 | Rock Springs | Rock Springs Units 3 & 4 | MD | Cecil | In Service | ODEC | 330 | 20 | 20 | 20 | Capacity | Generation Interconnection | Natural Gas |  |  | N/A | https://www.pjm.com/pjmfiles/pub/planning/project-queues/feas_docs/r20_fea.pdf | Document Posted | https://www.pjm.com/pjmfiles/pub/planning/project-queues/impact_studies/r20_imp.pdf | Document Posted |  | Not Required | https://www.pjm.com/pjmfiles/pub/planning/project-queues/isa/r20_isa.pdf | Document Posted | N/A |  | Not Required | N/A | N/A |  | 10/4/2006 | N/A | N/A |  |  |  | 7/1/2010 | 7/1/2010 | 1/1/2007 | N | No
R21 | Short Mountain |  | WV | Hardy | Withdrawn | APS | 14 | 14 | 14 |  | Capacity | Generation Interconnection | Wind |  |  | N/A | https://www.pjm.com/pjmfiles/pub/planning/project-queues/feas_docs/r21_fea.pdf | Document Posted |  | Withdrawn |  |  | N/A |  | N/A |  |  | N/A | N/A |  | 10/12/2006 | N/A | N/A |  | 5/18/2007 | Customer Initiated Withdrawal | 11/30/2010 |  |  | N | No
R22 | Elk Garden - Junction 138kV |  | WV | Mineral | Withdrawn | APS | 90 | 90 | 18 |  | Capacity | Generation Interconnection | Wind |  |  | N/A | https://www.pjm.com/pjmfiles/pub/planning/project-queues/feas_docs/r22_fea.pdf | Document Posted |  | Withdrawn |  |  | N/A |  | N/A |  |  | N/A | N/A |  | 10/12/2006 | N/A | N/A |  | 1/9/2009 | Customer Initiated Withdrawal | 11/30/2009 |  |  | N | No
R23 | Lakewood 230kV | Ocean Peaking Power (Lakewood CT1, CT2) | NJ | Ocean | In Service | JCPL | 375.6 | 20 | 20 | 19.6 | Capacity | Generation Interconnection | Natural Gas |  |  | N/A | https://www.pjm.com/pjmfiles/pub/planning/project-queues/feas_docs/r23_fea.pdf | Document Posted | https://www.pjm.com/pjmfiles/pub/planning/project-queues/impact_studies/r23_imp.pdf | Document Posted |  | Not Required | https://www.pjm.com/pjmfiles/pub/planning/project-queues/isa/r23_isa.pdf | Document Posted | N/A |  | Not Required | N/A | N/A |  | 10/16/2006 | N/A | N/A |  |  |  | 1/1/2007 |  | 1/1/2007 | N | No
R24 | Susquehanna - Alburtis 500kV |  | PA | Luzerne | Withdrawn | PPL | 940 | 940 | 940 |  | Capacity | Generation Interconnection | Coal |  |  | N/A | https://www.pjm.com/pjmfiles/pub/planning/project-queues/feas_docs/r24_fea.pdf | Document Posted | https://www.pjm.com/pjmfiles/pub/planning/project-queues/impact_studies/r24_imp.pdf | Document Posted |  |  | N/A |  | N/A |  |  | N/A | N/A |  | 10/17/2006 | N/A | N/A |  | 7/16/2008 | Customer Initiated Withdrawal | 4/1/2011 |  |  | N | No
R26 | Sunbury - Susquehanna 500kV |  | PA | Northumberland | Withdrawn | PPL | 940 | 940 | 940 |  | Capacity | Generation Interconnection | Coal |  |  | N/A | https://www.pjm.com/pjmfiles/pub/planning/project-queues/feas_docs/r26_fea.pdf | Document Posted |  | Withdrawn |  |  | N/A |  | N/A |  |  | N/A | N/A |  | 10/23/2006 | N/A | N/A |  | 6/13/2007 | Customer Milestone Not Met | 7/1/2011 |  |  | N | No
R27 | Frackville |  | PA | Schuylkill | Withdrawn | PPL | 52 | 52 | 52 |  | Capacity | Generation Interconnection | Coal |  |  | N/A | https://www.pjm.com/pjmfiles/pub/planning/project-queues/feas_docs/r27_fea.pdf | Document Posted | https://www.pjm.com/pjmfiles/pub/planning/project-queues/impact_studies/r27_imp.pdf | Document Posted |  | Withdrawn | N/A |  | N/A |  |  | N/A | N/A |  | 10/24/2006 | N/A | N/A |  | 1/20/2009 | Customer Milestone Not Met | 6/1/2010 |  |  | N | No
R28 | Susquehanna - Alburtis 500kV |  | PA | Luzerne | Withdrawn | PPL | 940 | 940 | 940 |  | Capacity | Generation Interconnection | Coal |  |  | N/A | https://www.pjm.com/pjmfiles/pub/planning/project-queues/feas_docs/r28_fea.pdf | Document Posted |  | Withdrawn |  |  | N/A |  | N/A |  |  | N/A | N/A |  | 10/24/2006 | N/A | N/A |  | 7/19/2007 | Customer Initiated Withdrawal | 7/1/2011 |  |  | N | No
R29 | Kawanee 138kV |  | IL | Knox | Withdrawn | ComEd | 200 | 200 | 40 |  | Capacity | Generation Interconnection | Wind |  |  | N/A | https://www.pjm.com/pjmfiles/pub/planning/project-queues/feas_docs/r29_fea.pdf | Document Posted | https://www.pjm.com/pjmfiles/pub/planning/project-queues/impact_studies/r29_imp.pdf | Document Posted |  | Withdrawn | N/A |  | N/A |  |  | N/A | N/A |  | 10/24/2006 | N/A | N/A |  | 1/20/2010 | Customer Milestone Not Met | 12/1/2008 |  |  | N | No
R30 | Pontiac Mid-Point 345kV | Pleasant Ridge Wind Farm | IL | Livingston | Withdrawn | ComEd | 500 | 500 | 100 |  | Capacity | Generation Interconnection | Wind |  |  | N/A | https://www.pjm.com/pjmfiles/pub/planning/project-queues/feas_docs/r30_fea.pdf | Document Posted | https://www.pjm.com/pjmfiles/pub/planning/project-queues/impact_studies/r30_imp.pdf | Document Posted | https://www.pjm.com/pjmfiles/pub/planning/project-queues/facilities/r30_fac.pdf | Document Posted | https://www.pjm.com/pjmfiles/pub/planning/project-queues/isa/r30_isa.pdf | Document Posted | N/A | https://www.pjm.com/pjmfiles/pub/planning/project-queues/csa/r30_csa.pdf | Document Posted | N/A | N/A |  | 10/24/2006 | N/A | N/A |  | 8/19/2019 |  | 12/31/2020 | 12/31/2020 |  | N | No
R31 | Hopewell 230kV |  | VA | City of Hopewell | Withdrawn | Dominion | 18 | 18 | 8 |  | Capacity | Generation Interconnection | Natural Gas |  |  | N/A | https://www.pjm.com/pjmfiles/pub/planning/project-queues/feas_docs/r31_fea.pdf | Document Posted | https://www.pjm.com/pjmfiles/pub/planning/project-queues/impact_studies/r31_imp.pdf | Document Posted |  | Not Required |  | Withdrawn | N/A |  | Not Required | N/A | N/A |  | 10/30/2006 | N/A | N/A |  | 4/27/2010 | Customer Initiated Withdrawal | 10/1/2010 | 10/1/2010 |  | N | No
R32 | Salix - Claysburg 115kV | Highland North | PA | Cambria | In Service | PENELEC | 75 | 75 | 15 | 75 | Capacity | Generation Interconnection | Wind |  |  | N/A | https://www.pjm.com/pjmfiles/pub/planning/project-queues/feas_docs/r32_fea.pdf | Document Posted | https://www.pjm.com/pjmfiles/pub/planning/project-queues/impact_studies/r32_imp.pdf | Document Posted | https://www.pjm.com/pjmfiles/pub/planning/project-queues/facilities/r32_fac.pdf | Document Posted | https://www.pjm.com/pjmfiles/pub/planning/project-queues/isa/r32_isa.pdf | Document Posted | N/A | https://www.pjm.com/pjmfiles/pub/planning/project-queues/csa/r32_csa.pdf | Document Posted | N/A | N/A |  | 10/30/2006 | N/A | N/A | 10/23/2010 |  |  | 3/31/2012 | 3/31/2012 | 3/23/2012 | N | No
R33 | Nelson 345 kV | Nelson Energy Center | IL | Unknown | In Service | ComEd | 600 | 600 | 600 | 600 | Capacity | Generation Interconnection | Natural Gas |  |  | N/A | https://www.pjm.com/pjmfiles/pub/planning/project-queues/feas_docs/r33_fea.pdf | Document Posted | https://www.pjm.com/pjmfiles/pub/planning/project-queues/impact_studies/r33_imp.pdf | Document Posted | https://www.pjm.com/pjmfiles/pub/planning/project-queues/facilities/r33_fac.pdf | Document Posted | https://www.pjm.com/pjmfiles/pub/planning/project-queues/isa/r33_isa.pdf | Document Posted | N/A | https://www.pjm.com/pjmfiles/pub/planning/project-queues/csa/r33_csa.pdf | Document Posted | N/A | N/A |  | 10/31/2006 | N/A | N/A |  |  |  | 6/1/2014 | 6/1/2014 | 5/8/2015 | N | No
R35 | Robbins 138kV | Robbins Community Power | IL | Cook | Withdrawn | ComEd | 50 | 50 | 50 |  | Capacity | Generation Interconnection | Biomass |  |  | N/A | https://www.pjm.com/pjmfiles/pub/planning/project-queues/feas_docs/r35_fea.pdf | Document Posted | https://www.pjm.com/pjmfiles/pub/planning/project-queues/impact_studies/r35_imp.pdf | Document Posted |  | Not Required |  | Withdrawn | N/A |  | Not Required | N/A | N/A |  | 11/3/2006 | N/A | N/A |  | 1/25/2013 | Customer Milestone Not Met | 9/30/2011 | 9/30/2011 |  | N | No
R36 | Bethany 138kV | Bluewater Wind - Bethany | DE | Unknown | Withdrawn | DPL | 450 | 450 | 90 |  | Capacity | Generation Interconnection | Offshore Wind |  |  | N/A | https://www.pjm.com/pjmfiles/pub/planning/project-queues/feas_docs/r36_fea.pdf | Document Posted | https://www.pjm.com/pjmfiles/pub/planning/project-queues/impact_studies/r36_imp.pdf | Document Posted | https://www.pjm.com/pjmfiles/pub/planning/project-queues/facilities/r36_fac.pdf | Document Posted | https://www.pjm.com/pjmfiles/pub/planning/project-queues/isa/r36_isa.pdf | Document Posted | N/A | https://www.pjm.com/pjmfiles/pub/planning/project-queues/csa/r36_csa.pdf | Document Posted | N/A | N/A |  | 11/8/2006 | N/A | N/A |  | 8/6/2012 | Customer Initiated Withdrawal | 6/1/2018 | 6/1/2018 |  | N | No
R37 | Rehoboth 138kV |  | DE | Sussex | Withdrawn | DPL | 450 | 450 | 90 |  | Capacity | Generation Interconnection | Offshore Wind |  |  | N/A | https://www.pjm.com/pjmfiles/pub/planning/project-queues/feas_docs/r37_fea.pdf | Document Posted | https://www.pjm.com/pjmfiles/pub/planning/project-queues/impact_studies/r37_imp.pdf | Document Posted |  | Withdrawn | N/A |  | N/A |  |  | N/A | N/A |  | 11/8/2006 | N/A | N/A |  | 1/12/2009 | Customer Initiated Withdrawal | 6/1/2014 |  |  | N | No
R38 | Milford 230kV |  | DE | Sussex | Withdrawn | DPL | 547 | 547 | 110 |  | Capacity | Generation Interconnection | Offshore Wind |  |  | N/A | https://www.pjm.com/pjmfiles/pub/planning/project-queues/feas_docs/r38_fea.pdf | Document Posted |  | Withdrawn |  |  | N/A |  | N/A |  |  | N/A | N/A |  | 11/8/2006 | N/A | N/A |  | 9/7/2007 | Customer Milestone Not Met | 6/1/2010 |  |  | N | No
R39 | Red Oak 230kV |  | NJ | Middlesex | Withdrawn | JCPL | 300 | 300 | 300 |  | Capacity | Generation Interconnection | Natural Gas |  |  | N/A | https://www.pjm.com/pjmfiles/pub/planning/project-queues/feas_docs/r39_fea.pdf | Document Posted | https://www.pjm.com/pjmfiles/pub/planning/project-queues/impact_studies/r39_imp.pdf | Document Posted |  | Withdrawn | N/A |  | N/A |  |  | N/A | N/A |  | 11/10/2006 | N/A | N/A |  | 12/2/2008 |  | 8/1/2009 |  |  | N | No
R40 | Rockwood - Meyersdale 115kV | Lookout WF | PA | Somerset | In Service | PENELEC | 1.8 | 1.8 | 0.36 | 1.8 | Capacity | Generation Interconnection | Wind |  |  | N/A | https://www.pjm.com/pjmfiles/pub/planning/project-queues/feas_docs/r40_fea.pdf | Document Posted | https://www.pjm.com/pjmfiles/pub/planning/project-queues/impact_studies/r40_imp.pdf | Document Posted |  | Not Required | https://www.pjm.com/pjmfiles/pub/planning/project-queues/isa/r40_isa.pdf | Document Posted | N/A | https://www.pjm.com/pjmfiles/pub/planning/project-queues/csa/r40_csa.pdf | Document Posted | N/A | N/A |  | 11/15/2006 | N/A | N/A |  |  |  | 6/30/2008 | 6/30/2008 | 6/30/2008 | N | No
R41 | Roxbury - Blain 23kV |  | PA | Cumberland | Withdrawn | PENELEC | 6 | 6 | 0 |  | Energy | Generation Interconnection | Methane |  |  | N/A |  | Withdrawn |  |  |  |  | N/A |  | N/A |  |  | N/A | N/A |  | 11/15/2006 | N/A | N/A |  | 11/27/2007 | Customer Initiated Withdrawal | 12/31/2008 | 12/31/2008 |  | N | No
R42 | Moselem 69kV | Evansville Biomass | PA | Berks | Withdrawn | ME | 9 | 6 | 6 |  | Capacity | Generation Interconnection | Biomass |  |  | N/A | https://www.pjm.com/pjmfiles/pub/planning/project-queues/feas_docs/r42_fea.pdf | Document Posted | https://www.pjm.com/pjmfiles/pub/planning/project-queues/impact_studies/r42_imp.pdf | Document Posted |  | Not Required | https://www.pjm.com/pjmfiles/pub/planning/project-queues/isa/r42_isa.pdf | Document Posted | N/A | https://www.pjm.com/pjmfiles/pub/planning/project-queues/csa/r42_csa.pdf | Document Posted | N/A | N/A |  | 11/21/2006 | N/A | N/A |  | 8/6/2009 | Customer Initiated Withdrawal | 3/1/2009 | 3/1/2009 |  | N | No
R43 | Frackville - Hauto #3 | GCC Realty | PA | Schuylkill | Withdrawn | PPL | 20 | 20 | 4 |  | Capacity | Generation Interconnection | Wind |  |  | N/A | https://www.pjm.com/pjmfiles/pub/planning/project-queues/feas_docs/r43_fea.pdf | Document Posted | https://www.pjm.com/pjmfiles/pub/planning/project-queues/impact_studies/r43_imp.pdf | Document Posted |  | Not Required | https://www.pjm.com/pjmfiles/pub/planning/project-queues/isa/r43_isa.pdf | Document Posted | N/A | https://www.pjm.com/pjmfiles/pub/planning/project-queues/csa/r43_csa.pdf | Document Posted | N/A | N/A |  | 11/27/2006 | N/A | N/A |  | 6/15/2015 | Customer Initiated Withdrawal | 6/1/2015 | 6/1/2015 |  | N | No
R44 | Rockport 765kV |  | KY | Henderson | Withdrawn | AEP | 485 | 485 | 485 |  | Capacity | Generation Interconnection | Coal |  |  | N/A | https://www.pjm.com/pjmfiles/pub/planning/project-queues/feas_docs/r44_fea.pdf | Document Posted |  | Withdrawn |  |  | N/A |  | N/A |  |  | N/A | N/A |  | 11/27/2006 | N/A | N/A |  | 5/21/2010 | Customer Initiated Withdrawal | 3/31/2011 |  |  | N | No
R45 | Mansfield - Tower Hill 115kV |  | PA | Tioga | Withdrawn | PENELEC | 70 | 70 | 14 |  | Capacity | Generation Interconnection | Wind |  |  | N/A | https://www.pjm.com/pjmfiles/pub/planning/project-queues/feas_docs/r45_fea.pdf | Document Posted |  | Withdrawn |  |  | N/A |  | N/A |  |  | N/A | N/A |  | 12/4/2006 | N/A | N/A |  | 2/2/2009 |  | 4/30/2009 | 4/30/2009 |  | N | No
R46 | Providence Heights #1A 138kV |  | IL | Bureau | Withdrawn | ComEd | 9 | 9 | 1.8 |  | Capacity | Generation Interconnection | Wind |  |  | N/A |  | Withdrawn |  |  |  |  | N/A |  | N/A |  |  | N/A | N/A |  | 12/4/2006 | N/A | N/A |  | 10/1/2007 | Customer Initiated Withdrawal | 12/31/2008 | 12/31/2008 |  | N | No
R48 | Antwerp - Payne 69kV | Paulding aka Project R48 | OH | Paulding | Withdrawn | AEP | 48.3 | 48.3 | 9.7 |  | Capacity | Generation Interconnection | Wind |  |  | N/A | https://www.pjm.com/pjmfiles/pub/planning/project-queues/feas_docs/r48_fea.pdf | Document Posted | https://www.pjm.com/pjmfiles/pub/planning/project-queues/impact_studies/r48_imp.pdf | Document Posted |  | Not Required | https://www.pjm.com/pjmfiles/pub/planning/project-queues/isa/r48_isa.pdf | Document Posted | N/A | https://www.pjm.com/pjmfiles/pub/planning/project-queues/csa/r48_csa.pdf | Document Posted | N/A | N/A |  | 12/6/2006 | N/A | N/A |  | 1/4/2018 |  | 11/30/2020 | 11/30/2020 |  | N | No
R49 | Haviland - Milan 138kV | Timber Road II WF | OH | Paulding | In Service | AEP | 99 | 150 | 30 | 99 | Capacity | Generation Interconnection | Wind |  |  | N/A | https://www.pjm.com/pjmfiles/pub/planning/project-queues/feas_docs/r49_fea.pdf | Document Posted | https://www.pjm.com/pjmfiles/pub/planning/project-queues/impact_studies/r49_imp.pdf | Document Posted |  | Not Required | https://www.pjm.com/pjmfiles/pub/planning/project-queues/isa/r49_isa.pdf | Document Posted | N/A | https://www.pjm.com/pjmfiles/pub/planning/project-queues/csa/r49_csa.pdf | Document Posted | N/A | N/A | 6/9/2011 | 12/6/2006 | N/A | N/A | 6/13/2011 |  |  | 12/31/2012 | 12/31/2012 | 7/15/2011 | N | No
R50 | Liberty - Blue Jacket 69kV |  | OH | Logan | Withdrawn | Dayton | 48 | 48 | 9.6 |  | Capacity | Generation Interconnection | Wind |  |  | N/A | https://www.pjm.com/pjmfiles/pub/planning/project-queues/feas_docs/r50_fea.pdf | Document Posted |  | Withdrawn |  |  | N/A |  | N/A |  |  | N/A | N/A |  | 12/6/2006 | N/A | N/A |  | 9/6/2007 | Customer Milestone Not Met | 2/15/2009 |  |  | N | No
R51 | Kings Creek - Woodstock 69kV |  | OH | Champaign | Withdrawn | Dayton | 48 | 48 | 9.6 |  | Capacity | Generation Interconnection | Wind |  |  | N/A | https://www.pjm.com/pjmfiles/pub/planning/project-queues/feas_docs/r51_fea.pdf | Document Posted |  | Withdrawn |  |  | N/A |  | N/A |  |  | N/A | N/A |  | 12/6/2006 | N/A | N/A |  | 9/6/2007 | Customer Milestone Not Met | 12/15/2010 |  |  | N | No
R52 | Mechanicsburg - Darby | Buckeye Wind Farm - Phase 1 | OH | Champaign | Withdrawn | Dayton | 200 | 200 | 40 |  | Capacity | Generation Interconnection | Wind |  |  | N/A | https://www.pjm.com/pjmfiles/pub/planning/project-queues/feas_docs/r52_fea.pdf | Document Posted | https://www.pjm.com/pjmfiles/pub/planning/project-queues/impact_studies/r52_imp.pdf | Document Posted | https://www.pjm.com/pjmfiles/pub/planning/project-queues/facilities/r52_fac.pdf | Document Posted | https://www.pjm.com/pjmfiles/pub/planning/project-queues/isa/r52_isa.pdf | Document Posted | N/A | https://www.pjm.com/pjmfiles/pub/planning/project-queues/csa/r52_csa.pdf | Document Posted | N/A | N/A |  | 12/6/2006 | N/A | N/A |  | 2/21/2018 |  | 12/31/2019 | 12/31/2019 |  | N | No
R52A | Kings Creek 69kV | Buckeye Wind Farm - Phase 2 | OH | Champaign | Withdrawn | Dayton | 100 | 100 | 20 |  | Capacity | Generation Interconnection | Wind |  |  | N/A | https://www.pjm.com/pjmfiles/pub/planning/project-queues/feas_docs/r52a_fea.pdf | Document Posted | https://www.pjm.com/pjmfiles/pub/planning/project-queues/impact_studies/r52a_imp.pdf | Document Posted | https://www.pjm.com/pjmfiles/pub/planning/project-queues/facilities/r52a_fac.pdf | Document Posted | https://www.pjm.com/pjmfiles/pub/planning/project-queues/isa/r52a_isa.pdf | Document Posted | N/A | https://www.pjm.com/pjmfiles/pub/planning/project-queues/csa/r52a_csa.pdf | Document Posted | N/A | N/A |  | 12/6/2006 | N/A | N/A |  | 9/12/2019 |  | 12/31/2019 | 12/31/2019 |  | N | No
R53 | Stanton-Brookside 69kV |  | PA | Lackawanna | Withdrawn | PPL | 60 | 60 | 12 |  | Capacity | Generation Interconnection | Wind |  |  | N/A | https://www.pjm.com/pjmfiles/pub/planning/project-queues/feas_docs/r53_fea.pdf | Document Posted | https://www.pjm.com/pjmfiles/pub/planning/project-queues/impact_studies/r53_imp.pdf | Document Posted |  | Not Required |  | Withdrawn | N/A |  |  | N/A | N/A |  | 12/8/2006 | N/A | N/A |  | 2/19/2009 | Customer Milestone Not Met | 11/11/2009 | 11/11/2009 |  | N | No
R54 | Dixon - Cherry Valley 138kV |  | IL | Ogle | Withdrawn | ComEd | 100 | 100 | 20 |  | Capacity | Generation Interconnection | Wind |  |  | N/A | https://www.pjm.com/pjmfiles/pub/planning/project-queues/feas_docs/r54_fea.pdf | Document Posted | https://www.pjm.com/pjmfiles/pub/planning/project-queues/impact_studies/r54_imp.pdf | Document Posted |  | Withdrawn | N/A |  | N/A |  |  | N/A | N/A |  | 12/11/2006 | N/A | N/A |  | 6/10/2011 | Customer Initiated Withdrawal | 12/1/2013 | 12/1/2013 |  | N | No
R55 | Dixon - Maryland 138kV |  | IL | Ogle | Withdrawn | ComEd | 100 | 100 | 20 |  | Capacity | Generation Interconnection | Wind |  |  | N/A | https://www.pjm.com/pjmfiles/pub/planning/project-queues/feas_docs/r55_fea.pdf | Document Posted | https://www.pjm.com/pjmfiles/pub/planning/project-queues/impact_studies/r55_imp.pdf | Document Posted |  | Withdrawn | N/A |  | N/A |  |  | N/A | N/A |  | 12/11/2006 | N/A | N/A |  | 6/10/2011 | Customer Initiated Withdrawal | 12/1/2014 | 12/1/2014 |  | N | No
R56 | Quemahoning - Hooversville 230kV |  | PA | Somerset | Withdrawn | PENELEC | 124 | 124 | 24.8 |  | Capacity | Generation Interconnection | Wind |  |  | N/A | https://www.pjm.com/pjmfiles/pub/planning/project-queues/feas_docs/r56_fea.pdf | Document Posted | https://www.pjm.com/pjmfiles/pub/planning/project-queues/impact_studies/r56_imp.pdf | Document Posted |  | Withdrawn | N/A |  | N/A |  |  | N/A | N/A |  | 12/11/2006 | N/A | N/A |  | 12/31/2009 | Customer Milestone Not Met | 11/30/2009 |  |  | N | No
R57 | South Reading 69kV | Evergreen Community Power | PA | Berks | Deactivated | ME | 30 | 30 | 9 | 11 | Capacity | Generation Interconnection | Biomass |  |  | N/A | https://www.pjm.com/pjmfiles/pub/planning/project-queues/feas_docs/r57_fea.pdf | Document Posted | https://www.pjm.com/pjmfiles/pub/planning/project-queues/impact_studies/r57_imp.pdf | Document Posted |  | Not Required | https://www.pjm.com/pjmfiles/pub/planning/project-queues/isa/r57_isa.pdf | Document Posted | N/A | https://www.pjm.com/pjmfiles/pub/planning/project-queues/csa/r57_csa.pdf | Document Posted | N/A | N/A |  | 12/20/2006 | N/A | N/A | 8/17/2009 |  |  | 4/6/2010 | 4/6/2010 | 4/6/2010 | N | No
R58 | Gloucester 230kV | Camden Cogen Tech | NJ | Camden | Withdrawn | PSEG | 204 | 55 | 55 |  | Capacity | Generation Interconnection | Natural Gas |  |  | N/A | https://www.pjm.com/pjmfiles/pub/planning/project-queues/feas_docs/r58_fea.pdf | Document Posted | https://www.pjm.com/pjmfiles/pub/planning/project-queues/impact_studies/r58_imp.pdf | Document Posted |  | Not Required | https://www.pjm.com/pjmfiles/pub/planning/project-queues/isa/r58_isa.pdf | Document Posted | N/A | https://www.pjm.com/pjmfiles/pub/planning/project-queues/csa/r58_csa.pdf | Document Posted | N/A | N/A |  | 12/21/2006 | N/A | N/A |  | 12/3/2009 | Customer Initiated Withdrawal | 6/1/2013 | 6/1/2013 |  | N | No
R59 | Nelson-Lee County Energy Ctr 345kV |  | IL | Bureau | Withdrawn | ComEd | 160 | 160 | 32 |  | Capacity | Generation Interconnection | Wind |  |  | N/A | https://www.pjm.com/pjmfiles/pub/planning/project-queues/feas_docs/r59_fea.pdf | Document Posted | https://www.pjm.com/pjmfiles/pub/planning/project-queues/impact_studies/r59_imp.pdf | Document Posted |  | Withdrawn | N/A |  | N/A |  |  | N/A | N/A |  | 1/3/2007 | N/A | N/A |  | 1/25/2010 | Customer Initiated Withdrawal | 12/31/2008 | 12/31/2008 |  | N | No
R60 | Convoy-East Lima 345kV | Blue Creek WF | OH | Van Wert | In Service | AEP | 350 | 350 | 70 | 304 | Capacity | Generation Interconnection | Wind |  |  | N/A | https://www.pjm.com/pjmfiles/pub/planning/project-queues/feas_docs/r60_fea.pdf | Document Posted | https://www.pjm.com/pjmfiles/pub/planning/project-queues/impact_studies/r60_imp.pdf | Document Posted |  | Not Required | https://www.pjm.com/pjmfiles/pub/planning/project-queues/isa/r60_isa.pdf | Document Posted | N/A |  | Not Required | N/A | N/A | 9/15/2011 | 1/8/2007 | N/A | N/A | 10/7/2011 |  |  | 4/1/2012 | 4/1/2012 | 4/1/2012 | N | No
R61 | Collingwood-Hiple 345kV |  | IN | LeGrange | Withdrawn | AEP | 350 | 350 | 70 |  | Capacity | Generation Interconnection | Wind |  |  | N/A | https://www.pjm.com/pjmfiles/pub/planning/project-queues/feas_docs/r61_fea.pdf | Document Posted | https://www.pjm.com/pjmfiles/pub/planning/project-queues/impact_studies/r61_imp.pdf | Document Posted |  | Withdrawn | N/A |  | N/A |  |  | N/A | N/A |  | 1/8/2007 | N/A | N/A |  | 4/13/2009 | Customer Initiated Withdrawal | 6/30/2010 | 6/30/2010 |  | N | No
R62 | Big Sandy 138kV | Big Sandy #1 | KY | Lawrence | In Service | AEP | 280 | 20 | 20 | 20 | Capacity | Generation Interconnection | Natural Gas |  |  | N/A | https://www.pjm.com/pjmfiles/pub/planning/project-queues/feas_docs/r62_fea.pdf | Document Posted | https://www.pjm.com/pjmfiles/pub/planning/project-queues/impact_studies/r62_imp.pdf | Document Posted |  | Not Required | https://www.pjm.com/pjmfiles/pub/planning/project-queues/isa/r62_isa.pdf | Document Posted | N/A |  | Not Required | N/A | N/A |  | 1/8/2007 | N/A | N/A |  |  |  | 6/1/2009 | 6/1/2009 | 5/31/2016 | N | No
R63 | Chesterfield 230kV | Chesterfield Unit #5 | VA | Chesterfield | In Service | Dominion | 356 | 19 | 19 | 19 | Capacity | Generation Interconnection | Coal |  |  | N/A | https://www.pjm.com/pjmfiles/pub/planning/project-queues/feas_docs/r63_fea.pdf | Document Posted | https://www.pjm.com/pjmfiles/pub/planning/project-queues/impact_studies/r63_imp.pdf | Document Posted |  | Not Required | https://www.pjm.com/pjmfiles/pub/planning/project-queues/isa/r63_isa.pdf | Document Posted | N/A |  | Not Required | N/A | N/A |  | 1/11/2007 | N/A | N/A |  |  |  | 6/1/2011 | 6/1/2011 | 6/1/2011 | N | No
R64 | Lancaster 138kV |  | IL | Stephenson | Withdrawn | ComEd | 200 | 200 | 40 |  | Capacity | Generation Interconnection | Wind |  |  | N/A | https://www.pjm.com/pjmfiles/pub/planning/project-queues/feas_docs/r64_fea.pdf | Document Posted | https://www.pjm.com/pjmfiles/pub/planning/project-queues/impact_studies/r64_imp.pdf | Document Posted |  | Withdrawn | N/A |  | N/A |  |  | N/A | N/A |  | 1/12/2007 | N/A | N/A |  | 1/28/2010 | Customer Initiated Withdrawal | 7/1/2009 |  |  | N | No
R65 | Dixon-Cherry Valley 138kV |  | IL | Ogle | Withdrawn | ComEd | 100 | 100 | 20 |  | Capacity | Generation Interconnection | Wind |  |  | N/A | https://www.pjm.com/pjmfiles/pub/planning/project-queues/feas_docs/r65_fea.pdf | Document Posted | https://www.pjm.com/pjmfiles/pub/planning/project-queues/impact_studies/r65_imp.pdf | Document Posted |  | Withdrawn | N/A |  | N/A |  |  | N/A | N/A |  | 1/12/2007 | N/A | N/A |  | 1/28/2010 | Customer Initiated Withdrawal | 2/25/2010 | 2/25/2010 |  | N | No
R66 | Fairlawn 138kV | Marcal Paper | NJ | Bergen | In Service | PSEG | 67 | 20 | 20 | 20 | Capacity | Generation Interconnection | Natural Gas |  |  | N/A | https://www.pjm.com/pjmfiles/pub/planning/project-queues/feas_docs/r66_fea.pdf | Document Posted | https://www.pjm.com/pjmfiles/pub/planning/project-queues/impact_studies/r66_imp.pdf | Document Posted |  | Not Required | https://www.pjm.com/pjmfiles/pub/planning/project-queues/isa/r66_isa.pdf | Document Posted | N/A | https://www.pjm.com/pjmfiles/pub/planning/project-queues/csa/r66_csa.pdf | Document Posted | N/A | N/A |  | 1/12/2007 | N/A | N/A |  |  |  | 5/1/2009 | 5/1/2009 | 3/1/2007 | N | No
R67 | Beaver Valley 345kV |  | PA | Beaver | Withdrawn | DL | 2510 | 2510 | 2510 |  | Capacity | Generation Interconnection | Coal |  |  | N/A |  | Withdrawn |  |  |  |  | N/A |  | N/A |  |  | N/A | N/A |  | 1/16/2007 | N/A | N/A |  | 2/20/2007 | Customer Initiated Withdrawal | 12/31/1980 |  |  | N | No
R68 | Sammis 345kV |  | OH | Jefferson | Withdrawn | AEP | 1940 | 1940 | 1940 |  | Capacity | Generation Interconnection | Coal |  |  | N/A |  | Withdrawn |  |  |  |  | N/A |  | N/A |  |  | N/A | N/A |  | 1/16/2007 | N/A | N/A |  | 2/20/2007 | Customer Initiated Withdrawal | 12/31/1980 |  |  | N | No
R69 | Clifty Creek 345kV |  | IN | Jefferson | Withdrawn | AEP | 251 | 251 | 251 |  | Capacity | Generation Interconnection | Coal |  |  | N/A |  | Withdrawn |  |  |  |  | N/A |  | N/A |  |  | N/A | N/A |  | 1/16/2007 | N/A | N/A |  | 2/20/2007 | Customer Initiated Withdrawal | 12/31/1980 |  |  | N | No
R70 | Kygov Creek |  | OH | Gallia | Withdrawn | AEP | 210 | 210 | 210 |  | Capacity | Generation Interconnection | Coal |  |  | N/A |  | Withdrawn |  |  |  |  | N/A |  | N/A |  |  | N/A | N/A |  | 1/16/2007 | N/A | N/A |  | 2/20/2007 | Customer Initiated Withdrawal | 12/31/1980 |  |  | N | No
R72 | Indian River 230kV | Indian River Units 3-4 | DE | Sussex | Deactivated | DPL | 438 | 18 | 18 | 18 | Capacity | Generation Interconnection | Coal |  |  | N/A | https://www.pjm.com/pjmfiles/pub/planning/project-queues/feas_docs/r72_fea.pdf | Document Posted | https://www.pjm.com/pjmfiles/pub/planning/project-queues/impact_studies/r72_imp.pdf | Document Posted |  | Not Required | https://www.pjm.com/pjmfiles/pub/planning/project-queues/isa/r72_isa.pdf | Document Posted | N/A |  | Not Required | N/A | N/A |  | 1/18/2007 | N/A | N/A |  |  |  | 12/10/2008 | 12/10/2008 | 12/10/2008 | N | No
R73 | Indian River 138kV | Indian River Units #3 & #4 | DE | Sussex | In Service | DPL | 170 | 5 | 5 | 5 | Capacity | Generation Interconnection | Coal |  |  | N/A | https://www.pjm.com/pjmfiles/pub/planning/project-queues/feas_docs/r73_fea.pdf | Document Posted | https://www.pjm.com/pjmfiles/pub/planning/project-queues/impact_studies/r73_imp.pdf | Document Posted |  | Not Required | https://www.pjm.com/pjmfiles/pub/planning/project-queues/isa/r73_isa.pdf | Document Posted | N/A |  | Not Required | N/A | N/A |  | 1/18/2007 | N/A | N/A |  |  |  | 12/10/2008 | 12/10/2008 | 12/10/2008 | N | No
R74 | Carlls Corner | Shoreham Energy Units 1-3 | NJ | Atlantic | In Service | AEC | 4.8 | 4.8 | 4.8 | 4.8 | Capacity | Generation Interconnection | Methane |  |  | N/A | https://www.pjm.com/pjmfiles/pub/planning/project-queues/feas_docs/r74_fea.pdf | Document Posted | https://www.pjm.com/pjmfiles/pub/planning/project-queues/impact_studies/r74_imp.pdf | Document Posted |  | Not Required | N/A | Wholesale Market Participation Agreement | https://www.pjm.com/pjmfiles/pub/planning/project-queues/wmpa/r74_wmpa.pdf |  | Not Required | N/A | N/A |  | 1/19/2007 | N/A | N/A |  |  |  | 11/14/2008 | 11/14/2008 | 11/14/2008 | N | No
R76 | Kanawha 138kV | Hawks Nest Hydro | WV | Fayette | In Service | AEP | 54.159 | 54.159 | 5.5 | 6.159 | Capacity | Generation Interconnection | Hydro |  |  | N/A | https://www.pjm.com/pjmfiles/pub/planning/project-queues/feas_docs/r76_fea.pdf | Document Posted | https://www.pjm.com/pjmfiles/pub/planning/project-queues/impact_studies/r76_imp.pdf | Document Posted | https://www.pjm.com/pjmfiles/pub/planning/project-queues/facilities/r76_fac.pdf | Document Posted | https://www.pjm.com/pjmfiles/pub/planning/project-queues/gia/r76_gia.pdf | Document Posted | N/A | https://www.pjm.com/pjmfiles/pub/planning/project-queues/csa/r76_csa.pdf | Document Posted | N/A | N/A |  | 1/23/2007 | N/A | N/A |  |  |  | 1/23/2017 | 1/23/2017 | 3/1/2009 | N | No
R77 | Morrisville 500kV |  | VA | Warren | Withdrawn | APS | 600 | 600 | 600 |  | Capacity | Generation Interconnection | Natural Gas |  |  | N/A | https://www.pjm.com/pjmfiles/pub/planning/project-queues/feas_docs/r77_fea.pdf | Document Posted | https://www.pjm.com/pjmfiles/pub/planning/project-queues/impact_studies/r77_imp.pdf | Document Posted |  |  | N/A |  | N/A |  |  | N/A | N/A |  | 1/23/2007 | N/A | N/A |  | 7/20/2009 | Customer Initiated Withdrawal | 5/1/2012 |  |  | N | No
R78 | Dresden-Pontiac 345kV |  | IL | Livingston | Withdrawn | ComEd | 300.3 | 300.3 | 60.1 |  | Capacity | Generation Interconnection | Wind |  |  | N/A | https://www.pjm.com/pjmfiles/pub/planning/project-queues/feas_docs/r78_fea.pdf | Document Posted | https://www.pjm.com/pjmfiles/pub/planning/project-queues/impact_studies/r78_imp.pdf | Document Posted |  | Withdrawn | N/A |  | N/A |  |  | N/A | N/A |  | 1/26/2007 | N/A | N/A |  | 4/5/2012 | Customer Initiated Withdrawal | 12/31/2013 | 12/31/2013 |  | N | No
R79 | Tazewell-Kendall 345kV |  | IL | Livingston | Withdrawn | ComEd | 300.3 | 300.3 | 60.1 |  | Capacity | Generation Interconnection | Wind |  |  | N/A | https://www.pjm.com/pjmfiles/pub/planning/project-queues/feas_docs/r79_fea.pdf | Document Posted | https://www.pjm.com/pjmfiles/pub/planning/project-queues/impact_studies/r79_imp.pdf | Document Posted |  | Withdrawn | N/A |  | N/A |  |  | N/A | N/A |  | 1/26/2007 | N/A | N/A |  | 5/5/2014 | Customer Initiated Withdrawal | 12/31/2012 | 12/31/2012 |  | N | No
R80 | Possum Point 230kV | Possum Point Unit 6 | VA | Prince William | In Service | Dominion | 640 | 0 | 60 | 0 | Capacity | Generation Interconnection | Natural Gas |  |  | N/A | https://www.pjm.com/pjmfiles/pub/planning/project-queues/feas_docs/r80_fea.pdf | Document Posted | https://www.pjm.com/pjmfiles/pub/planning/project-queues/impact_studies/r80_imp.pdf | Document Posted |  | Not Required | https://www.pjm.com/pjmfiles/pub/planning/project-queues/isa/r80_isa.pdf | Document Posted | N/A |  | Not Required | N/A | N/A |  | 1/26/2007 | N/A | N/A |  |  |  | 1/26/2017 | 1/26/2017 | 4/30/2015 | N | No
R81 | Emilie 230kV | Ford Mill | PA | Bucks | In Service | PECO | 1268 | 101 | 101 | 101 | Capacity | Generation Interconnection | Natural Gas |  |  | N/A | https://www.pjm.com/pjmfiles/pub/planning/project-queues/feas_docs/r81_fea.pdf | Document Posted | https://www.pjm.com/pjmfiles/pub/planning/project-queues/impact_studies/r81_imp.pdf | Document Posted | https://www.pjm.com/pjmfiles/pub/planning/project-queues/facilities/r81_fac.pdf | Document Posted | https://www.pjm.com/pjmfiles/pub/planning/project-queues/isa/r81_isa.pdf | Document Posted | N/A | https://www.pjm.com/pjmfiles/pub/planning/project-queues/csa/r81_csa.pdf | Document Posted | N/A | N/A |  | 1/26/2007 | N/A | N/A |  |  |  | 2/8/2010 | 2/8/2010 | 2/8/2010 | N | No
R82 | Kanawha #1 | Kanawna River #1 | WV | Kanawha | In Service | AEP | 200 | 5 | 5 | 5 | Capacity | Generation Interconnection | Coal |  |  | N/A | https://www.pjm.com/pjmfiles/pub/planning/project-queues/feas_docs/r82_fea.pdf | Document Posted | https://www.pjm.com/pjmfiles/pub/planning/project-queues/impact_studies/r82_imp.pdf | Document Posted |  | Not Required | https://www.pjm.com/pjmfiles/pub/planning/project-queues/isa/r82_isa.pdf | Document Posted | N/A |  | Not Required | N/A | N/A |  | 1/29/2007 | N/A | N/A |  |  |  | 4/1/2007 | 4/1/2007 | 4/1/2007 | N | No
R83 | Kanawha #2 | Kanawna River #2 | WV | Kanawha | In Service | AEP | 200 | 5 | 5 | 5 | Capacity | Generation Interconnection | Coal |  |  | N/A | https://www.pjm.com/pjmfiles/pub/planning/project-queues/feas_docs/r83_fea.pdf | Document Posted | https://www.pjm.com/pjmfiles/pub/planning/project-queues/impact_studies/r83_imp.pdf | Document Posted |  | Not Required | https://www.pjm.com/pjmfiles/pub/planning/project-queues/isa/r83_isa.pdf | Document Posted | N/A |  | Not Required | N/A | N/A |  | 1/29/2007 | N/A | N/A |  |  |  | 4/1/2007 | 4/1/2007 | 4/1/2007 | N | No
R84 | Picway #5 | Pickway #5 | OH | Pickaway | In Service | AEP | 95 | 5 | 5 | 5 | Capacity | Generation Interconnection | Coal |  |  | N/A | https://www.pjm.com/pjmfiles/pub/planning/project-queues/feas_docs/r84_fea.pdf | Document Posted | https://www.pjm.com/pjmfiles/pub/planning/project-queues/impact_studies/r84_imp.pdf | Document Posted |  | Not Required | https://www.pjm.com/pjmfiles/pub/planning/project-queues/isa/r84_isa.pdf | Document Posted | N/A |  | Not Required | N/A | N/A |  | 1/29/2007 | N/A | N/A |  |  |  | 4/1/2007 | 4/1/2007 | 4/1/2007 | N | No
R85 | Tanners Creek #1 | Tanners Creek #1 | IN | Dearborn | In Service | AEP | 145 | 5 | 5 | 5 | Capacity | Generation Interconnection | Coal |  |  | N/A | https://www.pjm.com/pjmfiles/pub/planning/project-queues/feas_docs/r85_fea.pdf | Document Posted | https://www.pjm.com/pjmfiles/pub/planning/project-queues/impact_studies/r85_imp.pdf | Document Posted |  | Not Required | https://www.pjm.com/pjmfiles/pub/planning/project-queues/isa/r85_isa.pdf | Document Posted | N/A |  | Not Required | N/A | N/A |  | 1/29/2007 | N/A | N/A |  |  |  | 4/1/2007 | 4/1/2007 | 4/1/2007 | N | No
R86 | Tanners Creek #2 | Tanners Creek #2 | IN | Dearborn | In Service | AEP | 145 | 5 | 5 | 5 | Capacity | Generation Interconnection | Coal |  |  | N/A | https://www.pjm.com/pjmfiles/pub/planning/project-queues/feas_docs/r86_fea.pdf | Document Posted | https://www.pjm.com/pjmfiles/pub/planning/project-queues/impact_studies/r86_imp.pdf | Document Posted |  | Not Required | https://www.pjm.com/pjmfiles/pub/planning/project-queues/isa/r86_isa.pdf | Document Posted | N/A |  | Not Required | N/A | N/A |  | 1/29/2007 | N/A | N/A |  |  |  | 4/1/2007 | 4/1/2007 | 4/1/2007 | N | No
R87 | Muskingum River #5 | Muskingum River #5 | OH | Washington | In Service | AEP | 585 | 10 | 10 | 10 | Capacity | Generation Interconnection | Coal |  |  | N/A | https://www.pjm.com/pjmfiles/pub/planning/project-queues/feas_docs/r87_fea.pdf | Document Posted | https://www.pjm.com/pjmfiles/pub/planning/project-queues/impact_studies/r87_imp.pdf | Document Posted |  | Not Required | https://www.pjm.com/pjmfiles/pub/planning/project-queues/isa/r87_isa.pdf | Document Posted | N/A |  | Not Required | N/A | N/A |  | 1/29/2007 | N/A | N/A |  |  |  | 4/1/2007 | 4/1/2007 | 4/1/2007 | N | No
R88 | Providence Heights #2 138kV |  | IL | Bureau | Withdrawn | ComEd | 75 | 75 | 15 |  | Capacity | Generation Interconnection | Wind |  |  | N/A | https://www.pjm.com/pjmfiles/pub/planning/project-queues/feas_docs/r88_fea.pdf | Document Posted |  | Withdrawn |  |  | N/A |  | N/A |  |  | N/A | N/A |  | 1/30/2007 | N/A | N/A |  | 7/8/2008 | Customer Initiated Withdrawal | 12/31/2008 | 12/31/2008 |  | N | No
R89 | Conowingo | Conowingo Hydro Station | MD | Harford | In Service | PECO | 572 | 24 | 24 | 12 | Capacity | Generation Interconnection | Hydro |  |  | N/A | https://www.pjm.com/pjmfiles/pub/planning/project-queues/feas_docs/r89_fea.pdf | Document Posted | https://www.pjm.com/pjmfiles/pub/planning/project-queues/impact_studies/r89_imp.pdf | Document Posted |  | Not Required | https://www.pjm.com/pjmfiles/pub/planning/project-queues/isa/r89_isa.pdf | Document Posted | N/A |  | Not Required | N/A | N/A |  | 1/30/2007 | N/A | N/A |  |  |  | 12/1/2010 | 12/1/2010 | 12/1/2010 | N | No
R91 | Columbus-NJ |  | NJ | Burlington | In Service | PSEG | 0.37 | 0.37 | 0 | 0.25 | Energy | Generation Interconnection | Methane |  |  | N/A |  | Not Required |  | Not Required |  | Not Required | https://www.pjm.com/pjmfiles/pub/planning/project-queues/isa/r91_isa.pdf | Document Posted | N/A | https://www.pjm.com/pjmfiles/pub/planning/project-queues/csa/r91_csa.pdf | Document Posted | N/A | N/A |  | 1/30/2007 | N/A | N/A |  |  |  | 10/15/2008 | 10/15/2008 | 6/1/2007 | N | No
R92 | DuBois 115kV |  | PA | Clearfield | Withdrawn | PENELEC | 70 | 70 | 14 |  | Capacity | Generation Interconnection | Wind |  |  | N/A | https://www.pjm.com/pjmfiles/pub/planning/project-queues/feas_docs/r92_fea.pdf | Document Posted | https://www.pjm.com/pjmfiles/pub/planning/project-queues/impact_studies/r92_imp.pdf | Document Posted | https://www.pjm.com/pjmfiles/pub/planning/project-queues/facilities/r92_fac.pdf | Document Posted |  | Withdrawn | N/A |  | Withdrawn | N/A | N/A |  | 1/31/2007 | N/A | N/A |  | 12/19/2013 | Customer Initiated Withdrawal | 6/30/2009 |  |  | N | No
R93 | Kelford 115kV |  | NC | Bertie | Withdrawn | Dominion | 12 | 12 | 12 |  | Capacity | Generation Interconnection | Methane |  |  | N/A | https://www.pjm.com/pjmfiles/pub/planning/project-queues/feas_docs/r93_fea.pdf | Document Posted |  | Withdrawn |  |  | N/A |  | N/A |  |  | N/A | N/A |  | 1/31/2007 | N/A | N/A |  | 5/31/2007 | Customer Milestone Not Met | 3/1/2008 | 3/1/2008 |  | N | No
R94 | Susquehanna |  | PA | Luzerne | Withdrawn | PPL | 940 | 940 | 940 |  | Capacity | Generation Interconnection | Coal |  |  | N/A |  | Withdrawn |  |  |  |  | N/A |  | N/A |  |  | N/A | N/A |  | 1/31/2007 | N/A | N/A |  | 7/23/2007 | Customer Initiated Withdrawal | 7/1/2011 |  |  | N | No
R95 | Susquehanna |  | PA | Luzerne | Withdrawn | PPL | 940 | 940 | 940 |  | Capacity | Generation Interconnection | Coal |  |  | N/A |  | Withdrawn |  |  |  |  | N/A |  | N/A |  |  | N/A | N/A |  | 1/31/2007 | N/A | N/A |  | 7/23/2007 | Customer Initiated Withdrawal | 10/1/2011 |  |  | N | No
R96 | Lancaster-Maryland 138kV |  | IL | Stephenson | Withdrawn | ComEd | 200 | 200 | 40 |  | Capacity | Generation Interconnection | Wind |  |  | N/A | https://www.pjm.com/pjmfiles/pub/planning/project-queues/feas_docs/r96_fea.pdf | Document Posted | https://www.pjm.com/pjmfiles/pub/planning/project-queues/impact_studies/r96_imp.pdf | Document Posted |  | Withdrawn | N/A |  | N/A |  |  | N/A | N/A |  | 1/31/2007 | N/A | N/A |  | 8/29/2012 | Customer Initiated Withdrawal | 5/31/2010 | 5/31/2010 |  | N | No
R97 | Rockport 765kV | Rockport Unit 1 | IN | Spencer | In Service | AEP | 1320 | 20 | 20 | 20 | Capacity | Generation Interconnection | Coal |  |  | N/A | https://www.pjm.com/pjmfiles/pub/planning/project-queues/feas_docs/r97_fea.pdf | Document Posted | https://www.pjm.com/pjmfiles/pub/planning/project-queues/impact_studies/r97_imp.pdf | Document Posted |  | Not Required | https://www.pjm.com/pjmfiles/pub/planning/project-queues/isa/r97_isa.pdf | Document Posted | N/A |  | Not Required | N/A | N/A |  | 1/31/2007 | N/A | N/A |  |  |  | 11/1/2011 | 11/1/2011 | 11/1/2011 | N | No
R98 | Northeast 34.5kV |  | VA | Henrico | Withdrawn | Dominion | 14 | 14 | 14 |  | Capacity | Generation Interconnection | Methane |  |  | N/A | https://www.pjm.com/pjmfiles/pub/planning/project-queues/feas_docs/r98_fea.pdf | Document Posted | https://www.pjm.com/pjmfiles/pub/planning/project-queues/impact_studies/r98_imp.pdf | Document Posted |  | Not Required |  | Withdrawn | N/A |  | Withdrawn | N/A | N/A |  | 1/31/2007 | N/A | N/A |  | 2/27/2008 | Customer Milestone Not Met | 6/30/2008 |  |  | N | No
S01 | Derwood 13kV | Gude LF | MD | Montgomery | Deactivated | PEPCO | 1 | 1 | 1 | 1 | Capacity | Generation Interconnection | Methane |  |  | N/A | https://www.pjm.com/pjmfiles/pub/planning/project-queues/feas_docs/s01_fea.pdf | Document Posted | https://www.pjm.com/pjmfiles/pub/planning/project-queues/impact_studies/s01_imp.pdf | Document Posted |  | Not Required | https://www.pjm.com/pjmfiles/pub/planning/project-queues/isa/s01_isa.pdf | Document Posted | N/A | https://www.pjm.com/pjmfiles/pub/planning/project-queues/csa/s01_csa.pdf | Document Posted | N/A | N/A |  | 2/5/2007 | N/A | N/A |  |  |  | 7/1/2009 | 7/1/2009 | 7/1/2008 | N | No
S02 | Mt. Zion 13kV | Oaks LF | MD | Montgomery | Deactivated | PEPCO | 4 | 4 | 4 | 4 | Capacity | Generation Interconnection | Methane |  |  | N/A | https://www.pjm.com/pjmfiles/pub/planning/project-queues/feas_docs/s02_fea.pdf | Document Posted | https://www.pjm.com/pjmfiles/pub/planning/project-queues/impact_studies/s02_imp.pdf | Document Posted |  | Not Required | https://www.pjm.com/pjmfiles/pub/planning/project-queues/isa/s02_isa.pdf | Document Posted | N/A | https://www.pjm.com/pjmfiles/pub/planning/project-queues/csa/s02_csa.pdf | Document Posted | N/A | N/A |  | 2/5/2007 | N/A | N/A |  |  |  | 7/1/2009 | 7/1/2009 | 7/1/2008 | N | No
S03 | Edgemoor 230kV | Edgemoor #5 | DE | New Castle | In Service | DPL | 450 | 5 | 5 | 5 | Capacity | Generation Interconnection | Natural Gas |  |  | N/A | https://www.pjm.com/pjmfiles/pub/planning/project-queues/feas_docs/s03_fea.pdf | Document Posted | https://www.pjm.com/pjmfiles/pub/planning/project-queues/impact_studies/s03_imp.pdf | Document Posted |  | Not Required | https://www.pjm.com/pjmfiles/pub/planning/project-queues/isa/s03_isa.pdf | Document Posted | N/A |  | Not Required | N/A | N/A |  | 2/13/2007 | N/A | N/A |  |  |  | 12/31/2007 | 12/31/2007 | 12/31/2007 | N | No
S04 | Essex 230kV |  | NJ | Essex | Withdrawn | PSEG | 633 | 633 | 633 |  | Capacity | Generation Interconnection | Natural Gas |  |  | N/A | https://www.pjm.com/pjmfiles/pub/planning/project-queues/feas_docs/s04_fea.pdf | Document Posted |  | Withdrawn |  |  | N/A |  | N/A |  |  | N/A | N/A |  | 2/13/2007 | N/A | N/A |  | 11/1/2007 | Customer Milestone Not Met | 7/1/2010 |  |  | N | No
S05 | Seneca #2 230kV | Seneca Pumped Generating Station Unit 2 | PA | Warren | In Service | PENELEC | 468 | 16 | 16 | 16 | Capacity | Generation Interconnection | Hydro |  |  | N/A | https://www.pjm.com/pjmfiles/pub/planning/project-queues/feas_docs/s05_fea.pdf | Document Posted | https://www.pjm.com/pjmfiles/pub/planning/project-queues/impact_studies/s05_imp.pdf | Document Posted |  | Not Required | https://www.pjm.com/pjmfiles/pub/planning/project-queues/isa/s05_isa.pdf | Document Posted | N/A |  | Not Required | N/A | N/A |  | 2/27/2007 | N/A | N/A |  |  |  | 8/11/2010 | 8/11/2010 | 8/11/2010 | N | No
S06 | Olive-DeQuine 345kV | Meadow Lake | IN | White | In Service | AEP | 202 | 202 | 40 | 200 | Capacity | Generation Interconnection | Wind |  |  | N/A | https://www.pjm.com/pjmfiles/pub/planning/project-queues/feas_docs/s06_fea.pdf | Document Posted | https://www.pjm.com/pjmfiles/pub/planning/project-queues/impact_studies/s06_imp.pdf | Document Posted |  | Not Required | https://www.pjm.com/pjmfiles/pub/planning/project-queues/isa/s06_isa.pdf | Document Posted | N/A | https://www.pjm.com/pjmfiles/pub/planning/project-queues/csa/s06_csa.pdf | Document Posted | N/A | N/A |  | 2/27/2007 | N/A | N/A |  |  |  | 10/6/2009 | 10/6/2009 | 12/1/2009 | N | No
S100 | Clinch River 138kV | Virginia City Hybrid Energy Center | VA | Wise | In Service | AEP | 614 | 80 | 80 | 80 | Capacity | Generation Interconnection | Coal |  |  | N/A | https://www.pjm.com/pjmfiles/pub/planning/project-queues/feas_docs/s100_fea.pdf | Document Posted | https://www.pjm.com/pjmfiles/pub/planning/project-queues/impact_studies/s100_imp.pdf | Document Posted | https://www.pjm.com/pjmfiles/pub/planning/project-queues/facilities/s100_fac.pdf | Document Posted | https://www.pjm.com/pjmfiles/pub/planning/project-queues/isa/s100_isa.pdf | Document Posted | N/A | https://www.pjm.com/pjmfiles/pub/planning/project-queues/csa/s100_csa.pdf | Document Posted | N/A | N/A | 11/12/2010 | 7/31/2007 | N/A | N/A |  |  |  | 3/1/2012 |  | 3/22/2012 | N | No
S101 | Ohio Central 138kV | Dresden | OH | Muskingum | In Service | AEP | 580 | 580 | 580 | 580 | Capacity | Generation Interconnection | Natural Gas |  |  | N/A | https://www.pjm.com/pjmfiles/pub/planning/project-queues/feas_docs/s101_fea.pdf | Document Posted | https://www.pjm.com/pjmfiles/pub/planning/project-queues/impact_studies/s101_imp.pdf | Document Posted |  | Not Required | https://www.pjm.com/pjmfiles/pub/planning/project-queues/isa/s101_isa.pdf | Document Posted | N/A |  | Not Required | N/A | N/A |  | 7/31/2007 | N/A | N/A |  |  |  | 10/22/2011 | 10/22/2011 | 10/22/2011 | N | No
S102 | Ladysmith 230kV | Ladysmith Combustion Turbine Unit 5 | VA | Caroline | In Service | Dominion | 950 | 170 | 170 | 170 | Capacity | Generation Interconnection | Natural Gas |  |  | N/A | https://www.pjm.com/pjmfiles/pub/planning/project-queues/feas_docs/s102_fea.pdf | Document Posted | https://www.pjm.com/pjmfiles/pub/planning/project-queues/impact_studies/s102_imp.pdf | Document Posted |  | Not Required | https://www.pjm.com/pjmfiles/pub/planning/project-queues/isa/s102_isa.pdf | Document Posted | N/A | https://www.pjm.com/pjmfiles/pub/planning/project-queues/csa/s102_csa.pdf | Document Posted | N/A | N/A |  | 7/31/2007 | N/A | N/A |  |  |  | 3/31/2009 | 3/31/2009 | 3/31/2009 | N | No
S103 | Warren 115kV | Warren Generating Station | PA | Warren | In Service | PENELEC | 57 | 57 | 57 | 57 | Capacity | Generation Interconnection | Natural Gas |  |  | N/A | https://www.pjm.com/pjmfiles/pub/planning/project-queues/feas_docs/s103_fea.pdf | Document Posted | https://www.pjm.com/pjmfiles/pub/planning/project-queues/impact_studies/s103_imp.pdf | Document Posted | https://www.pjm.com/pjmfiles/pub/planning/project-queues/facilities/s103_fac.pdf | Document Posted | https://www.pjm.com/pjmfiles/pub/planning/project-queues/isa/s103_isa.pdf | Document Posted | N/A | https://www.pjm.com/pjmfiles/pub/planning/project-queues/csa/s103_csa.pdf | Document Posted | N/A | N/A |  | 7/31/2007 | N/A | N/A | 4/5/2011 |  |  | 4/5/2011 | 4/5/2011 | 4/5/2011 | N | No
S105 | Croydon-Emilie |  | PA | Bucks | Withdrawn | PECO | 1200 | 1200 | 1200 |  | Capacity | Generation Interconnection | Natural Gas |  |  | N/A | https://www.pjm.com/pjmfiles/pub/planning/project-queues/feas_docs/s105_fea.pdf | Document Posted |  | Withdrawn |  |  | N/A |  | N/A |  |  | N/A | N/A |  | 7/31/2007 | N/A | N/A |  | 3/3/2008 | Customer Milestone Not Met | 6/1/2011 |  |  | N | No
S107 | Mickleton 230kV |  | NJ | Gloucester | Withdrawn | AEC | 520 | 520 | 520 |  | Capacity | Generation Interconnection | Natural Gas |  |  | N/A | https://www.pjm.com/pjmfiles/pub/planning/project-queues/feas_docs/s107_fea.pdf | Document Posted | https://www.pjm.com/pjmfiles/pub/planning/project-queues/impact_studies/s107_imp.pdf | Document Posted | https://www.pjm.com/pjmfiles/pub/planning/project-queues/facilities/s107_fac.pdf | Document Posted |  | Withdrawn | N/A |  | Withdrawn | N/A | N/A |  | 7/31/2007 | N/A | N/A |  | 7/16/2013 | Customer Initiated Withdrawal | 6/1/2015 | 6/1/2015 |  | N | No
S108 | North Anna 500kV | North Anna Unit 1 | VA | Louisa | In Service | Dominion | 1023 | 20 | 20 | 20 | Capacity | Generation Interconnection | Nuclear |  |  | N/A | https://www.pjm.com/pjmfiles/pub/planning/project-queues/feas_docs/s108_fea.pdf | Document Posted | https://www.pjm.com/pjmfiles/pub/planning/project-queues/impact_studies/s108_imp.pdf | Document Posted |  | Not Required | https://www.pjm.com/pjmfiles/pub/planning/project-queues/isa/s108_isa.pdf | Document Posted | N/A |  | Not Required | N/A | N/A |  | 7/31/2007 | N/A | N/A |  |  |  | 5/18/2010 | 5/18/2010 | 5/18/2010 | N | No
S109 | North Anna 500kV | North Anna Unit 2 | VA | Louisa | In Service | Dominion | 1030 | 20 | 20 | 20 | Capacity | Generation Interconnection | Nuclear |  |  | N/A | https://www.pjm.com/pjmfiles/pub/planning/project-queues/feas_docs/s109_fea.pdf | Document Posted | https://www.pjm.com/pjmfiles/pub/planning/project-queues/impact_studies/s109_imp.pdf | Document Posted |  | Not Required | https://www.pjm.com/pjmfiles/pub/planning/project-queues/isa/s109_isa.pdf | Document Posted | N/A |  | Not Required | N/A | N/A |  | 7/31/2007 | N/A | N/A |  |  |  | 5/2/2010 | 5/2/2010 | 5/2/2010 | N | No
S11 | Seward-Tower 51 115kV |  | PA | Cambria | Withdrawn | PENELEC | 70 | 70 | 14 |  | Capacity | Generation Interconnection | Wind |  |  | N/A | https://www.pjm.com/pjmfiles/pub/planning/project-queues/feas_docs/s11_fea.pdf | Document Posted |  | Withdrawn |  |  | N/A |  | N/A |  |  | N/A | N/A |  | 3/5/2007 | N/A | N/A |  | 6/26/2009 | Customer Initiated Withdrawal | 2/1/2009 |  |  | N | No
S110 | North Anna 500kV | North Anna Unit 1 | VA | Louisa | In Service | Dominion | 1023 | 65 | 65 | 65 | Capacity | Generation Interconnection | Nuclear |  |  | N/A | https://www.pjm.com/pjmfiles/pub/planning/project-queues/feas_docs/s110_fea.pdf | Document Posted | https://www.pjm.com/pjmfiles/pub/planning/project-queues/impact_studies/s110_imp.pdf | Document Posted |  | Not Required | https://www.pjm.com/pjmfiles/pub/planning/project-queues/isa/s110_isa.pdf | Document Posted | N/A |  | Not Required | N/A | N/A |  | 7/31/2007 | N/A | N/A |  |  |  | 5/2/2010 | 5/2/2010 | 5/2/2010 | N | No
S111 | Surry 500kV | Surry Power Station - Units 1 & 2 | VA | Surry | In Service | Dominion | 932 | 15 | 15 | 15 | Capacity | Generation Interconnection | Nuclear |  |  | N/A | https://www.pjm.com/pjmfiles/pub/planning/project-queues/feas_docs/s111_fea.pdf | Document Posted | https://www.pjm.com/pjmfiles/pub/planning/project-queues/impact_studies/s111_imp.pdf | Document Posted |  | Not Required | https://www.pjm.com/pjmfiles/pub/planning/project-queues/isa/s111_isa.pdf | Document Posted | N/A |  | Not Required | N/A | N/A |  | 7/31/2007 | N/A | N/A |  |  |  | 6/1/2011 | 6/1/2011 | 6/1/2011 | N | No
S112 | North Anna 500kV | North Anna Unit 2 | VA | Louisa | In Service | Dominion | 1030 | 65 | 65 | 65 | Capacity | Generation Interconnection | Nuclear |  |  | N/A | https://www.pjm.com/pjmfiles/pub/planning/project-queues/feas_docs/s112_fea.pdf | Document Posted | https://www.pjm.com/pjmfiles/pub/planning/project-queues/impact_studies/s112_imp.pdf | Document Posted |  | Not Required | https://www.pjm.com/pjmfiles/pub/planning/project-queues/isa/s112_isa.pdf | Document Posted | N/A |  | Not Required | N/A | N/A |  | 7/31/2007 | N/A | N/A |  |  |  | 5/18/2010 | 5/18/2010 | 5/18/2010 | N | No
S113 | Surry 230kV | Surry Power Station - Units 1 & 2 | VA | Surry | In Service | Dominion | 932 | 15 | 15 | 15 | Capacity | Generation Interconnection | Nuclear |  |  | N/A | https://www.pjm.com/pjmfiles/pub/planning/project-queues/feas_docs/s113_fea.pdf | Document Posted | https://www.pjm.com/pjmfiles/pub/planning/project-queues/impact_studies/s113_imp.pdf | Document Posted |  | Not Required | https://www.pjm.com/pjmfiles/pub/planning/project-queues/isa/s113_isa.pdf | Document Posted | N/A |  | Not Required | N/A | N/A |  | 7/31/2007 | N/A | N/A |  |  |  | 6/1/2011 | 6/1/2011 | 6/1/2011 | N | No
S114 | Surry 230kV | Surry Power Station - Units 1 & 2 | VA | Surry | In Service | Dominion | 932 | 75 | 75 | 75 | Capacity | Generation Interconnection | Nuclear |  |  | N/A | https://www.pjm.com/pjmfiles/pub/planning/project-queues/feas_docs/s114_fea.pdf | Document Posted | https://www.pjm.com/pjmfiles/pub/planning/project-queues/impact_studies/s114_imp.pdf | Document Posted |  | Not Required | https://www.pjm.com/pjmfiles/pub/planning/project-queues/isa/s114_isa.pdf | Document Posted | N/A |  | Not Required | N/A | N/A |  | 7/31/2007 | N/A | N/A |  |  |  | 9/1/2012 | 9/1/2012 | 6/13/2012 | N | No
S115 | Surry 500kV | Surry Power Station - Units 1 & 2 | VA | Surry | In Service | Dominion | 932 | 75 | 75 | 75 | Capacity | Generation Interconnection | Nuclear |  |  | N/A | https://www.pjm.com/pjmfiles/pub/planning/project-queues/feas_docs/s115_fea.pdf | Document Posted | https://www.pjm.com/pjmfiles/pub/planning/project-queues/impact_studies/s115_imp.pdf | Document Posted |  | Not Required | https://www.pjm.com/pjmfiles/pub/planning/project-queues/isa/s115_isa.pdf | Document Posted | N/A |  | Not Required | N/A | N/A |  | 7/31/2007 | N/A | N/A |  |  |  | 7/1/2011 | 7/1/2011 | 7/1/2011 | N | No
S116 | North Temple 230kV |  | PA | Berks | Withdrawn | ME | 912 | 912 | 912 |  | Capacity | Generation Interconnection | Natural Gas |  |  | N/A | https://www.pjm.com/pjmfiles/pub/planning/project-queues/feas_docs/s116_fea.pdf | Document Posted |  | Withdrawn |  |  | N/A |  | N/A |  |  | N/A | N/A |  | 7/31/2007 | N/A | N/A |  | 2/24/2009 | Customer Initiated Withdrawal | 6/1/2011 |  |  | N | No
S117 | Haviland 138kV |  | OH | Paulding | Withdrawn | AEP | 150 | 150 | 30 |  | Capacity | Generation Interconnection | Wind |  |  | N/A |  | Withdrawn |  |  |  |  | N/A |  | N/A |  |  | N/A | N/A |  | 7/31/2007 | N/A | N/A |  | 9/17/2007 | Customer Initiated Withdrawal | 10/1/2008 |  |  | N | No
S118 | North Delphos 138kV |  | OH | Paulding | Withdrawn | AEP | 150 | 150 | 30 |  | Capacity | Generation Interconnection | Wind |  |  | N/A |  | Withdrawn |  |  |  |  | N/A |  | N/A |  |  | N/A | N/A |  | 7/31/2007 | N/A | N/A |  | 9/17/2007 | Customer Initiated Withdrawal | 10/1/2008 |  |  | N | No
S12 | Killen 345kV |  | OH | Adams | Withdrawn | Dayton | 1300 | 1300 | 1300 |  | Capacity | Generation Interconnection | Coal |  |  | N/A | https://www.pjm.com/pjmfiles/pub/planning/project-queues/feas_docs/s12_fea.pdf | Document Posted |  | Withdrawn |  |  | N/A |  | N/A |  |  | N/A | N/A |  | 3/14/2007 | N/A | N/A |  | 3/12/2008 |  | 1/1/2014 |  |  | N | No
S121 | Vineland 69kV | Howard M. Down Power Plant Unit 11 | NJ | Cumberland | In Service | AEC | 63 | 63 | 63 | 63 | Capacity | Generation Interconnection | Natural Gas |  |  | N/A | https://www.pjm.com/pjmfiles/pub/planning/project-queues/feas_docs/s121_fea.pdf | Document Posted | https://www.pjm.com/pjmfiles/pub/planning/project-queues/impact_studies/s121_imp.pdf | Document Posted |  | Not Required | https://www.pjm.com/pjmfiles/pub/planning/project-queues/isa/s121_isa.pdf | Document Posted | N/A |  | Not Required | N/A | N/A |  | 7/31/2007 | N/A | N/A |  |  |  | 6/1/2012 | 6/1/2012 | 4/18/2012 | N | No
S122 | Churchtown-Cumberland 230kV |  | NJ | Cumberland | Withdrawn | AEC | 478 | 478 | 478 |  | Capacity | Generation Interconnection | Natural Gas |  |  | N/A | https://www.pjm.com/pjmfiles/pub/planning/project-queues/feas_docs/s122_fea.pdf | Document Posted |  | Withdrawn |  |  | N/A |  | N/A |  |  | N/A | N/A |  | 7/31/2007 | N/A | N/A |  | 7/28/2008 |  | 6/1/2010 | 6/1/2010 |  | N | No
S123 | Tiltonsville 138kV | Pike Island | OH | Jefferson | Withdrawn | AEP | 50 | 50 | 39 |  | Capacity | Generation Interconnection | Hydro |  |  | N/A | https://www.pjm.com/pjmfiles/pub/planning/project-queues/feas_docs/s123_fea.pdf | Document Posted | https://www.pjm.com/pjmfiles/pub/planning/project-queues/impact_studies/s123_imp.pdf | Document Posted |  | Withdrawn | https://www.pjm.com/pjmfiles/pub/planning/project-queues/isa/s123_isa2.pdf | Interim Study | N/A |  |  | N/A | N/A |  | 7/31/2007 | N/A | N/A |  | 6/2/2009 | Customer Initiated Withdrawal | 3/1/2012 | 3/1/2012 |  | N | No
S124 | Aroyo-Wilie Ridge 138kV |  | WV | Hancock | Withdrawn | APS | 45 | 45 | 45 |  | Capacity | Generation Interconnection | Hydro |  |  | N/A | https://www.pjm.com/pjmfiles/pub/planning/project-queues/feas_docs/s124_fea.pdf | Document Posted | https://www.pjm.com/pjmfiles/pub/planning/project-queues/impact_studies/s124_imp.pdf | Document Posted |  | Withdrawn | N/A |  | N/A |  |  | N/A | N/A |  | 7/31/2007 | N/A | N/A |  | 3/27/2009 | Customer Initiated Withdrawal | 9/1/2010 |  |  | N | No
S13 | Keystone 345kV | Montpelier | IN | Wells | In Service | AEP | 238 | 19 | 19 | 19 | Capacity | Generation Interconnection | Natural Gas |  |  | N/A | https://www.pjm.com/pjmfiles/pub/planning/project-queues/feas_docs/s13_fea.pdf | Document Posted | https://www.pjm.com/pjmfiles/pub/planning/project-queues/impact_studies/s13_imp.pdf | Document Posted |  | Not Required | https://www.pjm.com/pjmfiles/pub/planning/project-queues/isa/s13_isa.pdf | Document Posted | N/A |  | Not Required | N/A | N/A |  | 3/19/2007 | N/A | N/A |  |  |  | 12/31/2008 | 12/31/2008 | 12/31/2008 | N | No
S14 | Dans Mountain | Dans Mountain | MD | Allegany | In Service | APS | 54.9 | 54.9 | 14 | 54.9 | Capacity | Generation Interconnection | Wind |  |  | N/A | https://www.pjm.com/pjmfiles/pub/planning/project-queues/feas_docs/s14_fea.pdf | Document Posted | https://www.pjm.com/pjmfiles/pub/planning/project-queues/impact_studies/s14_imp.pdf | Document Posted | https://www.pjm.com/pjmfiles/pub/planning/project-queues/facilities/s14_fac.pdf | Document Posted | https://www.pjm.com/pjmfiles/pub/planning/project-queues/isa/s14_isa.pdf | Document Posted | N/A | https://www.pjm.com/pjmfiles/pub/planning/project-queues/csa/s14_csa.pdf | Document Posted | N/A | N/A | 1/8/2025 | 3/20/2007 | N/A | N/A | 2/6/2025 |  |  | 3/1/2025 | 3/1/2025 | 5/12/2025 | N | No
S17 | Talbert 230kV |  | MD | Charles | Withdrawn | PEPCO | 225 | 225 | 225 |  | Capacity | Generation Interconnection | Natural Gas |  |  | N/A | https://www.pjm.com/pjmfiles/pub/planning/project-queues/feas_docs/s17_fea.pdf | Document Posted | https://www.pjm.com/pjmfiles/pub/planning/project-queues/impact_studies/s17_imp.pdf | Document Posted | https://www.pjm.com/pjmfiles/pub/planning/project-queues/facilities/s17_fac.pdf | Document Posted | https://www.pjm.com/pjmfiles/pub/planning/project-queues/isa/s17_isa.pdf | Document Posted | N/A | https://www.pjm.com/pjmfiles/pub/planning/project-queues/csa/s17_csa.pdf | Document Posted | N/A | N/A |  | 3/19/2007 | N/A | N/A |  | 12/18/2013 | Customer Milestone Not Met | 12/31/2017 | 12/31/2017 |  | N | No
S18 | Talbert 230kV |  | MD | Charles | Withdrawn | PEPCO | 1250 | 1250 | 1250 |  | Capacity | Generation Interconnection | Natural Gas |  |  | N/A | https://www.pjm.com/pjmfiles/pub/planning/project-queues/feas_docs/s18_fea.pdf | Document Posted |  | Withdrawn |  |  | N/A |  | N/A |  |  | N/A | N/A |  | 3/19/2007 | N/A | N/A |  | 2/21/2008 | Customer Milestone Not Met | 12/31/2011 |  |  | N | No
S19 | Pine Grove-Frailey 69kV |  | PA | Schuylkill | Withdrawn | PPL | 28 | 28 | 5.6 |  | Capacity | Generation Interconnection | Wind |  |  | N/A | https://www.pjm.com/pjmfiles/pub/planning/project-queues/feas_docs/s19_fea.pdf | Document Posted |  | Withdrawn |  |  | N/A |  | N/A |  |  | N/A | N/A |  | 3/19/2007 | N/A | N/A |  | 11/1/2007 | Customer Initiated Withdrawal | 10/1/2009 |  |  | N | No
S20 | Pine Grove-Fishbach 69kV | Pine Grove WF | PA | Schuylkill | Withdrawn | PPL | 50 | 50 | 10 |  | Capacity | Generation Interconnection | Wind |  |  | N/A | https://www.pjm.com/pjmfiles/pub/planning/project-queues/feas_docs/s20_fea.pdf | Document Posted | https://www.pjm.com/pjmfiles/pub/planning/project-queues/impact_studies/s20_imp.pdf | Document Posted |  | Not Required | https://www.pjm.com/pjmfiles/pub/planning/project-queues/isa/s20_isa.pdf | Document Posted | N/A | https://www.pjm.com/pjmfiles/pub/planning/project-queues/csa/s20_csa.pdf | Document Posted | N/A | N/A |  | 3/19/2007 | N/A | N/A |  | 5/12/2011 | Customer Initiated Withdrawal | 5/1/2013 |  |  | N | No
S22 | Peach Bottom 500kV |  | PA | York | Withdrawn | PECO | 550 | 550 | 550 |  | Capacity | Generation Interconnection | Natural Gas |  |  | N/A | https://www.pjm.com/pjmfiles/pub/planning/project-queues/feas_docs/s22_fea.pdf | Document Posted |  | Withdrawn |  |  | N/A |  | N/A |  |  | N/A | N/A |  | 3/28/2007 | N/A | N/A |  | 11/13/2007 | Customer Milestone Not Met | 6/1/2011 |  |  | N | No
S23 | Graceton 230kV |  | PA | York | Withdrawn | PECO | 550 | 550 | 550 |  | Capacity | Generation Interconnection | Natural Gas |  |  | N/A | https://www.pjm.com/pjmfiles/pub/planning/project-queues/feas_docs/s23_fea.pdf | Document Posted | https://www.pjm.com/pjmfiles/pub/planning/project-queues/impact_studies/s23_imp.pdf | Document Posted |  | Withdrawn | N/A |  | N/A |  |  | N/A | N/A |  | 3/28/2007 | N/A | N/A |  | 9/9/2009 | Customer Initiated Withdrawal | 6/1/2011 |  |  | N | No
S25 | Parlin 230kV | Calpine Parlin Energy Center | NJ | Middlesex | Deactivated | JCPL | 124 | 114 | 114 | 114 | Capacity | Generation Interconnection | Natural Gas |  |  | N/A | https://www.pjm.com/pjmfiles/pub/planning/project-queues/feas_docs/s25_fea.pdf | Document Posted | https://www.pjm.com/pjmfiles/pub/planning/project-queues/impact_studies/s25_imp.pdf | Document Posted |  | Not Required | https://www.pjm.com/pjmfiles/pub/planning/project-queues/isa/s25_isa.pdf | Document Posted | N/A |  | Not Required | N/A | N/A |  | 4/9/2007 | N/A | N/A |  |  |  | 5/13/2008 |  | 5/13/2008 | N | No
S26 | Bluff Point-Jay 138kV |  | IN | Jay | Withdrawn | AEP | 75 | 75 | 15 |  | Capacity | Generation Interconnection | Wind |  |  | N/A | https://www.pjm.com/pjmfiles/pub/planning/project-queues/feas_docs/s26_fea.pdf | Document Posted |  | Withdrawn |  |  | N/A |  | N/A |  |  | N/A | N/A |  | 4/9/2007 | N/A | N/A |  | 5/29/2008 | Customer Initiated Withdrawal | 1/1/2009 |  |  | N | No
S27 | Blue Mound I | Twin Groves I WF | IL | McLean | In Service | ComEd | 198 | 0 | 39.6 | 198 | Capacity | Generation Interconnection | Wind |  |  | N/A | https://www.pjm.com/pjmfiles/pub/planning/project-queues/feas_docs/s27_fea.pdf | Document Posted | https://www.pjm.com/pjmfiles/pub/planning/project-queues/impact_studies/s27_imp.pdf | Document Posted |  | Not Required | https://www.pjm.com/pjmfiles/pub/planning/project-queues/isa/s27_isa.pdf | Document Posted | N/A |  | Not Required | N/A | N/A |  | 4/17/2007 | N/A | N/A |  |  |  | 6/24/2010 | 6/24/2010 | 6/24/2010 | N | No
S28 | Blue Mound II | Twin Groves II WF | IL | McLean | In Service | ComEd | 198 | 0 | 39.6 | 198 | Capacity | Generation Interconnection | Wind |  |  | N/A | https://www.pjm.com/pjmfiles/pub/planning/project-queues/feas_docs/s28_fea.pdf | Document Posted | https://www.pjm.com/pjmfiles/pub/planning/project-queues/impact_studies/s28_imp.pdf | Document Posted |  | Not Required | https://www.pjm.com/pjmfiles/pub/planning/project-queues/isa/s28_isa.pdf | Document Posted | N/A |  | Not Required | N/A | N/A |  | 4/17/2007 | N/A | N/A |  |  |  | 6/24/2010 | 6/24/2010 | 6/24/2010 | N | No
S29 | Morgantown-Oak Grove |  | MD | Charles | Withdrawn | PEPCO | 900 | 900 | 900 |  | Capacity | Generation Interconnection | Natural Gas |  |  | N/A | https://www.pjm.com/pjmfiles/pub/planning/project-queues/feas_docs/s29_fea.pdf | Document Posted |  | Withdrawn |  |  | N/A |  | N/A |  |  | N/A | N/A |  | 4/24/2007 | N/A | N/A |  | 2/23/2008 | Customer Milestone Not Met | 12/31/2007 | 12/31/2007 |  | N | No
S29B | Somerset 23kV | SCI Laurel Highlands | PA | Somerset | Deactivated | PENELEC | 6.75 | 6.75 | 5.7 | 6.75 | Capacity | Generation Interconnection | Methane |  |  | N/A | https://www.pjm.com/pjmfiles/pub/planning/project-queues/feas_docs/s29b_fea.pdf | Document Posted | https://www.pjm.com/pjmfiles/pub/planning/project-queues/impact_studies/s29b_imp.pdf | Document Posted | https://www.pjm.com/pjmfiles/pub/planning/project-queues/facilities/s29b_fac.pdf | Document Posted | https://www.pjm.com/pjmfiles/pub/planning/project-queues/isa/s29b_isa.pdf | Document Posted | N/A | https://www.pjm.com/pjmfiles/pub/planning/project-queues/csa/s29b_csa.pdf | Document Posted | N/A | N/A | 6/20/2011 | 4/27/2007 | N/A | N/A | 9/27/2011 |  |  | 9/1/2011 | 9/1/2011 | 9/29/2011 | N | No
S30 | Gould | Sun Paper | MD | Baltimore City | In Service | BGE | 4 | 4 | 0 | 4 | Energy | Generation Interconnection | Diesel |  |  | N/A | https://www.pjm.com/pjmfiles/pub/planning/project-queues/feas_docs/s30_fea.pdf | Document Posted | https://www.pjm.com/pjmfiles/pub/planning/project-queues/impact_studies/s30_imp.pdf | Document Posted |  | Not Required | N/A | Wholesale Market Participation Agreement | https://www.pjm.com/pjmfiles/pub/planning/project-queues/wmpa/s30_wmpa.pdf |  | Not Required | N/A | N/A |  | 4/30/2007 | N/A | N/A |  |  |  | 8/8/2008 | 8/8/2008 | 12/31/2007 | N | No
S31 | Olive-Dequine 345kV |  | IN | White | Withdrawn | AEP | 450 | 450 | 90 |  | Capacity | Generation Interconnection | Wind |  |  | N/A | https://www.pjm.com/pjmfiles/pub/planning/project-queues/feas_docs/s31_fea.pdf | Document Posted |  | Withdrawn |  |  | N/A |  | N/A |  |  | N/A | N/A |  | 5/3/2007 | N/A | N/A |  | 4/9/2008 | Customer Milestone Not Met | 12/9/2009 |  |  | N | No
S32 | Perryman | Perryman 6 Units 1-4 | MD | Harford | In Service | BGE | 130 | 130 | 130 | 130 | Capacity | Generation Interconnection | Natural Gas |  |  | N/A | https://www.pjm.com/pjmfiles/pub/planning/project-queues/feas_docs/s32_fea.pdf | Document Posted | https://www.pjm.com/pjmfiles/pub/planning/project-queues/impact_studies/s32_imp.pdf | Document Posted |  | Not Required | https://www.pjm.com/pjmfiles/pub/planning/project-queues/isa/s32_isa.pdf | Document Posted | N/A | https://www.pjm.com/pjmfiles/pub/planning/project-queues/csa/s32_csa.pdf | Document Posted | N/A | N/A | 5/6/2015 | 5/3/2007 | N/A | N/A |  |  |  | 12/31/2015 | 12/31/2015 | 5/9/2015 | N | No
S33 | Riverside |  | MD | Baltimore County | Withdrawn | BGE | 120 | 120 | 85 |  | Capacity | Generation Interconnection | Natural Gas |  |  | N/A | https://www.pjm.com/pjmfiles/pub/planning/project-queues/feas_docs/s33_fea.pdf | Document Posted | https://www.pjm.com/pjmfiles/pub/planning/project-queues/impact_studies/s33_imp.pdf | Document Posted |  | Not Required |  | Withdrawn | N/A |  | Withdrawn | N/A | N/A |  | 5/3/2007 | N/A | N/A |  | 7/2/2009 | Customer Initiated Withdrawal | 5/1/2010 |  |  | N | No
S34 | Handsome Lake Energy 345kV | Handsome Lake | PA | Venango | In Service | PENELEC | 270 | 20 | 20 | 20 | Capacity | Generation Interconnection | Natural Gas |  |  | N/A | https://www.pjm.com/pjmfiles/pub/planning/project-queues/feas_docs/s34_fea.pdf | Document Posted | https://www.pjm.com/pjmfiles/pub/planning/project-queues/impact_studies/s34_imp.pdf | Document Posted |  | Not Required | https://www.pjm.com/pjmfiles/pub/planning/project-queues/isa/s34_isa.pdf | Document Posted | N/A |  | Not Required | N/A | N/A |  | 5/7/2007 | N/A | N/A |  |  |  | 6/1/2007 |  | 6/1/2007 | N | No
S35 | Beverly 345kV | Washington Energy Facility | OH | Washington | In Service | AEP | 620 | 20 | 20 | 20 | Capacity | Generation Interconnection | Coal |  |  | N/A | https://www.pjm.com/pjmfiles/pub/planning/project-queues/feas_docs/s35_fea.pdf | Document Posted | https://www.pjm.com/pjmfiles/pub/planning/project-queues/impact_studies/s35_imp.pdf | Document Posted |  | Not Required | https://www.pjm.com/pjmfiles/pub/planning/project-queues/isa/s35_isa.pdf | Document Posted | N/A |  | Not Required | N/A | N/A |  | 5/7/2007 | N/A | N/A |  |  |  | 6/27/2007 | 6/27/2007 | 6/1/2008 | N | No
S36 | Kankakee 138 kV | Kankakee Wind Farm | IL | Kankakee | In Service | ComEd | 175 | 175 | 35 | 175 | Capacity | Generation Interconnection | Wind |  |  | N/A | https://www.pjm.com/pjmfiles/pub/planning/project-queues/feas_docs/s36_fea.pdf | Document Posted | https://www.pjm.com/pjmfiles/pub/planning/project-queues/impact_studies/s36_imp.pdf | Document Posted | https://www.pjm.com/pjmfiles/pub/planning/project-queues/facilities/s36_fac.pdf | Document Posted | https://www.pjm.com/pjmfiles/pub/planning/project-queues/isa/s36_isa.pdf | Document Posted | N/A | https://www.pjm.com/pjmfiles/pub/planning/project-queues/csa/s36_csa.pdf | Document Posted | N/A | N/A |  | 5/7/2007 | N/A | N/A |  |  |  | 6/30/2015 | 6/30/2015 | 7/28/2015 | N | No
S37 | Kankakee 138kV | Kelly Creek Wind Farm | IL | Kankakee | In Service | ComEd | 175 | 175 | 35 | 175 | Capacity | Generation Interconnection | Wind |  |  | N/A | https://www.pjm.com/pjmfiles/pub/planning/project-queues/feas_docs/s37_fea.pdf | Document Posted | https://www.pjm.com/pjmfiles/pub/planning/project-queues/impact_studies/s37_imp.pdf | Document Posted | https://www.pjm.com/pjmfiles/pub/planning/project-queues/facilities/s37_fac.pdf | Document Posted | https://www.pjm.com/pjmfiles/pub/planning/project-queues/isa/s37_isa.pdf | Document Posted | N/A | https://www.pjm.com/pjmfiles/pub/planning/project-queues/csa/s37_csa.pdf | Document Posted | N/A | N/A |  | 5/7/2007 | N/A | N/A |  |  |  | 12/1/2016 | 12/1/2016 | 11/9/2016 | N | No
S38 | Westvaco 138kV | Luke Paper | PA | Allegheny | Deactivated | APS | 8 | 8 | 0 | 8 | Energy | Generation Interconnection | Coal |  |  | N/A | https://www.pjm.com/pjmfiles/pub/planning/project-queues/feas_docs/s38_fea.pdf | Document Posted | https://www.pjm.com/pjmfiles/pub/planning/project-queues/impact_studies/s38_imp.pdf | Document Posted |  | Not Required | https://www.pjm.com/pjmfiles/pub/planning/project-queues/isa/s38_isa.pdf | Document Posted | N/A | https://www.pjm.com/pjmfiles/pub/planning/project-queues/csa/s38_csa.pdf | Document Posted | N/A | N/A | 1/26/2009 | 5/7/2007 | N/A | N/A | 1/26/2009 |  |  | 1/26/2009 | 1/26/2009 | 4/1/2009 | N | No
S40 | Hegins | Commonwealth LF | PA | Schuylkill | In Service | PPL | 10.5 | 10.5 | 10.5 | 10.5 | Capacity | Generation Interconnection | Methane |  |  | N/A | https://www.pjm.com/pjmfiles/pub/planning/project-queues/feas_docs/s40_fea.pdf | Document Posted | https://www.pjm.com/pjmfiles/pub/planning/project-queues/impact_studies/s40_imp.pdf | Document Posted | https://www.pjm.com/pjmfiles/pub/planning/project-queues/facilities/s40_fac.pdf | Document Posted | https://www.pjm.com/pjmfiles/pub/planning/project-queues/isa/s40_isa.pdf | Document Posted | N/A | https://www.pjm.com/pjmfiles/pub/planning/project-queues/csa/s40_csa.pdf | Document Posted | N/A | N/A | 12/23/2008 | 5/10/2007 | N/A | N/A | 1/22/2009 |  |  | 1/21/2009 | 1/21/2009 | 1/21/2009 | N | No
S41 | Eldred-Reed 69kV | IntelliWatt | PA | Northumberland | Withdrawn | PPL | 12.5 | 12.5 | 12.5 |  | Capacity | Generation Interconnection | Biomass |  |  | N/A | https://www.pjm.com/pjmfiles/pub/planning/project-queues/feas_docs/s41_fea.pdf | Document Posted | https://www.pjm.com/pjmfiles/pub/planning/project-queues/impact_studies/s41_imp.pdf | Document Posted |  | Not Required | https://www.pjm.com/pjmfiles/pub/planning/project-queues/isa/s41_isa.pdf | Document Posted | N/A | https://www.pjm.com/pjmfiles/pub/planning/project-queues/csa/s41_csa.pdf | Document Posted | N/A | N/A |  | 5/10/2007 | N/A | N/A |  | 2/16/2012 | Customer Initiated Withdrawal | 12/31/2012 | 12/31/2012 |  | N | No
S42 | Eldred-Fairview | Penn Wind | PA | Northumberland | Withdrawn | PPL | 18 | 18 | 3.6 |  | Capacity | Generation Interconnection | Wind |  |  | N/A | https://www.pjm.com/pjmfiles/pub/planning/project-queues/feas_docs/s42_fea.pdf | Document Posted | https://www.pjm.com/pjmfiles/pub/planning/project-queues/impact_studies/s42_imp.pdf | Document Posted |  | Not Required | https://www.pjm.com/pjmfiles/pub/planning/project-queues/isa/s42_isa.pdf | Document Posted | N/A | https://www.pjm.com/pjmfiles/pub/planning/project-queues/csa/s42_csa.pdf | Document Posted | N/A | N/A |  | 5/15/2007 | N/A | N/A |  | 1/8/2014 | Customer Initiated Withdrawal | 5/1/2013 | 5/1/2013 |  | N | No
S43 | Vineland | Vineland Unit #9 | NJ | Cumberland | In Service | AEC | 17 | 17 | 17 | 17 | Capacity | Generation Interconnection | Oil |  |  | N/A | https://www.pjm.com/pjmfiles/pub/planning/project-queues/feas_docs/s43_fea.pdf | Document Posted | https://www.pjm.com/pjmfiles/pub/planning/project-queues/impact_studies/s43_imp.pdf | Document Posted |  | Not Required | https://www.pjm.com/pjmfiles/pub/planning/project-queues/isa/s43_isa.pdf | Document Posted | N/A |  | Not Required | N/A | N/A |  | 5/15/2007 | N/A | N/A |  |  |  | 11/12/2007 | 11/12/2007 | 11/12/2007 | N | No
S44 | Mifflin County |  | PA | Mifflin | Withdrawn | PENELEC | 110 | 110 | 22 |  | Capacity | Generation Interconnection | Wind |  |  | N/A |  | Withdrawn |  |  |  |  | N/A |  | N/A |  |  | N/A | N/A |  | 5/18/2007 | N/A | N/A |  | 10/28/2008 | Customer Initiated Withdrawal | 12/1/2009 |  |  | N | No
S45 | Mechanicsburg North |  | OH | Champaign | Withdrawn | Dayton | 100 | 100 | 20 |  | Capacity | Generation Interconnection | Wind |  |  | N/A | https://www.pjm.com/pjmfiles/pub/planning/project-queues/feas_docs/s45_fea.pdf | Document Posted | https://www.pjm.com/pjmfiles/pub/planning/project-queues/impact_studies/s45_imp.pdf | Document Posted |  | Withdrawn | N/A |  | N/A |  |  | N/A | N/A |  | 5/18/2007 | N/A | N/A |  | 3/12/2012 | Customer Initiated Withdrawal | 12/31/2009 |  |  | N | No
S46 | Mechanicsburg South |  | OH | Champaign | Withdrawn | Dayton | 200 | 200 | 40 |  | Capacity | Generation Interconnection | Wind |  |  | N/A | https://www.pjm.com/pjmfiles/pub/planning/project-queues/feas_docs/s46_fea.pdf | Document Posted | https://www.pjm.com/pjmfiles/pub/planning/project-queues/impact_studies/s46_imp.pdf | Document Posted |  | Withdrawn | N/A |  | N/A |  |  | N/A | N/A |  | 5/18/2007 | N/A | N/A |  | 5/15/2009 | Customer Initiated Withdrawal | 12/31/2009 |  |  | N | No
S49 | Bedford 115kV |  | PA | Bedford | Withdrawn | PENELEC | 202.5 | 90 | 18 |  | Capacity | Generation Interconnection | Wind |  |  | N/A | https://www.pjm.com/pjmfiles/pub/planning/project-queues/feas_docs/s49_fea.pdf | Document Posted | https://www.pjm.com/pjmfiles/pub/planning/project-queues/impact_studies/s49_imp.pdf | Document Posted |  | Withdrawn | N/A |  | N/A |  |  | N/A | N/A |  | 5/24/2007 | N/A | N/A |  | 9/22/2010 | Customer Initiated Withdrawal | 10/31/2013 | 10/31/2013 |  | N | No
S50 | Occoquan 230kV | Ogden Martin | VA | Fairfax | In Service | Dominion | 98 | 18 | 18 | 18 | Capacity | Generation Interconnection | Biomass |  |  | N/A | https://www.pjm.com/pjmfiles/pub/planning/project-queues/feas_docs/s50_fea.pdf | Document Posted | https://www.pjm.com/pjmfiles/pub/planning/project-queues/impact_studies/s50_imp.pdf | Document Posted |  | Not Required | https://www.pjm.com/pjmfiles/pub/planning/project-queues/isa/s50_isa.pdf | Document Posted | N/A |  | Not Required | N/A | N/A |  | 5/24/2007 | N/A | N/A |  |  |  | 6/30/2007 |  | 6/30/2007 | N | No
S51 | E. Liberty-Blue Jacket 69kV |  | OH | Logan | Withdrawn | Dayton | 99 | 99 | 19.8 |  | Capacity | Generation Interconnection | Wind |  |  | N/A | https://www.pjm.com/pjmfiles/pub/planning/project-queues/feas_docs/s51_fea.pdf | Document Posted | https://www.pjm.com/pjmfiles/pub/planning/project-queues/impact_studies/s51_imp.pdf | Document Posted |  | Withdrawn | N/A |  | N/A |  |  | N/A | N/A |  | 5/29/2007 | N/A | N/A |  | 4/7/2010 | Customer Initiated Withdrawal | 6/1/2009 |  |  | N | No
S52 | Morrisville 500kV |  | VA | Warren | Withdrawn | Dominion | 600 | 50 | 600 |  | Capacity | Generation Interconnection | Natural Gas |  |  | N/A | https://www.pjm.com/pjmfiles/pub/planning/project-queues/feas_docs/s52_fea.pdf | Document Posted | https://www.pjm.com/pjmfiles/pub/planning/project-queues/impact_studies/s52_imp.pdf | Document Posted | https://www.pjm.com/pjmfiles/pub/planning/project-queues/facilities/s52_fac.pdf | Document Posted |  | Withdrawn | N/A |  | Withdrawn | N/A | N/A |  | 5/29/2007 | N/A | N/A |  | 7/2/2009 | Customer Milestone Not Met | 5/1/2012 |  |  | N | No
S53 | Lee County E.C. 345kV |  | IL | Bureau | Withdrawn | ComEd | 20 | 20 | 4 |  | Capacity | Generation Interconnection | Wind |  |  | N/A | https://www.pjm.com/pjmfiles/pub/planning/project-queues/feas_docs/s53_fea.pdf | Document Posted |  | Withdrawn |  |  | N/A |  | N/A |  |  | N/A | N/A |  | 5/29/2007 | N/A | N/A |  | 8/15/2008 | Customer Milestone Not Met | 9/1/2008 |  |  | N | No
S54 | Tazewell 138kV |  | VA | Tazewell | Withdrawn | AEP | 130 | 130 | 26 |  | Capacity | Generation Interconnection | Wind |  |  | N/A | https://www.pjm.com/pjmfiles/pub/planning/project-queues/feas_docs/s54_fea.pdf | Document Posted | https://www.pjm.com/pjmfiles/pub/planning/project-queues/impact_studies/s54_imp.pdf | Document Posted |  | Withdrawn | N/A |  | N/A |  |  | N/A | N/A |  | 6/5/2007 | N/A | N/A |  | 6/25/2009 | Customer Milestone Not Met | 12/31/2009 |  |  | N | No
S55 | Zion 345kV | Zion Energy Center | IL | Lake | In Service | ComEd | 585 | 585 | 495 | 585 | Capacity | Generation Interconnection | Natural Gas |  |  | N/A | https://www.pjm.com/pjmfiles/pub/planning/project-queues/feas_docs/s55_fea.pdf | Document Posted | https://www.pjm.com/pjmfiles/pub/planning/project-queues/impact_studies/s55_imp.pdf | Document Posted |  | Not Required | https://www.pjm.com/pjmfiles/pub/planning/project-queues/isa/s55_isa.pdf | Document Posted | N/A |  | Not Required | N/A | N/A |  | 6/6/2007 | N/A | N/A |  |  |  | 2/25/2011 | 2/25/2011 | 12/19/2011 | N | No
S56 | Beaver Creek-Hazard 138kV |  | KY | Knott | Withdrawn | AEP | 535 | 535 | 535 |  | Capacity | Generation Interconnection | Coal |  |  | N/A | https://www.pjm.com/pjmfiles/pub/planning/project-queues/feas_docs/s56_fea.pdf | Document Posted |  | Withdrawn |  |  | N/A |  | N/A |  |  | N/A | N/A |  | 6/8/2007 | N/A | N/A |  | 4/28/2008 | Customer Milestone Not Met | 1/1/2011 |  |  | N | No
S59 | Sharpsburg 12kV | Wenning Poultry | OH | Mercer | In Service | Dayton | 1.89 | 1.89 | 0 | 1.5 | Energy | Generation Interconnection | Biomass |  |  | N/A | https://www.pjm.com/pjmfiles/pub/planning/project-queues/feas_docs/s59_fea.pdf | Document Posted | https://www.pjm.com/pjmfiles/pub/planning/project-queues/impact_studies/s59_imp.pdf | Document Posted |  | Not Required | N/A | Wholesale Market Participation Agreement | https://www.pjm.com/pjmfiles/pub/planning/project-queues/wmpa/s59_wmpa.pdf |  | Not Required | N/A | N/A |  | 6/25/2007 | N/A | N/A |  |  |  | 11/1/2007 |  | 10/30/2008 | N | No
S60 | Essex 26kV | Newark Boxboard | NJ | Essex | Withdrawn | PSEG | 63 | 63 | 63 |  | Capacity | Generation Interconnection | Natural Gas |  |  | N/A | https://www.pjm.com/pjmfiles/pub/planning/project-queues/feas_docs/s60_fea.pdf | Document Posted | https://www.pjm.com/pjmfiles/pub/planning/project-queues/impact_studies/s60_imp.pdf | Document Posted |  | Withdrawn |  | Withdrawn | N/A |  | Withdrawn | N/A | N/A |  | 6/27/2007 | N/A | N/A |  | 5/8/2012 | Customer Milestone Not Met | 6/1/2008 |  |  | N | No
S61 | Tosco 230kV | Tosco #6 | NJ | Union | In Service | PSEG | 180 | 20 | 20 | 20 | Capacity | Generation Interconnection | Natural Gas |  |  | N/A | https://www.pjm.com/pjmfiles/pub/planning/project-queues/feas_docs/s61_fea.pdf | Document Posted | https://www.pjm.com/pjmfiles/pub/planning/project-queues/impact_studies/s61_imp.pdf | Document Posted |  | Not Required | https://www.pjm.com/pjmfiles/pub/planning/project-queues/isa/s61_isa.pdf | Document Posted | N/A |  | Not Required | N/A | N/A |  | 6/27/2007 | N/A | N/A |  |  |  | 10/11/2011 | 10/11/2011 | 10/11/2011 | N | No
S62 | LaSalle-Braidwood 345kV |  | IL | Lasalle | Withdrawn | ComEd | 500 | 500 | 100 |  | Capacity | Generation Interconnection | Wind |  |  | N/A | https://www.pjm.com/pjmfiles/pub/planning/project-queues/feas_docs/s62_fea.pdf | Document Posted | https://www.pjm.com/pjmfiles/pub/planning/project-queues/impact_studies/s62_imp.pdf | Document Posted |  | Withdrawn | N/A |  | N/A |  |  | N/A | N/A |  | 7/3/2007 | N/A | N/A |  | 8/11/2014 | Customer Initiated Withdrawal | 12/31/2016 | 12/31/2016 |  | N | No
S63 | Tait 69kV | Tait Generating Station | OH | Montgomery | In Service | Dayton | 376 | 13 | 13 | 13 | Capacity | Generation Interconnection | Natural Gas |  |  | N/A | https://www.pjm.com/pjmfiles/pub/planning/project-queues/feas_docs/s63_fea.pdf | Document Posted | https://www.pjm.com/pjmfiles/pub/planning/project-queues/impact_studies/s63_imp.pdf | Document Posted |  | Not Required | https://www.pjm.com/pjmfiles/pub/planning/project-queues/isa/s63_isa.pdf | Document Posted | N/A |  | Not Required | N/A | N/A |  | 7/5/2007 | N/A | N/A |  |  |  | 6/29/2007 |  | 10/5/2007 | N | No
S64 | York Inc. 115kV |  | PA | York | Withdrawn | ME | 18 | 18 | 18 |  | Capacity | Generation Interconnection | Biomass |  |  | N/A | https://www.pjm.com/pjmfiles/pub/planning/project-queues/feas_docs/s64_fea.pdf | Document Posted | https://www.pjm.com/pjmfiles/pub/planning/project-queues/impact_studies/s64_imp.pdf | Document Posted | https://www.pjm.com/pjmfiles/pub/planning/project-queues/facilities/s64_fac.pdf | Document Posted |  | Withdrawn | N/A |  | Withdrawn | N/A | N/A |  | 7/6/2007 | N/A | N/A |  | 5/31/2013 | Customer Initiated Withdrawal | 1/1/2011 |  |  | N | No
S65 | Cambria |  | PA | Cambria | Withdrawn | PENELEC | 85 | 85 | 17 |  | Capacity | Generation Interconnection | Wind |  |  | N/A | https://www.pjm.com/pjmfiles/pub/planning/project-queues/feas_docs/s65_fea.pdf | Document Posted |  | Withdrawn |  |  | N/A |  | N/A |  |  | N/A | N/A |  | 7/19/2007 | N/A | N/A |  | 12/30/2008 | Customer Initiated Withdrawal | 12/31/2010 |  |  | N | No
S66 | Downing Avenue 115kV |  | PA | Erie | Withdrawn | PENELEC | 96 | 96 | 96 |  | Capacity | Generation Interconnection | Other |  |  | N/A | https://www.pjm.com/pjmfiles/pub/planning/project-queues/feas_docs/s66_fea.pdf | Document Posted | https://www.pjm.com/pjmfiles/pub/planning/project-queues/impact_studies/s66_imp.pdf | Document Posted |  | Withdrawn | N/A |  | N/A |  |  | N/A | N/A |  | 7/20/2007 | N/A | N/A |  | 8/28/2008 | Customer Milestone Not Met | 4/1/2009 |  |  | N | No
S67 | Gould St. | Gould Street | MD | Baltimore City | Deactivated | BGE | 106 | 101 | 101 | 99.4 | Capacity | Generation Interconnection | Natural Gas |  |  | N/A | https://www.pjm.com/pjmfiles/pub/planning/project-queues/feas_docs/s67_fea.pdf | Document Posted | https://www.pjm.com/pjmfiles/pub/planning/project-queues/impact_studies/s67_imp.pdf | Document Posted |  | Not Required | https://www.pjm.com/pjmfiles/pub/planning/project-queues/isa/s67_isa.pdf | Document Posted | N/A | https://www.pjm.com/pjmfiles/pub/planning/project-queues/csa/s67_csa.pdf | Document Posted | N/A | N/A |  | 7/26/2007 | N/A | N/A |  |  |  | 5/30/2008 | 5/30/2008 | 6/1/2008 | N | No
S70 | Eureka 138kV | Willow Island Hydro Generation Project | WV | Wetzel | In Service | APS | 36.4 | 36.4 | 36.4 | 36.4 | Capacity | Generation Interconnection | Hydro |  |  | N/A | https://www.pjm.com/pjmfiles/pub/planning/project-queues/feas_docs/s70_fea.pdf | Document Posted | https://www.pjm.com/pjmfiles/pub/planning/project-queues/impact_studies/s70_imp.pdf | Document Posted |  | Not Required | https://www.pjm.com/pjmfiles/pub/planning/project-queues/isa/s70_isa.pdf | Document Posted | N/A | https://www.pjm.com/pjmfiles/pub/planning/project-queues/csa/s70_csa.pdf | Document Posted | N/A | N/A |  | 7/27/2007 | N/A | N/A |  |  |  | 7/31/2015 | 7/31/2015 | 11/15/2015 | N | No
S71 | Bluff Point 138kV | Bluff Point | IN | Jay | In Service | AEP | 120 | 120 | 24 | 120 | Capacity | Generation Interconnection | Wind |  |  | N/A | https://www.pjm.com/pjmfiles/pub/planning/project-queues/feas_docs/s71_fea.pdf | Document Posted | https://www.pjm.com/pjmfiles/pub/planning/project-queues/impact_studies/s71_imp.pdf | Document Posted | https://www.pjm.com/pjmfiles/pub/planning/project-queues/facilities/s71_fac.pdf | Document Posted | https://www.pjm.com/pjmfiles/pub/planning/project-queues/isa/s71_isa.pdf | Document Posted | N/A | https://www.pjm.com/pjmfiles/pub/planning/project-queues/csa/s71_csa.pdf | Document Posted | N/A | N/A |  | 7/30/2007 | N/A | N/A |  |  |  | 12/31/2017 | 12/31/2017 | 9/15/2017 | N | No
S72 | Convoy-East Lima 345kV | Dog Creek Wind Farm | IN | Allen | Withdrawn | AEP | 240 | 240 | 48 |  | Capacity | Generation Interconnection | Wind |  |  | N/A | https://www.pjm.com/pjmfiles/pub/planning/project-queues/feas_docs/s72_fea.pdf | Document Posted | https://www.pjm.com/pjmfiles/pub/planning/project-queues/impact_studies/s72_imp.pdf | Document Posted | https://www.pjm.com/pjmfiles/pub/planning/project-queues/facilities/s72_fac.pdf | Document Posted | https://www.pjm.com/pjmfiles/pub/planning/project-queues/isa/s72_isa.pdf | Document Posted | N/A | https://www.pjm.com/pjmfiles/pub/planning/project-queues/csa/s72_csa.pdf | Document Posted | N/A | N/A |  | 7/30/2007 | N/A | N/A |  | 12/7/2015 | Customer Initiated Withdrawal | 12/31/2016 | 12/31/2016 |  | N | No
S73 | Lincoln-North Delphos |  | IN | Allen | Withdrawn | AEP | 200 | 200 | 40 |  | Capacity | Generation Interconnection | Wind |  |  | N/A | https://www.pjm.com/pjmfiles/pub/planning/project-queues/feas_docs/s73_fea.pdf | Document Posted | https://www.pjm.com/pjmfiles/pub/planning/project-queues/impact_studies/s73_imp.pdf | Document Posted | https://www.pjm.com/pjmfiles/pub/planning/project-queues/facilities/s73_fac.pdf | Document Posted |  | Withdrawn | N/A |  | Withdrawn | N/A | N/A |  | 7/30/2007 | N/A | N/A |  | 1/7/2014 | Customer Milestone Not Met | 12/31/2013 | 12/31/2013 |  | N | No
S74 | Mount Storm 500kV | Mount Storm Unit 2 | WV | Grant | In Service | Dominion | 585 | 38 | 25 | 38 | Capacity | Generation Interconnection | Coal |  |  | N/A | https://www.pjm.com/pjmfiles/pub/planning/project-queues/feas_docs/s74_fea.pdf | Document Posted | https://www.pjm.com/pjmfiles/pub/planning/project-queues/impact_studies/s74_imp.pdf | Document Posted |  | Not Required | https://www.pjm.com/pjmfiles/pub/planning/project-queues/isa/s74_isa.pdf | Document Posted | N/A |  | Not Required | N/A | N/A |  | 7/31/2007 | N/A | N/A |  |  |  | 6/1/2011 | 6/1/2011 | 6/1/2011 | N | No
S75 | Mount Storm 500kV | Mount Storm Unit 3 | WV | Grant | Withdrawn | Dominion | 574 | 29 | 29 |  | Capacity | Generation Interconnection | Coal |  |  | N/A | https://www.pjm.com/pjmfiles/pub/planning/project-queues/feas_docs/s75_fea.pdf | Document Posted | https://www.pjm.com/pjmfiles/pub/planning/project-queues/impact_studies/s75_imp.pdf | Document Posted |  | Not Required | https://www.pjm.com/pjmfiles/pub/planning/project-queues/isa/s75_isa.pdf | Document Posted | N/A |  | Not Required | N/A | N/A |  | 7/31/2007 | N/A | N/A |  | 7/12/2012 | Queue Not Required | 6/1/2012 | 6/1/2012 |  | N | No
S76 | Mount Storm 500kV | Mount Storm Unit 1 | WV | Grant | In Service | Dominion | 585 | 38 | 25 | 38 | Capacity | Generation Interconnection | Coal |  |  | N/A | https://www.pjm.com/pjmfiles/pub/planning/project-queues/feas_docs/s76_fea.pdf | Document Posted | https://www.pjm.com/pjmfiles/pub/planning/project-queues/impact_studies/s76_imp.pdf | Document Posted |  | Not Required | https://www.pjm.com/pjmfiles/pub/planning/project-queues/isa/s76_isa.pdf | Document Posted | N/A |  | Not Required | N/A | N/A |  | 7/31/2007 | N/A | N/A |  |  |  | 6/1/2013 | 6/1/2013 | 6/6/2013 | N | No
S77 | Clover 230kV |  | VA | Halifax | Withdrawn | Dominion | 450 | 16 | 16 |  | Capacity | Generation Interconnection | Coal |  |  | N/A | https://www.pjm.com/pjmfiles/pub/planning/project-queues/feas_docs/s77_fea.pdf | Document Posted |  | Withdrawn |  |  | N/A |  | N/A |  |  | N/A | N/A |  | 7/31/2007 | N/A | N/A |  | 12/4/2008 | Customer Initiated Withdrawal | 11/1/2011 |  |  | N | No
S78 | Clover 230kV |  | VA | Halifax | Withdrawn | Dominion | 450 | 19 | 19 |  | Capacity | Generation Interconnection | Coal |  |  | N/A | https://www.pjm.com/pjmfiles/pub/planning/project-queues/feas_docs/s78_fea.pdf | Document Posted |  | Withdrawn |  |  | N/A |  | N/A |  |  | N/A | N/A |  | 7/31/2007 | N/A | N/A |  | 12/4/2008 | Customer Initiated Withdrawal | 4/1/2012 |  |  | N | No
S79 | Chesterfield 230kV | Chesterfield Unit #6 | VA | Chesterfield | In Service | Dominion | 691 | 27 | 27 | 27 | Capacity | Generation Interconnection | Coal |  |  | N/A | https://www.pjm.com/pjmfiles/pub/planning/project-queues/feas_docs/s79_fea.pdf | Document Posted | https://www.pjm.com/pjmfiles/pub/planning/project-queues/impact_studies/s79_imp.pdf | Document Posted |  | Not Required | https://www.pjm.com/pjmfiles/pub/planning/project-queues/isa/s79_isa.pdf | Document Posted | N/A |  | Not Required | N/A | N/A |  | 7/31/2007 | N/A | N/A |  |  |  | 12/1/2010 | 12/1/2010 | 12/1/2010 | N | No
S80 | Chesterfield 230kV | Chesterfield Unit #5 | VA | Chesterfield | In Service | Dominion | 356 | 20 | 20 | 20 | Capacity | Generation Interconnection | Coal |  |  | N/A | https://www.pjm.com/pjmfiles/pub/planning/project-queues/feas_docs/s80_fea.pdf | Document Posted | https://www.pjm.com/pjmfiles/pub/planning/project-queues/impact_studies/s80_imp.pdf | Document Posted |  | Not Required | https://www.pjm.com/pjmfiles/pub/planning/project-queues/isa/s80_isa.pdf | Document Posted | N/A |  | Not Required | N/A | N/A |  | 7/31/2007 | N/A | N/A |  |  |  | 6/1/2011 | 6/1/2011 | 6/1/2011 | N | No
S81 | Basin 230kV | Bellemeade | VA | City of Richmond | Deactivated | Dominion | 306 | 22 | 22 | 22 | Capacity | Generation Interconnection | Natural Gas |  |  | N/A | https://www.pjm.com/pjmfiles/pub/planning/project-queues/feas_docs/s81_fea.pdf | Document Posted | https://www.pjm.com/pjmfiles/pub/planning/project-queues/impact_studies/s81_imp.pdf | Document Posted |  | Not Required | https://www.pjm.com/pjmfiles/pub/planning/project-queues/isa/s81_isa.pdf | Document Posted | N/A |  | Not Required | N/A | N/A |  | 7/31/2007 | N/A | N/A |  |  |  | 4/27/2010 | 4/27/2010 | 4/27/2010 | N | No
S82 | Surry 230kV | Gravel Neck Gas Turbine #3 | VA | Surry | In Service | Dominion | 92 | 19 | 19 | 19 | Capacity | Generation Interconnection | Natural Gas |  |  | N/A | https://www.pjm.com/pjmfiles/pub/planning/project-queues/feas_docs/s82_fea.pdf | Document Posted | https://www.pjm.com/pjmfiles/pub/planning/project-queues/impact_studies/s82_imp.pdf | Document Posted |  | Not Required | https://www.pjm.com/pjmfiles/pub/planning/project-queues/isa/s82_isa.pdf | Document Posted | N/A | https://www.pjm.com/pjmfiles/pub/planning/project-queues/csa/s82_csa.pdf | Document Posted | N/A | N/A |  | 7/31/2007 | N/A | N/A |  |  |  | 5/6/2010 | 5/6/2010 | 5/6/2010 | N | No
S83 | Surry 230kV | Gravel Neck Gas Turbine #4 | VA | Surry | In Service | Dominion | 92 | 19 | 19 | 19 | Capacity | Generation Interconnection | Natural Gas |  |  | N/A | https://www.pjm.com/pjmfiles/pub/planning/project-queues/feas_docs/s83_fea.pdf | Document Posted | https://www.pjm.com/pjmfiles/pub/planning/project-queues/impact_studies/s83_imp.pdf | Document Posted |  | Not Required | https://www.pjm.com/pjmfiles/pub/planning/project-queues/isa/s83_isa.pdf | Document Posted | N/A | https://www.pjm.com/pjmfiles/pub/planning/project-queues/csa/s83_csa.pdf | Document Posted | N/A | N/A |  | 7/31/2007 | N/A | N/A |  |  |  | 5/6/2010 | 5/6/2010 | 5/6/2010 | N | No
S84 | Surry 230kV | Gravel Neck Gas Turbine #5 | VA | Surry | In Service | Dominion | 92 | 19 | 19 | 19 | Capacity | Generation Interconnection | Natural Gas |  |  | N/A | https://www.pjm.com/pjmfiles/pub/planning/project-queues/feas_docs/s84_fea.pdf | Document Posted | https://www.pjm.com/pjmfiles/pub/planning/project-queues/impact_studies/s84_imp.pdf | Document Posted |  | Not Required | https://www.pjm.com/pjmfiles/pub/planning/project-queues/isa/s84_isa.pdf | Document Posted | N/A | https://www.pjm.com/pjmfiles/pub/planning/project-queues/csa/s84_csa.pdf | Document Posted | N/A | N/A |  | 7/31/2007 | N/A | N/A |  |  |  | 5/6/2010 | 5/6/2010 | 5/6/2010 | N | No
S85 | Surry 230kV | Gravel Neck Gas Turbine #6 | VA | Surry | In Service | Dominion | 92 | 19 | 19 | 19 | Capacity | Generation Interconnection | Natural Gas |  |  | N/A | https://www.pjm.com/pjmfiles/pub/planning/project-queues/feas_docs/s85_fea.pdf | Document Posted | https://www.pjm.com/pjmfiles/pub/planning/project-queues/impact_studies/s85_imp.pdf | Document Posted |  | Not Required | https://www.pjm.com/pjmfiles/pub/planning/project-queues/isa/s85_isa.pdf | Document Posted | N/A | https://www.pjm.com/pjmfiles/pub/planning/project-queues/csa/s85_csa.pdf | Document Posted | N/A | N/A |  | 7/31/2007 | N/A | N/A |  |  |  | 5/6/2010 | 5/6/2010 | 5/6/2010 | N | No
S86 | Darbytown 230kV | Darbytown GT1 | VA | Henrico | In Service | Dominion | 92 | 20 | 20 | 20 | Capacity | Generation Interconnection | Natural Gas |  |  | N/A | https://www.pjm.com/pjmfiles/pub/planning/project-queues/feas_docs/s86_fea.pdf | Document Posted | https://www.pjm.com/pjmfiles/pub/planning/project-queues/impact_studies/s86_imp.pdf | Document Posted |  | Not Required | https://www.pjm.com/pjmfiles/pub/planning/project-queues/isa/s86_isa.pdf | Document Posted | N/A |  | Not Required | N/A | N/A |  | 7/31/2007 | N/A | N/A |  |  |  | 6/1/2008 | 6/1/2008 | 6/1/2008 | N | No
S87 | Darbytown 230kV | Darbytown GT2 | VA | Henrico | In Service | Dominion | 92 | 20 | 20 | 20 | Capacity | Generation Interconnection | Natural Gas |  |  | N/A | https://www.pjm.com/pjmfiles/pub/planning/project-queues/feas_docs/s87_fea.pdf | Document Posted | https://www.pjm.com/pjmfiles/pub/planning/project-queues/impact_studies/s87_imp.pdf | Document Posted |  | Not Required | https://www.pjm.com/pjmfiles/pub/planning/project-queues/isa/s87_isa.pdf | Document Posted | N/A |  | Not Required | N/A | N/A |  | 7/31/2007 | N/A | N/A |  |  |  | 6/1/2008 | 6/1/2008 | 6/1/2008 | N | No
S88 | Darbytown 230kV | Darbytown GT3 | VA | Henrico | In Service | Dominion | 92 | 20 | 20 | 20 | Capacity | Generation Interconnection | Natural Gas |  |  | N/A | https://www.pjm.com/pjmfiles/pub/planning/project-queues/feas_docs/s88_fea.pdf | Document Posted | https://www.pjm.com/pjmfiles/pub/planning/project-queues/impact_studies/s88_imp.pdf | Document Posted |  | Not Required | https://www.pjm.com/pjmfiles/pub/planning/project-queues/isa/s88_isa.pdf | Document Posted | N/A |  | Not Required | N/A | N/A |  | 7/31/2007 | N/A | N/A |  |  |  | 6/1/2008 | 6/1/2008 | 6/1/2008 | N | No
S89 | Darbytown 230kV | Darbytown GT4 | VA | Henrico | In Service | Dominion | 92 | 20 | 20 | 20 | Capacity | Generation Interconnection | Natural Gas |  |  | N/A | https://www.pjm.com/pjmfiles/pub/planning/project-queues/feas_docs/s89_fea.pdf | Document Posted | https://www.pjm.com/pjmfiles/pub/planning/project-queues/impact_studies/s89_imp.pdf | Document Posted |  | Not Required | https://www.pjm.com/pjmfiles/pub/planning/project-queues/isa/s89_isa.pdf | Document Posted | N/A |  | Not Required | N/A | N/A |  | 7/31/2007 | N/A | N/A |  |  |  | 6/1/2008 | 6/1/2008 | 6/1/2008 | N | No
S90 | Elizabeth River 230kV | Elizabeth River GT1 | VA | City of Chesapeake | In Service | Dominion | 125 | 20 | 20 | 20 | Capacity | Generation Interconnection | Natural Gas |  |  | N/A | https://www.pjm.com/pjmfiles/pub/planning/project-queues/feas_docs/s90_fea.pdf | Document Posted | https://www.pjm.com/pjmfiles/pub/planning/project-queues/impact_studies/s90_imp.pdf | Document Posted |  | Not Required | https://www.pjm.com/pjmfiles/pub/planning/project-queues/isa/s90_isa.pdf | Document Posted | N/A |  | Not Required | N/A | N/A |  | 7/31/2007 | N/A | N/A |  |  |  | 6/1/2008 | 6/1/2008 | 6/1/2008 | N | No
S91 | Elizabeth River 230kV | Elizabeth River GT2 | VA | City of Chesapeake | In Service | Dominion | 125 | 20 | 20 | 20 | Capacity | Generation Interconnection | Natural Gas |  |  | N/A | https://www.pjm.com/pjmfiles/pub/planning/project-queues/feas_docs/s91_fea.pdf | Document Posted | https://www.pjm.com/pjmfiles/pub/planning/project-queues/impact_studies/s91_imp.pdf | Document Posted |  | Not Required | https://www.pjm.com/pjmfiles/pub/planning/project-queues/isa/s91_isa.pdf | Document Posted | N/A |  | Not Required | N/A | N/A |  | 7/31/2007 | N/A | N/A |  |  |  | 6/1/2008 | 6/1/2008 | 6/1/2008 | N | No
S92 | Elizabeth River 230kV | Elizabeth River GT3 | VA | City of Chesapeake | In Service | Dominion | 125 | 20 | 20 | 20 | Capacity | Generation Interconnection | Natural Gas |  |  | N/A | https://www.pjm.com/pjmfiles/pub/planning/project-queues/feas_docs/s92_fea.pdf | Document Posted | https://www.pjm.com/pjmfiles/pub/planning/project-queues/impact_studies/s92_imp.pdf | Document Posted |  | Not Required | https://www.pjm.com/pjmfiles/pub/planning/project-queues/isa/s92_isa.pdf | Document Posted | N/A |  | Not Required | N/A | N/A |  | 7/31/2007 | N/A | N/A |  |  |  | 6/1/2008 | 6/1/2008 | 6/1/2008 | N | No
S93 | Remington 230kV | Remington GT1 | VA | Fauquier | In Service | Dominion | 190 | 15 | 15 | 15 | Capacity | Generation Interconnection | Natural Gas |  |  | N/A | https://www.pjm.com/pjmfiles/pub/planning/project-queues/feas_docs/s93_fea.pdf | Document Posted | https://www.pjm.com/pjmfiles/pub/planning/project-queues/impact_studies/s93_imp.pdf | Document Posted |  | Not Required | https://www.pjm.com/pjmfiles/pub/planning/project-queues/isa/s93_isa.pdf | Document Posted | N/A |  | Not Required | N/A | N/A |  | 7/31/2007 | N/A | N/A |  |  |  | 6/1/2008 | 6/1/2008 | 6/1/2008 | N | No
S94 | Remington 230kV | Remington GT2 | VA | Fauquier | In Service | Dominion | 190 | 15 | 15 | 15 | Capacity | Generation Interconnection | Natural Gas |  |  | N/A | https://www.pjm.com/pjmfiles/pub/planning/project-queues/feas_docs/s94_fea.pdf | Document Posted | https://www.pjm.com/pjmfiles/pub/planning/project-queues/impact_studies/s94_imp.pdf | Document Posted |  | Not Required | https://www.pjm.com/pjmfiles/pub/planning/project-queues/isa/s94_isa.pdf | Document Posted | N/A |  | Not Required | N/A | N/A |  | 7/31/2007 | N/A | N/A |  |  |  | 6/1/2008 | 6/1/2008 | 6/1/2008 | N | No
S95 | Remington 230kV | Remington GT3 | VA | Fauquier | In Service | Dominion | 190 | 15 | 15 | 15 | Capacity | Generation Interconnection | Natural Gas |  |  | N/A | https://www.pjm.com/pjmfiles/pub/planning/project-queues/feas_docs/s95_fea.pdf | Document Posted | https://www.pjm.com/pjmfiles/pub/planning/project-queues/impact_studies/s95_imp.pdf | Document Posted |  | Not Required | https://www.pjm.com/pjmfiles/pub/planning/project-queues/isa/s95_isa.pdf | Document Posted | N/A |  | Not Required | N/A | N/A |  | 7/31/2007 | N/A | N/A |  |  |  | 6/1/2008 | 6/1/2008 | 6/1/2008 | N | No
S96 | Remington 230kV | Remington GT4 | VA | Fauquier | In Service | Dominion | 190 | 15 | 15 | 15 | Capacity | Generation Interconnection | Natural Gas |  |  | N/A | https://www.pjm.com/pjmfiles/pub/planning/project-queues/feas_docs/s96_fea.pdf | Document Posted | https://www.pjm.com/pjmfiles/pub/planning/project-queues/impact_studies/s96_imp.pdf | Document Posted |  | Not Required | https://www.pjm.com/pjmfiles/pub/planning/project-queues/isa/s96_isa.pdf | Document Posted | N/A |  | Not Required | N/A | N/A |  | 7/31/2007 | N/A | N/A |  |  |  | 6/1/2008 | 6/1/2008 | 6/1/2008 | N | No
S97 | South Anna 230kV | South Anna Unit 1 | VA | Orange | Withdrawn | Dominion | 144 | 20 | 20 |  | Capacity | Generation Interconnection | Natural Gas |  |  | N/A | https://www.pjm.com/pjmfiles/pub/planning/project-queues/feas_docs/s97_fea.pdf | Document Posted | https://www.pjm.com/pjmfiles/pub/planning/project-queues/impact_studies/s97_imp.pdf | Document Posted |  | Not Required | https://www.pjm.com/pjmfiles/pub/planning/project-queues/isa/s97_isa.pdf | Document Posted | N/A |  | Not Required | N/A | N/A |  | 7/31/2007 | N/A | N/A |  | 7/12/2012 | Queue Not Required | 6/1/2013 | 6/1/2013 |  | N | No
S98 | South Anna 230kV | South Anna Unit 2 | VA | Orange | Withdrawn | Dominion | 144 | 20 | 20 |  | Capacity | Generation Interconnection | Natural Gas |  |  | N/A | https://www.pjm.com/pjmfiles/pub/planning/project-queues/feas_docs/s98_fea.pdf | Document Posted | https://www.pjm.com/pjmfiles/pub/planning/project-queues/impact_studies/s98_imp.pdf | Document Posted |  | Not Required | https://www.pjm.com/pjmfiles/pub/planning/project-queues/isa/s98_isa.pdf | Document Posted | N/A |  | Not Required | N/A | N/A |  | 7/31/2007 | N/A | N/A |  | 7/12/2012 | Queue Not Required | 6/1/2013 | 6/1/2013 |  | N | No
S99 | Possum Point 230kV |  | VA | Prince William | Withdrawn | Dominion | 806 | 20 | 20 |  | Capacity | Generation Interconnection | Oil |  |  | N/A | https://www.pjm.com/pjmfiles/pub/planning/project-queues/feas_docs/s99_fea.pdf | Document Posted | https://www.pjm.com/pjmfiles/pub/planning/project-queues/impact_studies/s99_imp.pdf | Document Posted |  | Not Required |  | Withdrawn | N/A |  | Not Required | N/A | N/A |  | 7/31/2007 | N/A | N/A |  | 4/3/2009 | Customer Initiated Withdrawal | 5/1/2013 |  |  | N | No
T06 | Yorktown 230kV | Yorktown 3 | VA | York | Withdrawn | Dominion | 838 | 20 | 20 |  | Capacity | Generation Interconnection | Oil |  |  | N/A | https://www.pjm.com/pjmfiles/pub/planning/project-queues/feas_docs/t06_fea.pdf | Document Posted | https://www.pjm.com/pjmfiles/pub/planning/project-queues/impact_studies/t06_imp.pdf | Document Posted |  | Not Required | https://www.pjm.com/pjmfiles/pub/planning/project-queues/isa/t06_isa.pdf | Document Posted | N/A |  |  | N/A | N/A |  | 8/3/2007 | N/A | N/A |  | 7/12/2012 | Queue Not Required | 5/1/2014 |  |  | N | No
T10 | Cranes Corner 34.5KV | Stafford Regional LF | VA | Stafford | In Service | Dominion | 3 | 3 | 3 | 3 | Capacity | Generation Interconnection | Methane |  |  | N/A | https://www.pjm.com/pjmfiles/pub/planning/project-queues/feas_docs/t10_fea.pdf | Document Posted | https://www.pjm.com/pjmfiles/pub/planning/project-queues/impact_studies/t10_imp.pdf | Document Posted |  | Not Required | https://www.pjm.com/pjmfiles/pub/planning/project-queues/isa/t10_isa.pdf | Document Posted | N/A |  | Not Required | N/A | N/A | 2/3/2009 | 8/15/2007 | N/A | N/A | 2/6/2009 |  |  | 6/1/2008 | 6/1/2008 | 6/1/2008 | N | No
T100 | Grover-East Towanda 230 kV |  | PA | Bradford | Withdrawn | PENELEC | 200 | 200 | 40 |  | Capacity | Generation Interconnection | Wind |  |  | N/A | https://www.pjm.com/pjmfiles/pub/planning/project-queues/feas_docs/t100_fea.pdf | Document Posted |  | Withdrawn |  |  | N/A |  | N/A |  |  | N/A | N/A |  | 11/12/2007 | N/A | N/A |  | 10/15/2008 | Customer Initiated Withdrawal | 9/30/2009 |  |  | N | No
T101 | Glassrock 69kV |  | OH | Perry | Withdrawn | AEP | 6.4 | 6.4 | 6.4 |  | Capacity | Generation Interconnection | Methane |  |  | N/A | https://www.pjm.com/pjmfiles/pub/planning/project-queues/feas_docs/t101_fea.pdf | Document Posted | https://www.pjm.com/pjmfiles/pub/planning/project-queues/impact_studies/t101_imp.pdf | Document Posted |  | Withdrawn | N/A |  | N/A |  |  | N/A | N/A |  | 11/12/2007 | N/A | N/A |  | 5/21/2008 |  | 11/1/2008 |  |  | N | No
T102 | Sunbury 69kV | Sunbury #1 | PA | Snyder | In Service | PPL | 160 | 10 | 10 | 10 | Capacity | Generation Interconnection | Coal |  |  | N/A | https://www.pjm.com/pjmfiles/pub/planning/project-queues/feas_docs/t102_fea.pdf | Document Posted | https://www.pjm.com/pjmfiles/pub/planning/project-queues/impact_studies/t102_imp.pdf | Document Posted |  | Not Required | https://www.pjm.com/pjmfiles/pub/planning/project-queues/isa/t102_isa.pdf | Document Posted | N/A |  | Not Required | N/A | N/A |  | 11/13/2007 | N/A | N/A |  |  |  | 10/30/2007 |  | 9/2/2008 | N | No
T103 | Sunbury 69kV | Sunbury #1 | PA | Snyder | In Service | PPL | 160 | 10 | 10 | 10 | Capacity | Generation Interconnection | Coal |  |  | N/A | https://www.pjm.com/pjmfiles/pub/planning/project-queues/feas_docs/t103_fea.pdf | Document Posted | https://www.pjm.com/pjmfiles/pub/planning/project-queues/impact_studies/t103_imp.pdf | Document Posted |  | Not Required | https://www.pjm.com/pjmfiles/pub/planning/project-queues/isa/t103_isa.pdf | Document Posted | N/A |  | Not Required | N/A | N/A |  | 11/13/2007 | N/A | N/A |  |  |  | 10/30/2007 |  | 9/2/2008 | N | No
T104 | Gosport 115kV | SPSA Navy Power Plant | VA | City of Portsmouth | Deactivated | Dominion | 50 | 20 |  | 20 | Energy | Generation Interconnection | Other |  |  | N/A | https://www.pjm.com/pjmfiles/pub/planning/project-queues/feas_docs/t104_fea.pdf | Document Posted | https://www.pjm.com/pjmfiles/pub/planning/project-queues/impact_studies/t104_imp.pdf | Document Posted |  | Not Required | https://www.pjm.com/pjmfiles/pub/planning/project-queues/isa/t104_isa.pdf | Document Posted | N/A |  | Not Required | N/A | N/A |  | 11/15/2007 | N/A | N/A |  |  |  | 4/1/2008 |  | 4/1/2008 | N | No
T105 | Pontiac Midpoint-Wilton Center 350 MW |  | IL | Livingston | Withdrawn | ComEd | 350 | 350 | 70 |  | Capacity | Generation Interconnection | Wind |  |  | N/A | https://www.pjm.com/pjmfiles/pub/planning/project-queues/feas_docs/t105_fea.pdf | Document Posted | https://www.pjm.com/pjmfiles/pub/planning/project-queues/impact_studies/t105_imp.pdf | Document Posted |  | Withdrawn | N/A |  | N/A |  |  | N/A | N/A |  | 11/20/2007 | N/A | N/A |  | 12/20/2012 | Customer Initiated Withdrawal | 12/31/2012 | 12/31/2012 |  | N | No
T106 | Lee County |  | IL | Bureau | Withdrawn | ComEd | 140 | 140 | 28 |  | Capacity | Generation Interconnection | Wind |  |  | N/A | https://www.pjm.com/pjmfiles/pub/planning/project-queues/feas_docs/t106_fea.pdf | Document Posted |  | Withdrawn |  |  | N/A |  | N/A |  |  | N/A | N/A |  | 11/21/2007 | N/A | N/A |  | 4/27/2010 | Customer Milestone Not Met | 12/31/2008 |  |  | N | No
T107 | Essex 230kV | Newark Energy Center | NJ | Essex | In Service | PSEG | 675 | 625 | 625 | 625 | Capacity | Generation Interconnection | Natural Gas |  |  | N/A | https://www.pjm.com/pjmfiles/pub/planning/project-queues/feas_docs/t107_fea.pdf | Document Posted | https://www.pjm.com/pjmfiles/pub/planning/project-queues/impact_studies/t107_imp.pdf | Document Posted | https://www.pjm.com/pjmfiles/pub/planning/project-queues/facilities/t107_fac.pdf | Document Posted | https://www.pjm.com/pjmfiles/pub/planning/project-queues/isa/t107_isa.pdf | Document Posted | N/A | https://www.pjm.com/pjmfiles/pub/planning/project-queues/csa/t107_csa.pdf | Document Posted | N/A | N/A | 7/15/2014 | 11/21/2007 | N/A | N/A |  |  |  | 3/31/2016 | 3/31/2016 | 6/29/2015 | N | No
T108 | Archbald 69kV | Archbald Generating Station | PA | Lackawanna | In Service | PPL | 9.2 | 9.2 | 9.2 | 9.2 | Capacity | Generation Interconnection | Methane |  |  | N/A | https://www.pjm.com/pjmfiles/pub/planning/project-queues/feas_docs/t108_fea.pdf | Document Posted | https://www.pjm.com/pjmfiles/pub/planning/project-queues/impact_studies/t108_imp.pdf | Document Posted |  | Not Required | https://www.pjm.com/pjmfiles/pub/planning/project-queues/isa/t108_isa.pdf | Document Posted | N/A | https://www.pjm.com/pjmfiles/pub/planning/project-queues/csa/t108_csa.pdf | Document Posted | N/A | N/A |  | 11/29/2007 | N/A | N/A | 11/13/2009 |  |  | 1/25/2010 | 1/25/2010 | 1/25/2010 | N | No
T109 | Keystone 500kV | Keystone Generating Station | PA | Indiana | In Service | PENELEC | 918 | 20 | 20 | 20 | Capacity | Generation Interconnection | Coal |  |  | N/A | https://www.pjm.com/pjmfiles/pub/planning/project-queues/feas_docs/t109_fea.pdf | Document Posted | https://www.pjm.com/pjmfiles/pub/planning/project-queues/impact_studies/t109_imp.pdf | Document Posted |  | Not Required | https://www.pjm.com/pjmfiles/pub/planning/project-queues/isa/t109_isa.pdf | Document Posted | N/A |  | Not Required | N/A | N/A |  | 12/3/2007 | N/A | N/A |  |  |  | 8/23/2010 | 8/23/2010 | 8/23/2010 | N | No
T11 | Laurel-Sussex 69kV | Southern LF Units 1-5 | DE | Sussex | In Service | DPL | 5 | 5 | 5 | 5 | Capacity | Generation Interconnection | Methane |  |  | N/A | https://www.pjm.com/pjmfiles/pub/planning/project-queues/feas_docs/t11_fea.pdf | Document Posted | https://www.pjm.com/pjmfiles/pub/planning/project-queues/impact_studies/t11_imp.pdf | Document Posted |  | Not Required | https://www.pjm.com/pjmfiles/pub/planning/project-queues/isa/t11_isa.pdf | Document Posted | N/A |  | Not Required | N/A | N/A |  | 8/15/2007 | N/A | N/A |  |  |  | 5/21/2010 | 5/21/2010 | 5/21/2010 | N | No
T110 | Keystone 500kV | Keystone Generating Station | PA | Indiana | In Service | PENELEC | 916 | 20 | 20 | 20 | Capacity | Generation Interconnection | Coal |  |  | N/A | https://www.pjm.com/pjmfiles/pub/planning/project-queues/feas_docs/t110_fea.pdf | Document Posted | https://www.pjm.com/pjmfiles/pub/planning/project-queues/impact_studies/t110_imp.pdf | Document Posted |  | Not Required | https://www.pjm.com/pjmfiles/pub/planning/project-queues/isa/t110_isa.pdf | Document Posted | N/A |  | Not Required | N/A | N/A |  | 12/3/2007 | N/A | N/A |  |  |  | 8/23/2010 | 8/23/2010 | 8/23/2010 | N | No
T111 | Buchanan Hydro-Niles 69kV | Southeast Berrien LF | MI | Berrien | In Service | AEP | 6.4 | 6.4 | 6.4 | 4.8 | Capacity | Generation Interconnection | Methane |  |  | N/A | https://www.pjm.com/pjmfiles/pub/planning/project-queues/feas_docs/t111_fea.pdf | Document Posted | https://www.pjm.com/pjmfiles/pub/planning/project-queues/impact_studies/t111_imp.pdf | Document Posted |  | Not Required | https://www.pjm.com/pjmfiles/pub/planning/project-queues/isa/t111_isa.pdf | Document Posted | N/A | https://www.pjm.com/pjmfiles/pub/planning/project-queues/csa/t111_csa.pdf | Document Posted | N/A | N/A |  | 12/12/2007 | N/A | N/A |  |  |  | 5/29/2009 | 5/29/2009 | 5/29/2009 | N | No
T113 | Richmond 230kV |  | PA | Philadelphia | Withdrawn | PECO | 132 | 16 | 16 |  | Capacity | Generation Interconnection | Oil |  |  | N/A | https://www.pjm.com/pjmfiles/pub/planning/project-queues/feas_docs/t113_fea.pdf | Document Posted | https://www.pjm.com/pjmfiles/pub/planning/project-queues/impact_studies/t113_imp.pdf | Document Posted |  | Not Required |  | Withdrawn | N/A |  |  | N/A | N/A |  | 12/14/2007 | N/A | N/A |  | 11/10/2008 | Customer Initiated Withdrawal | 5/31/2010 |  |  | N | No
T114 | Croydon 230kV |  | PA | Bucks | Withdrawn | PECO | 600 | 32.5 | 32.5 |  | Capacity | Generation Interconnection | Oil |  |  | N/A | https://www.pjm.com/pjmfiles/pub/planning/project-queues/feas_docs/t114_fea.pdf | Document Posted |  | Withdrawn |  |  | N/A |  | N/A |  |  | N/A | N/A |  | 12/14/2007 | N/A | N/A |  | 2/20/2008 | Customer Milestone Not Met | 5/31/2010 |  |  | N | No
T115 | Croydon 230kV |  | PA | Bucks | Withdrawn | PECO | 600 | 32.5 | 32.5 |  | Capacity | Generation Interconnection | Oil |  |  | N/A | https://www.pjm.com/pjmfiles/pub/planning/project-queues/feas_docs/t115_fea.pdf | Document Posted |  | Withdrawn |  |  | N/A |  | N/A |  |  | N/A | N/A |  | 12/14/2007 | N/A | N/A |  | 2/20/2008 | Customer Milestone Not Met | 5/31/2010 |  |  | N | No
T116 | LaSalle 1 |  | IL | Lasalle | Withdrawn | ComEd | 1151 | 18 | 18 |  | Capacity | Generation Interconnection | Nuclear |  |  | N/A | https://www.pjm.com/pjmfiles/pub/planning/project-queues/feas_docs/t116_fea.pdf | Document Posted |  | Withdrawn |  |  | N/A |  | N/A |  |  | N/A | N/A |  | 12/17/2007 | N/A | N/A |  | 3/19/2010 | Customer Milestone Not Met | 3/1/2008 |  |  | N | No
T117 | Hunlock Creek 69kV | Hunlock Creek | PA | Luzerne | In Service | UGI | 126 | 126 | 126 | 126 | Capacity | Generation Interconnection | Natural Gas |  |  | N/A | https://www.pjm.com/pjmfiles/pub/planning/project-queues/feas_docs/t117_fea.pdf | Document Posted | https://www.pjm.com/pjmfiles/pub/planning/project-queues/impact_studies/t117_imp.pdf | Document Posted |  | Not Required | https://www.pjm.com/pjmfiles/pub/planning/project-queues/isa/t117_isa.pdf | Document Posted | N/A | https://www.pjm.com/pjmfiles/pub/planning/project-queues/csa/t117_csa.pdf | Document Posted | N/A | N/A |  | 12/17/2007 | N/A | N/A |  |  |  | 6/30/2011 | 6/30/2011 | 1/31/2011 | N | No
T118 | Linwood 230kV | Phillips Island CT1, CT2, CT3, CT4 | PA | Delaware | In Service | PECO | 840 | 10 | 10 | 10 | Capacity | Generation Interconnection | Natural Gas |  |  | N/A | https://www.pjm.com/pjmfiles/pub/planning/project-queues/feas_docs/t118_fea.pdf | Document Posted | https://www.pjm.com/pjmfiles/pub/planning/project-queues/impact_studies/t118_imp.pdf | Document Posted |  | Not Required | https://www.pjm.com/pjmfiles/pub/planning/project-queues/isa/t118_isa.pdf | Document Posted | N/A |  | Not Required | N/A | N/A |  | 12/19/2007 | N/A | N/A |  |  |  | 9/30/2009 | 9/30/2009 | 9/30/2009 | N | No
T119 | Metuchen 230kV |  | NJ | Middlesex | Withdrawn | PSEG | 600 | 600 | 600 |  | Capacity | Generation Interconnection | Natural Gas |  |  | N/A | https://www.pjm.com/pjmfiles/pub/planning/project-queues/feas_docs/t119_fea.pdf | Document Posted | https://www.pjm.com/pjmfiles/pub/planning/project-queues/impact_studies/t119_imp.pdf | Document Posted |  | Withdrawn | N/A |  | N/A |  |  | N/A | N/A |  | 12/20/2007 | N/A | N/A |  | 12/21/2009 | Customer Milestone Not Met | 1/1/2011 |  |  | N | No
T12 | Kent-Harrington 69kV | Central LF Units 1-4 | DE | Kent | In Service | DPL | 4.25 | 4 | 4 | 3 | Capacity | Generation Interconnection | Methane |  |  | N/A | https://www.pjm.com/pjmfiles/pub/planning/project-queues/feas_docs/t12_fea.pdf | Document Posted | https://www.pjm.com/pjmfiles/pub/planning/project-queues/impact_studies/t12_imp.pdf | Document Posted |  | Not Required | https://www.pjm.com/pjmfiles/pub/planning/project-queues/isa/t12_isa.pdf | Document Posted | N/A |  | Not Required | N/A | N/A |  | 8/15/2007 | N/A | N/A |  |  |  | 8/14/2007 |  | 10/1/2007 | N | No
T120 | Kankakee #3 138kV |  | IL | Iroquois | Withdrawn | ComEd | 250 | 250 | 50 |  | Capacity | Generation Interconnection | Wind |  |  | N/A | https://www.pjm.com/pjmfiles/pub/planning/project-queues/feas_docs/t120_fea.pdf | Document Posted |  | Withdrawn |  |  | N/A |  | N/A |  |  | N/A | N/A |  | 12/28/2007 | N/A | N/A |  | 6/30/2010 | Customer Initiated Withdrawal | 12/31/2012 | 12/31/2012 |  | N | No
T121 | Potter-Gold 115kV | Potter Wind Farm | PA | Potter | Withdrawn | PENELEC | 75 | 75 | 15 |  | Capacity | Generation Interconnection | Wind |  |  | N/A | https://www.pjm.com/pjmfiles/pub/planning/project-queues/feas_docs/t121_fea.pdf | Document Posted | https://www.pjm.com/pjmfiles/pub/planning/project-queues/impact_studies/t121_imp.pdf | Document Posted | https://www.pjm.com/pjmfiles/pub/planning/project-queues/facilities/t121_fac.pdf | Document Posted | https://www.pjm.com/pjmfiles/pub/planning/project-queues/isa/t121_isa.pdf | Document Posted | N/A | https://www.pjm.com/pjmfiles/pub/planning/project-queues/csa/t121_csa.pdf | Document Posted | N/A | N/A |  | 12/28/2007 | N/A | N/A |  | 2/22/2016 | Customer Initiated Withdrawal | 12/31/2017 | 12/31/2017 |  | N | No
T122 | Ocean Bay 138kV |  | MD | Worcester | Withdrawn | DPL | 600 | 600 | 120 |  | Capacity | Generation Interconnection | Offshore Wind |  |  | N/A | https://www.pjm.com/pjmfiles/pub/planning/project-queues/feas_docs/t122_fea.pdf | Document Posted | https://www.pjm.com/pjmfiles/pub/planning/project-queues/impact_studies/t122_imp.pdf | Document Posted |  | Withdrawn | N/A |  | N/A |  |  | N/A | N/A |  | 12/28/2007 | N/A | N/A |  | 7/30/2009 | Customer Initiated Withdrawal | 6/1/2015 |  |  | N | No
T123 | Mickleton 230kV |  | NJ | Gloucester | Withdrawn | AEC | 440 | 440 | 440 |  | Capacity | Generation Interconnection | Natural Gas |  |  | N/A | https://www.pjm.com/pjmfiles/pub/planning/project-queues/feas_docs/t123_fea.pdf | Document Posted |  | Withdrawn |  |  | N/A |  | N/A |  |  | N/A | N/A |  | 1/2/2008 | N/A | N/A |  | 5/29/2009 | Customer Initiated Withdrawal | 6/1/2012 |  |  | N | No
T124 | Latham-Pontiac I 345kV |  | IL | McLean | Withdrawn | ComEd | 200 | 200 | 40 |  | Capacity | Generation Interconnection | Wind |  |  | N/A | https://www.pjm.com/pjmfiles/pub/planning/project-queues/feas_docs/t124_fea.pdf | Document Posted | https://www.pjm.com/pjmfiles/pub/planning/project-queues/impact_studies/t124_imp.pdf | Document Posted |  | Withdrawn | N/A |  | N/A |  |  | N/A | N/A |  | 1/2/2008 | N/A | N/A |  | 11/27/2012 | Customer Initiated Withdrawal | 12/31/2012 | 12/31/2012 |  | N | No
T125 | Latham-Pontiac II 345kV |  | IL | McLean | Withdrawn | ComEd | 200 | 200 | 40 |  | Capacity | Generation Interconnection | Wind |  |  | N/A | https://www.pjm.com/pjmfiles/pub/planning/project-queues/feas_docs/t125_fea.pdf | Document Posted | https://www.pjm.com/pjmfiles/pub/planning/project-queues/impact_studies/t125_imp.pdf | Document Posted |  | Withdrawn | N/A |  | N/A |  |  | N/A | N/A |  | 1/2/2008 | N/A | N/A |  | 11/27/2012 | Customer Initiated Withdrawal | 12/31/2013 | 12/31/2013 |  | N | No
T126 | Olive-Dequine 345kV | Meadow Lake WF II, Meadow Lake WF III | IN | Benton | In Service | AEP | 200 | 200 | 40 | 200 | Capacity | Generation Interconnection | Wind |  |  | N/A | https://www.pjm.com/pjmfiles/pub/planning/project-queues/feas_docs/t126_fea.pdf | Document Posted | https://www.pjm.com/pjmfiles/pub/planning/project-queues/impact_studies/t126_imp.pdf | Document Posted |  | Not Required | https://www.pjm.com/pjmfiles/pub/planning/project-queues/isa/t126_isa.pdf | Document Posted | N/A | https://www.pjm.com/pjmfiles/pub/planning/project-queues/csa/t126_csa.pdf | Document Posted | N/A | N/A |  | 1/2/2008 | N/A | N/A |  |  |  | 10/28/2010 | 10/28/2010 | 10/28/2010 | N | No
T127 | Olive-Dequine 345kV | Meadow Lake WF 4 - 5 | IN | White | In Service | AEP | 200 | 200 | 40 | 200 | Capacity | Generation Interconnection | Wind |  |  | N/A | https://www.pjm.com/pjmfiles/pub/planning/project-queues/feas_docs/t127_fea.pdf | Document Posted | https://www.pjm.com/pjmfiles/pub/planning/project-queues/impact_studies/t127_imp.pdf | Document Posted |  | Not Required | https://www.pjm.com/pjmfiles/pub/planning/project-queues/isa/t127_isa.pdf | Document Posted | N/A |  | Not Required | N/A | N/A |  | 1/2/2008 | N/A | N/A |  |  |  | 12/31/2017 | 12/31/2017 | 10/30/2010 | N | No
T128 | Masontown 500kV |  | PA | Fayette | Withdrawn | APS | 700 | 700 | 700 |  | Capacity | Generation Interconnection | Coal |  |  | N/A | https://www.pjm.com/pjmfiles/pub/planning/project-queues/feas_docs/t128_fea.pdf | Document Posted |  | Withdrawn |  |  | N/A |  | N/A |  |  | N/A | N/A |  | 1/7/2008 | N/A | N/A |  | 6/2/2008 | Customer Milestone Not Met | 1/1/2012 |  |  | N | No
T129 | Printz 230kV | Liberty | PA | Delaware | In Service | PECO | 541 | 20 | 20 | 20 | Capacity | Generation Interconnection | Natural Gas |  |  | N/A | https://www.pjm.com/pjmfiles/pub/planning/project-queues/feas_docs/t129_fea.pdf | Document Posted | https://www.pjm.com/pjmfiles/pub/planning/project-queues/impact_studies/t129_imp.pdf | Document Posted |  | Not Required | https://www.pjm.com/pjmfiles/pub/planning/project-queues/isa/t129_isa.pdf | Document Posted | N/A |  | Not Required | N/A | N/A |  | 1/8/2008 | N/A | N/A |  |  |  | 12/1/2008 | 12/1/2008 | 12/1/2008 | N | No
T130 | Maddox Creek-RP Mone 345 kV |  | OH | Paulding | Withdrawn | AEP | 300 | 300 | 60 |  | Capacity | Generation Interconnection | Wind |  |  | N/A | https://www.pjm.com/pjmfiles/pub/planning/project-queues/feas_docs/t130_fea.pdf | Document Posted | https://www.pjm.com/pjmfiles/pub/planning/project-queues/impact_studies/t130_imp.pdf | Document Posted | https://www.pjm.com/pjmfiles/pub/planning/project-queues/facilities/t130_fac.pdf | Document Posted |  | Withdrawn | N/A |  | Withdrawn | N/A | N/A |  | 1/9/2008 | N/A | N/A |  | 1/26/2015 | Customer Initiated Withdrawal | 12/31/2016 | 12/31/2016 |  | N | No
T131 | Lincoln-Sterling 138kV | Timber Road III | OH | Paulding | In Service | AEP | 150 | 150 | 30 | 150 | Capacity | Generation Interconnection | Wind |  |  | N/A | https://www.pjm.com/pjmfiles/pub/planning/project-queues/feas_docs/t131_fea.pdf | Document Posted | https://www.pjm.com/pjmfiles/pub/planning/project-queues/impact_studies/t131_imp.pdf | Document Posted | https://www.pjm.com/pjmfiles/pub/planning/project-queues/facilities/t131_fac.pdf | Document Posted | https://www.pjm.com/pjmfiles/pub/planning/project-queues/isa/t131_isa.pdf | Document Posted | N/A | https://www.pjm.com/pjmfiles/pub/planning/project-queues/csa/t131_csa.pdf | Document Posted | N/A | N/A |  | 1/9/2008 | N/A | N/A |  |  |  | 12/31/2017 | 12/31/2017 | 11/23/2016 | N | No
T133 | Chalk Point-Bowie 230kV | Powell Generation Facility | MD | Prince George's | Withdrawn | PEPCO | 225 | 225 | 225 |  | Capacity | Generation Interconnection | Natural Gas |  |  | N/A | https://www.pjm.com/pjmfiles/pub/planning/project-queues/feas_docs/t133_fea.pdf | Document Posted | https://www.pjm.com/pjmfiles/pub/planning/project-queues/impact_studies/t133_imp.pdf | Document Posted | https://www.pjm.com/pjmfiles/pub/planning/project-queues/facilities/t133_fac.pdf | Document Posted | https://www.pjm.com/pjmfiles/pub/planning/project-queues/isa/t133_isa.pdf | Document Posted | N/A | https://www.pjm.com/pjmfiles/pub/planning/project-queues/csa/t133_csa.pdf | Document Posted | N/A | N/A |  | 1/10/2008 | N/A | N/A |  | 9/25/2014 | Customer Initiated Withdrawal | 7/31/2018 | 7/31/2018 |  | N | No
T134 | Chalk Point-Bowie 230kV | Powell Generation Facility | MD | Prince George's | Withdrawn | PEPCO | 325 | 325 | 325 |  | Capacity | Generation Interconnection | Natural Gas |  |  | N/A | https://www.pjm.com/pjmfiles/pub/planning/project-queues/feas_docs/t134_fea.pdf | Document Posted | https://www.pjm.com/pjmfiles/pub/planning/project-queues/impact_studies/t134_imp.pdf | Document Posted | https://www.pjm.com/pjmfiles/pub/planning/project-queues/facilities/t134_fac.pdf | Document Posted | https://www.pjm.com/pjmfiles/pub/planning/project-queues/isa/t134_isa.pdf | Document Posted | N/A | https://www.pjm.com/pjmfiles/pub/planning/project-queues/csa/t134_csa.pdf | Document Posted | N/A | N/A |  | 1/10/2008 | N/A | N/A |  | 9/25/2014 | Customer Initiated Withdrawal | 7/31/2018 | 7/31/2018 |  | N | No
T135 | Chambers 230kV |  | NJ | Salem | Withdrawn | AEC | 240 | 15 | 15 |  | Capacity | Generation Interconnection | Coal |  |  | N/A | https://www.pjm.com/pjmfiles/pub/planning/project-queues/feas_docs/t135_fea.pdf | Document Posted | https://www.pjm.com/pjmfiles/pub/planning/project-queues/impact_studies/t135_imp.pdf | Document Posted |  | Not Required |  | Not Required | N/A |  | Not Required | N/A | N/A |  | 1/10/2008 | N/A | N/A |  | 4/28/2009 | Queue Not Required | 1/7/2008 |  |  | N | No
T142 | Southwest Lima-Marysville 345kV | Van Wert II | OH | Hardin | Withdrawn | AEP | 300 | 300 | 60 |  | Capacity | Generation Interconnection | Wind |  |  | N/A | https://www.pjm.com/pjmfiles/pub/planning/project-queues/feas_docs/t142_fea.pdf | Document Posted | https://www.pjm.com/pjmfiles/pub/planning/project-queues/impact_studies/t142_imp.pdf | Document Posted | https://www.pjm.com/pjmfiles/pub/planning/project-queues/facilities/t142_fac.pdf | Document Posted | https://www.pjm.com/pjmfiles/pub/planning/project-queues/isa/t142_isa.pdf | Document Posted | N/A | https://www.pjm.com/pjmfiles/pub/planning/project-queues/csa/t142_csa.pdf | Document Posted | N/A | N/A |  | 1/15/2008 | N/A | N/A |  | 9/18/2018 |  | 12/31/2019 | 12/31/2019 |  | N | No
T143 | Hennepin |  | IL | Putnam | Withdrawn | ComEd | 250 | 250 | 50 |  | Capacity | Generation Interconnection | Wind |  |  | N/A | https://www.pjm.com/pjmfiles/pub/planning/project-queues/feas_docs/t143_fea.pdf | Document Posted | https://www.pjm.com/pjmfiles/pub/planning/project-queues/impact_studies/t143_imp.pdf | Document Posted |  | Withdrawn | N/A |  | N/A |  |  | N/A | N/A |  | 1/16/2008 | N/A | N/A |  | 11/16/2015 | Customer Initiated Withdrawal | 12/31/2016 | 12/31/2016 |  | N | No
T144 | Pocomoke |  | MD | Somerset | Withdrawn | DPL | 19.8 | 19.8 | 10 |  | Capacity | Generation Interconnection | Biomass |  |  | N/A | https://www.pjm.com/pjmfiles/pub/planning/project-queues/feas_docs/t144_fea.pdf | Document Posted | https://www.pjm.com/pjmfiles/pub/planning/project-queues/impact_studies/t144_imp.pdf | Document Posted | https://www.pjm.com/pjmfiles/pub/planning/project-queues/facilities/t144_fac.pdf | Document Posted |  | Withdrawn | N/A |  | Withdrawn | N/A | N/A |  | 1/17/2008 | N/A | N/A |  | 7/30/2014 | Customer Initiated Withdrawal | 1/1/2010 |  |  | N | No
T146 | England |  | NJ | Cape May | Withdrawn | AEC | 346 | 346 | 69.2 |  | Capacity | Generation Interconnection | Offshore Wind |  |  | N/A | https://www.pjm.com/pjmfiles/pub/planning/project-queues/feas_docs/t146_fea.pdf | Document Posted | https://www.pjm.com/pjmfiles/pub/planning/project-queues/impact_studies/t146_imp.pdf | Document Posted |  | Withdrawn | N/A |  | N/A |  |  | N/A | N/A |  | 1/22/2008 | N/A | N/A |  | 1/28/2014 | Customer Initiated Withdrawal | 12/31/2020 | 12/31/2020 |  | N | No
T147 | Perryman | Perryman Generating Unit 51 | MD | Harford | In Service | BGE | 183 | 10 | 10 | 10 | Capacity | Generation Interconnection | Natural Gas |  |  | N/A | https://www.pjm.com/pjmfiles/pub/planning/project-queues/feas_docs/t147_fea.pdf | Document Posted | https://www.pjm.com/pjmfiles/pub/planning/project-queues/impact_studies/t147_imp.pdf | Document Posted |  | Not Required | https://www.pjm.com/pjmfiles/pub/planning/project-queues/isa/t147_isa.pdf | Document Posted | N/A |  | Not Required | N/A | N/A |  | 1/24/2008 | N/A | N/A |  |  |  | 6/1/2008 |  | 6/1/2008 | N | No
T148 | Wempletown-Belvidere 138kV |  | IL | Boone | Withdrawn | ComEd | 100 | 100 | 20 |  | Capacity | Generation Interconnection | Wind |  |  | N/A | https://www.pjm.com/pjmfiles/pub/planning/project-queues/feas_docs/t148_fea.pdf | Document Posted | https://www.pjm.com/pjmfiles/pub/planning/project-queues/impact_studies/t148_imp.pdf | Document Posted |  | Withdrawn | N/A |  | N/A |  |  | N/A | N/A |  | 1/25/2008 | N/A | N/A |  | 9/19/2016 | Customer Initiated Withdrawal | 12/31/2016 | 12/31/2016 |  | N | No
T149 | Birchwood 230kV |  | VA | King George | Withdrawn | Dominion | 580 | 580 | 580 |  | Capacity | Generation Interconnection | Natural Gas |  |  | N/A | https://www.pjm.com/pjmfiles/pub/planning/project-queues/feas_docs/t149_fea.pdf | Document Posted |  | Withdrawn |  |  | N/A |  | N/A |  |  | N/A | N/A |  | 1/28/2008 | N/A | N/A |  | 5/29/2008 | Customer Milestone Not Met | 1/1/2012 |  |  | N | No
T152 | North Haverhill 69kV |  | OH | Scioto | Withdrawn | AEP | 140 | 140 | 140 |  | Capacity | Generation Interconnection | Coal |  |  | N/A | https://www.pjm.com/pjmfiles/pub/planning/project-queues/feas_docs/t152_fea.pdf | Document Posted | https://www.pjm.com/pjmfiles/pub/planning/project-queues/impact_studies/t152_imp.pdf | Document Posted |  | Withdrawn | N/A |  | N/A |  |  | N/A | N/A |  | 1/28/2008 | N/A | N/A |  | 9/28/2009 | Customer Milestone Not Met | 1/1/2011 |  |  | N | No
T153 | Milford 34.5kV |  | NJ | Hunterdon | Withdrawn | JCPL | 1.12 | 1.12 | 1.12 |  | Capacity | Generation Interconnection | Hydro |  |  | N/A | https://www.pjm.com/pjmfiles/pub/planning/project-queues/feas_docs/t153_fea.pdf | Document Posted | https://www.pjm.com/pjmfiles/pub/planning/project-queues/impact_studies/t153_imp.pdf | Document Posted |  |  | N/A |  | N/A |  |  | N/A | N/A |  | 1/28/2008 | N/A | N/A |  | 12/11/2008 | Customer Initiated Withdrawal | 6/1/2008 |  |  | N | No
T154 | Bellefontaine 69kV | Cherokee Run LF | OH | Logan | Deactivated | Dayton | 10 | 10 | 10 | 10 | Capacity | Generation Interconnection | Methane |  |  | N/A | https://www.pjm.com/pjmfiles/pub/planning/project-queues/feas_docs/t154_fea.pdf | Document Posted | https://www.pjm.com/pjmfiles/pub/planning/project-queues/impact_studies/t154_imp.pdf | Document Posted |  | Not Required | N/A | Wholesale Market Participation Agreement | https://www.pjm.com/pjmfiles/pub/planning/project-queues/wmpa/t154_wmpa.pdf |  | Not Required | N/A | N/A |  | 1/28/2008 | N/A | N/A |  |  |  | 2/27/2009 | 2/27/2009 | 2/27/2009 | N | No
T155 | Belknap 25kV | Mahoning Creek Dam Hydro Project | PA | Armstrong | In Service | APS | 6 | 6 | 6 | 6 | Capacity | Generation Interconnection | Hydro |  |  | N/A | https://www.pjm.com/pjmfiles/pub/planning/project-queues/feas_docs/t155_fea.pdf | Document Posted | https://www.pjm.com/pjmfiles/pub/planning/project-queues/impact_studies/t155_imp.pdf | Document Posted |  | Not Required | N/A | Wholesale Market Participation Agreement | https://www.pjm.com/pjmfiles/pub/planning/project-queues/wmpa/t155_wmpa.pdf |  | Not Required | N/A | N/A |  | 1/29/2008 | N/A | N/A |  |  |  | 3/1/2014 | 3/1/2014 | 12/26/2013 | N | No
T156 | Champion |  | PA | Washington | Withdrawn | APS | 292 | 20 | 20 |  | Capacity | Generation Interconnection | Coal |  |  | N/A | https://www.pjm.com/pjmfiles/pub/planning/project-queues/feas_docs/t156_fea.pdf | Document Posted | https://www.pjm.com/pjmfiles/pub/planning/project-queues/impact_studies/t156_imp.pdf | Document Posted |  | Not Required | N/A |  | N/A |  |  | N/A | N/A |  | 1/30/2008 | N/A | N/A |  | 5/28/2013 | Customer Initiated Withdrawal | 2/28/2011 |  |  | N | No
T157 | New Creek Mountain 500kV | New Creek Mountain Wind Farm | WV | Mineral | In Service | Dominion | 102.5 | 102.5 | 20.5 | 102.5 | Capacity | Generation Interconnection | Wind |  |  | N/A | https://www.pjm.com/pjmfiles/pub/planning/project-queues/feas_docs/t157_fea.pdf | Document Posted | https://www.pjm.com/pjmfiles/pub/planning/project-queues/impact_studies/t157_imp.pdf | Document Posted | https://www.pjm.com/pjmfiles/pub/planning/project-queues/facilities/t157_fac.pdf | Document Posted | https://www.pjm.com/pjmfiles/pub/planning/project-queues/isa/t157_isa.pdf | Document Posted | N/A | https://www.pjm.com/pjmfiles/pub/planning/project-queues/csa/t157_csa.pdf | Document Posted | N/A | N/A |  | 1/30/2008 | N/A | N/A |  |  |  | 12/18/2016 | 12/18/2016 | 12/26/2016 | N | No
T158 | Elk Garden-Junction 138kV |  | WV | Mineral | Withdrawn | APS | 70 | 70 | 14 |  | Capacity | Generation Interconnection | Wind |  |  | N/A | https://www.pjm.com/pjmfiles/pub/planning/project-queues/feas_docs/t158_fea.pdf | Document Posted |  | Withdrawn |  |  | N/A |  | N/A |  |  | N/A | N/A |  | 1/30/2008 | N/A | N/A |  | 7/24/2008 |  | 11/30/2010 |  |  | N | No
T159 | Bergen 230kV |  | NJ | Hudson | Withdrawn | PSEG | 230 | 230 | 230 |  | Capacity | Generation Interconnection | Natural Gas |  |  | N/A | https://www.pjm.com/pjmfiles/pub/planning/project-queues/feas_docs/t159_fea.pdf | Document Posted |  | Withdrawn |  |  | N/A |  | N/A |  |  | N/A | N/A |  | 1/30/2008 | N/A | N/A |  | 5/7/2008 |  | 6/1/2011 |  |  | N | No
T16 | Kelso Gap 138kV | Fair Wind Project | MD | Garrett | In Service | APS | 30 | 30 | 6 | 30 | Capacity | Generation Interconnection | Wind |  |  | N/A | https://www.pjm.com/pjmfiles/pub/planning/project-queues/feas_docs/t16_fea.pdf | Document Posted | https://www.pjm.com/pjmfiles/pub/planning/project-queues/impact_studies/t16_imp.pdf | Document Posted |  | Not Required | https://www.pjm.com/pjmfiles/pub/planning/project-queues/isa/t16_isa.pdf | Document Posted | N/A | https://www.pjm.com/pjmfiles/pub/planning/project-queues/csa/t16_csa.pdf | Document Posted | N/A | N/A |  | 8/20/2007 | N/A | N/A |  |  |  | 10/31/2015 | 10/31/2015 | 11/15/2015 | N | No
T162 | Lock Haven |  | PA | Clinton | Withdrawn | PPL | 90 | 90 | 63 |  | Capacity | Generation Interconnection | Coal |  |  | N/A | https://www.pjm.com/pjmfiles/pub/planning/project-queues/feas_docs/t162_fea.pdf | Document Posted | https://www.pjm.com/pjmfiles/pub/planning/project-queues/impact_studies/t162_imp.pdf | Document Posted |  | Withdrawn | N/A |  | N/A |  |  | N/A | N/A |  | 1/30/2008 | N/A | N/A |  | 7/16/2009 | Customer Initiated Withdrawal | 9/30/2011 |  |  | N | No
T163 | Carter Fabrics 115kV |  | VA | Halifax | Withdrawn | Dominion | 50 | 50 | 50 |  | Capacity | Generation Interconnection | Wood |  |  | N/A | https://www.pjm.com/pjmfiles/pub/planning/project-queues/feas_docs/t163_fea.pdf | Document Posted |  | Withdrawn |  |  | N/A |  | N/A |  |  | N/A | N/A |  | 1/30/2008 | N/A | N/A |  | 5/29/2008 | Customer Milestone Not Met | 4/1/2012 |  |  | N | No
T164 | Muskingum River | Muskingum River #5 | OH | Washington | In Service | AEP | 600 | 15 | 15 | 15 | Capacity | Generation Interconnection | Coal |  |  | N/A | https://www.pjm.com/pjmfiles/pub/planning/project-queues/feas_docs/t164_fea.pdf | Document Posted | https://www.pjm.com/pjmfiles/pub/planning/project-queues/impact_studies/t164_imp.pdf | Document Posted |  | Not Required | https://www.pjm.com/pjmfiles/pub/planning/project-queues/isa/t164_isa.pdf | Document Posted | N/A |  | Not Required | N/A | N/A |  | 1/31/2008 | N/A | N/A |  |  |  | 2/1/2008 | 2/1/2008 | 2/1/2008 | N | No
T165 | Conesville #5 | Conesville #5 | OH | Coshocton | Deactivated | AEP | 395 | 20 | 20 | 20 | Capacity | Generation Interconnection | Coal |  |  | N/A | https://www.pjm.com/pjmfiles/pub/planning/project-queues/feas_docs/t165_fea.pdf | Document Posted | https://www.pjm.com/pjmfiles/pub/planning/project-queues/impact_studies/t165_imp.pdf | Document Posted |  | Not Required | https://www.pjm.com/pjmfiles/pub/planning/project-queues/isa/t165_isa.pdf | Document Posted | N/A |  | Not Required | N/A | N/A |  | 1/31/2008 | N/A | N/A |  |  |  | 2/1/2008 | 2/1/2008 | 2/1/2008 | N | No
T166 | Conesville #6 | Conesville #6 | OH | Coshocton | Deactivated | AEP | 395 | 20 | 20 | 20 | Capacity | Generation Interconnection | Coal |  |  | N/A | https://www.pjm.com/pjmfiles/pub/planning/project-queues/feas_docs/t166_fea.pdf | Document Posted | https://www.pjm.com/pjmfiles/pub/planning/project-queues/impact_studies/t166_imp.pdf | Document Posted |  | Not Required | https://www.pjm.com/pjmfiles/pub/planning/project-queues/isa/t166_isa.pdf | Document Posted | N/A |  | Not Required | N/A | N/A |  | 1/31/2008 | N/A | N/A |  |  |  | 2/1/2008 | 2/1/2008 | 2/1/2008 | N | No
T167 | Four Rivers 230kV | Four Rivers NUG CC | VA | Hanover | Withdrawn | Dominion | 287.3 | 190 | 120 |  | Capacity | Generation Interconnection | Natural Gas |  |  | N/A | https://www.pjm.com/pjmfiles/pub/planning/project-queues/feas_docs/t167_fea.pdf | Document Posted | https://www.pjm.com/pjmfiles/pub/planning/project-queues/impact_studies/t167_imp.pdf | Document Posted | https://www.pjm.com/pjmfiles/pub/planning/project-queues/facilities/t167_fac.pdf | Document Posted | https://www.pjm.com/pjmfiles/pub/planning/project-queues/isa/t167_isa.pdf | Document Posted | N/A | https://www.pjm.com/pjmfiles/pub/planning/project-queues/csa/t167_csa.pdf | Document Posted | N/A | N/A |  | 1/31/2008 | N/A | N/A |  | 1/10/2014 | Customer Initiated Withdrawal | 6/1/2017 | 6/1/2017 |  | N | No
T168 | Four Rivers 500kV |  | VA | Hanover | Withdrawn | Dominion | 1010 | 1010 | 1010 |  | Capacity | Generation Interconnection | Natural Gas |  |  | N/A | https://www.pjm.com/pjmfiles/pub/planning/project-queues/feas_docs/t168_fea.pdf | Document Posted | https://www.pjm.com/pjmfiles/pub/planning/project-queues/impact_studies/t168_imp.pdf | Document Posted |  | Withdrawn | N/A |  | N/A |  |  | N/A | N/A |  | 1/31/2008 | N/A | N/A |  | 7/21/2009 | Customer Milestone Not Met | 6/1/2013 |  |  | N | No
T169 | Corson |  | NJ | Cape May | Withdrawn | AEC | 20 | 20 | 20 |  | Capacity | Generation Interconnection | Storage |  |  | N/A | https://www.pjm.com/pjmfiles/pub/planning/project-queues/feas_docs/t169_fea.pdf | Document Posted |  | Withdrawn |  |  | N/A |  | N/A |  |  | N/A | N/A |  | 1/31/2008 | N/A | N/A |  | 6/3/2008 | Customer Milestone Not Met | 1/1/2009 |  |  | N | No
T170 | Graceton |  | MD | Harford | Withdrawn | BGE | 20 | 20 | 20 |  | Capacity | Generation Interconnection | Storage |  |  | N/A |  | Withdrawn |  |  |  |  | N/A |  | N/A |  |  | N/A | N/A |  | 1/31/2008 | N/A | N/A |  | 2/29/2008 | Customer Initiated Withdrawal | 1/1/2009 |  |  | N | No
T171 | Morgantown 69kV | Newburg High Efficiency Flywheel | MD | Charles | Withdrawn | PEPCO | 20 | 20 | 20 |  | Capacity | Generation Interconnection | Storage |  |  | N/A | https://www.pjm.com/pjmfiles/pub/planning/project-queues/feas_docs/t171_fea.pdf | Document Posted | https://www.pjm.com/pjmfiles/pub/planning/project-queues/impact_studies/t171_imp.pdf | Document Posted |  | Not Required | N/A | Wholesale Market Participation Agreement | https://www.pjm.com/pjmfiles/pub/planning/project-queues/wmpa/t171_wmpa.pdf |  | Not Required | N/A | N/A |  | 1/31/2008 | N/A | N/A |  | 7/23/2010 | Customer Initiated Withdrawal | 1/1/2009 |  |  | N | No
T172 | Northwest |  | MD | Baltimore County | Withdrawn | BGE | 20 | 20 | 20 |  | Capacity | Generation Interconnection | Storage |  |  | N/A |  | Withdrawn |  |  |  |  | N/A |  | N/A |  |  | N/A | N/A |  | 1/31/2008 | N/A | N/A |  | 2/29/2008 | Customer Initiated Withdrawal | 1/1/2009 |  |  | N | No
T174 | Yukon-Hatfield 500kV | Smithton Generating Station | PA | Westmoreland | In Service | APS | 930 | 930 | 900 | 930 | Capacity | Generation Interconnection | Natural Gas |  |  | N/A | https://www.pjm.com/pjmfiles/pub/planning/project-queues/feas_docs/t174_fea.pdf | Document Posted | https://www.pjm.com/pjmfiles/pub/planning/project-queues/impact_studies/t174_imp.pdf | Document Posted | https://www.pjm.com/pjmfiles/pub/planning/project-queues/facilities/t174_fac.pdf | Document Posted | https://www.pjm.com/pjmfiles/pub/planning/project-queues/isa/t174_isa.pdf | Document Posted | N/A | https://www.pjm.com/pjmfiles/pub/planning/project-queues/csa/t174_csa.pdf | Document Posted | N/A | N/A | 3/22/2018 | 1/31/2008 | N/A | N/A | 9/25/2018 |  |  | 3/1/2019 | 3/1/2019 | 11/18/2018 | N | No
T175 | Tiltonsville 69kV |  | OH | Jefferson | Withdrawn | AEP | 50 | 11 | 11 |  | Capacity | Generation Interconnection | Hydro |  |  | N/A | https://www.pjm.com/pjmfiles/pub/planning/project-queues/feas_docs/t175_fea.pdf | Document Posted |  | Withdrawn |  |  | N/A |  | N/A |  |  | N/A | N/A |  | 1/31/2008 | N/A | N/A |  | 6/2/2009 | Customer Initiated Withdrawal | 3/1/2012 | 3/1/2012 |  | N | No
T179 | Steel City |  | PA | Northampton | Withdrawn | PPL | 873 | 873 | 873 |  | Capacity | Generation Interconnection | Natural Gas |  |  | N/A | https://www.pjm.com/pjmfiles/pub/planning/project-queues/feas_docs/t179_fea.pdf | Document Posted |  | Withdrawn |  |  | N/A |  | N/A |  |  | N/A | N/A |  | 1/31/2008 | N/A | N/A |  | 9/19/2008 | Customer Milestone Not Met | 6/1/2012 |  |  | N | No
T180 | Gainesville 230kV |  | VA | Prince William | Withdrawn | Dominion | 690 | 690 | 650 |  | Capacity | Generation Interconnection | Natural Gas |  |  | N/A | https://www.pjm.com/pjmfiles/pub/planning/project-queues/feas_docs/t180_fea.pdf | Document Posted | https://www.pjm.com/pjmfiles/pub/planning/project-queues/impact_studies/t180_imp.pdf | Document Posted | https://www.pjm.com/pjmfiles/pub/planning/project-queues/facilities/t180_fac.pdf | Document Posted |  | Withdrawn | N/A |  | Withdrawn | N/A | N/A |  | 1/31/2008 | N/A | N/A |  | 3/10/2010 | Customer Milestone Not Met | 6/1/2012 |  |  | N | No
T182 | TMI 230kV | Three Mile Island 1 | PA | Dauphin | Deactivated | ME | 824 | 14 | 16.8 | 14 | Capacity | Generation Interconnection | Nuclear |  |  | N/A | https://www.pjm.com/pjmfiles/pub/planning/project-queues/feas_docs/t182_fea.pdf | Document Posted | https://www.pjm.com/pjmfiles/pub/planning/project-queues/impact_studies/t182_imp.pdf | Document Posted |  | Not Required | https://www.pjm.com/pjmfiles/pub/planning/project-queues/isa/t182_isa.pdf | Document Posted | N/A |  | Not Required | N/A | N/A |  | 1/31/2008 | N/A | N/A |  |  |  | 4/10/2015 | 4/10/2015 | 10/22/2015 | N | No
T183 | Olive-Dequine 345kV |  | IN | White | Withdrawn | AEP | 200 | 200 | 40 |  | Capacity | Generation Interconnection | Wind |  |  | N/A | https://www.pjm.com/pjmfiles/pub/planning/project-queues/feas_docs/t183_fea.pdf | Document Posted | https://www.pjm.com/pjmfiles/pub/planning/project-queues/impact_studies/t183_imp.pdf | Document Posted |  | Withdrawn | N/A |  | N/A |  |  | N/A | N/A |  | 1/31/2008 | N/A | N/A |  | 1/3/2013 | Customer Initiated Withdrawal | 10/30/2010 |  |  | N | No
T184 | Olive-Dequine 345kV |  | IN | White | Withdrawn | AEP | 200 | 200 | 40 |  | Capacity | Generation Interconnection | Wind |  |  | N/A | https://www.pjm.com/pjmfiles/pub/planning/project-queues/feas_docs/t184_fea.pdf | Document Posted | https://www.pjm.com/pjmfiles/pub/planning/project-queues/impact_studies/t184_imp.pdf | Document Posted |  | Withdrawn | N/A |  | N/A |  |  | N/A | N/A |  | 1/31/2008 | N/A | N/A |  | 1/3/2013 | Customer Initiated Withdrawal | 10/30/2010 |  |  | N | No
T185 | Lewis |  | NJ | Cape May | Withdrawn | AEC | 20 | 20 | 4 |  | Capacity | Generation Interconnection | Offshore Wind |  |  | N/A | https://www.pjm.com/pjmfiles/pub/planning/project-queues/feas_docs/t185_fea.pdf | Document Posted |  | Withdrawn |  |  | N/A |  | N/A |  |  | N/A | N/A |  | 1/31/2008 | N/A | N/A |  | 6/19/2008 | Customer Milestone Not Met | 4/1/2011 |  |  | N | No
T186 | England |  | NJ | Cape May | Withdrawn | AEC | 20 | 20 | 4 |  | Capacity | Generation Interconnection | Offshore Wind |  |  | N/A | https://www.pjm.com/pjmfiles/pub/planning/project-queues/feas_docs/t186_fea.pdf | Document Posted |  | Withdrawn |  |  | N/A |  | N/A |  |  | N/A | N/A |  | 1/31/2008 | N/A | N/A |  | 6/19/2008 | Customer Milestone Not Met | 4/1/2011 |  |  | N | No
T187 | Reybold |  | DE | New Castle | Withdrawn | DPL | 20 | 20 | 20 |  | Capacity | Generation Interconnection | Storage |  |  | N/A | https://www.pjm.com/pjmfiles/pub/planning/project-queues/feas_docs/t187_fea.pdf | Document Posted | https://www.pjm.com/pjmfiles/pub/planning/project-queues/impact_studies/t187_imp.pdf | Document Posted |  | Not Required |  | Withdrawn | N/A |  |  | N/A | N/A |  | 1/31/2008 | N/A | N/A |  | 8/24/2009 | Customer Milestone Not Met | 1/1/2009 |  |  | N | No
T192 | Grand Point 12kV |  | PA | Franklin | Withdrawn | APS | 1.8 | 1.8 | 0 |  | Energy | Generation Interconnection | Hydro |  |  | N/A |  | Withdrawn |  |  |  |  | N/A |  | N/A |  |  | N/A | N/A |  | 1/31/2008 | N/A | N/A |  | 4/30/2008 | Customer Initiated Withdrawal | 9/30/2008 |  |  | N | No
T20 | Falls | Exelon Epuron Solar Energy Center | PA | Bucks | In Service | PECO | 3.3 | 3.3 | 1.1 | 3.3 | Capacity | Generation Interconnection | Solar |  |  | N/A | https://www.pjm.com/pjmfiles/pub/planning/project-queues/feas_docs/t20_fea.pdf | Document Posted | https://www.pjm.com/pjmfiles/pub/planning/project-queues/impact_studies/t20_imp.pdf | Document Posted |  | Not Required | https://www.pjm.com/pjmfiles/pub/planning/project-queues/isa/t20_isa.pdf | Document Posted | N/A | https://www.pjm.com/pjmfiles/pub/planning/project-queues/csa/t20_csa.pdf | Document Posted | N/A | N/A |  | 8/30/2007 | N/A | N/A |  |  |  | 12/23/2008 | 12/23/2008 | 4/28/2008 | N | No
T27 | Hyndman 34kV |  | PA | Somerset | Withdrawn | APS | 60 | 60 | 12 |  | Capacity | Generation Interconnection | Wind |  |  | N/A | https://www.pjm.com/pjmfiles/pub/planning/project-queues/feas_docs/t27_fea.pdf | Document Posted |  | Withdrawn |  |  | N/A |  | N/A |  |  | N/A | N/A |  | 9/7/2007 | N/A | N/A |  | 1/9/2009 | Customer Initiated Withdrawal | 1/1/2010 |  |  | N | No
T32 | Collins |  | SD | McPherson | Withdrawn | ComEd | 2500 | 2500 | 925 |  | Capacity | Generation Interconnection | Wind |  |  | N/A | https://www.pjm.com/pjmfiles/pub/planning/project-queues/feas_docs/t32_fea.pdf | Document Posted | https://www.pjm.com/pjmfiles/pub/planning/project-queues/impact_studies/t32_imp.pdf | Document Posted |  | Withdrawn | N/A |  | N/A |  |  | N/A | N/A |  | 9/12/2007 | N/A | N/A |  | 12/6/2012 | Customer Initiated Withdrawal | 9/12/2014 |  |  | N | No
T33 | Collins II |  | SD | McPherson | Withdrawn | ComEd | 1000 | 1000 | 370 |  | Capacity | Generation Interconnection | Wind |  |  | N/A | https://www.pjm.com/pjmfiles/pub/planning/project-queues/feas_docs/t33_fea.pdf | Document Posted |  | Withdrawn |  |  | N/A |  | N/A |  |  | N/A | N/A |  | 9/12/2007 | N/A | N/A |  | 3/2/2012 | Customer Initiated Withdrawal | 9/12/2014 |  |  | N | No
T34 | Collins III |  | SD | McPherson | Withdrawn | ComEd | 1500 | 1500 | 555 |  | Capacity | Generation Interconnection | Wind |  |  | N/A | https://www.pjm.com/pjmfiles/pub/planning/project-queues/feas_docs/t34_fea.pdf | Document Posted |  | Withdrawn |  |  | N/A |  | N/A |  |  | N/A | N/A |  | 9/12/2007 | N/A | N/A |  | 3/2/2012 | Customer Initiated Withdrawal | 9/12/2014 |  |  | N | No
T35 | Byron Wind IV |  | ND | LaMoure | Withdrawn | ComEd | 1500 | 1500 | 300 |  | Capacity | Generation Interconnection | Wind |  |  | N/A | https://www.pjm.com/pjmfiles/pub/planning/project-queues/feas_docs/t35_fea.pdf | Document Posted |  | Withdrawn |  |  | N/A |  | N/A |  |  | N/A | N/A |  | 9/12/2007 | N/A | N/A |  | 4/22/2010 | Customer Initiated Withdrawal | 9/12/2014 |  |  | N | No
T37 | Hegins |  | PA | Schuylkill | Withdrawn | PPL | 150 | 150 | 30 |  | Capacity | Generation Interconnection | Wind |  |  | N/A | https://www.pjm.com/pjmfiles/pub/planning/project-queues/feas_docs/t37_fea.pdf | Document Posted |  | Withdrawn |  |  | N/A |  | N/A |  |  | N/A | N/A |  | 9/14/2007 | N/A | N/A |  | 12/17/2008 | Customer Initiated Withdrawal | 12/1/2010 |  |  | N | No
T38 | Delco Tap 230kV |  | PA | Delaware | Withdrawn | PECO | 900 | 900 | 900 |  | Capacity | Generation Interconnection | Natural Gas |  |  | N/A | https://www.pjm.com/pjmfiles/pub/planning/project-queues/feas_docs/t38_fea.pdf | Document Posted |  | Withdrawn |  |  | N/A |  | N/A |  |  | N/A | N/A |  | 9/14/2007 | N/A | N/A |  | 9/8/2008 | Customer Initiated Withdrawal | 6/1/2012 |  |  | N | No
T39 | Coudersport 46kV |  | PA | Potter | Withdrawn | APS | 18 | 18 | 3.6 |  | Capacity | Generation Interconnection | Wind |  |  | N/A | https://www.pjm.com/pjmfiles/pub/planning/project-queues/feas_docs/t39_fea.pdf | Document Posted | https://www.pjm.com/pjmfiles/pub/planning/project-queues/impact_studies/t39_imp.pdf | Document Posted |  | Withdrawn | N/A |  | N/A |  |  | N/A | N/A |  | 9/14/2007 | N/A | N/A |  | 12/6/2010 | Customer Initiated Withdrawal | 3/31/2011 | 3/31/2011 |  | N | No
T40 | South Harrington |  | DE | Kent | Withdrawn | DPL | 225 | 225 | 225 |  | Capacity | Generation Interconnection | Natural Gas |  |  | N/A | https://www.pjm.com/pjmfiles/pub/planning/project-queues/feas_docs/t40_fea.pdf | Document Posted | https://www.pjm.com/pjmfiles/pub/planning/project-queues/impact_studies/t40_imp.pdf | Document Posted |  | Withdrawn | N/A |  | N/A |  |  | N/A | N/A |  | 9/14/2007 | N/A | N/A |  | 7/21/2009 | Customer Initiated Withdrawal | 6/1/2012 |  |  | N | No
T41 | Kearny 138kV | Kearny #13 | NJ | Hudson | In Service | PSEG | 178 | 178 | 178 | 178 | Capacity | Generation Interconnection | Natural Gas |  |  | N/A | https://www.pjm.com/pjmfiles/pub/planning/project-queues/feas_docs/t41_fea.pdf | Document Posted | https://www.pjm.com/pjmfiles/pub/planning/project-queues/impact_studies/t41_imp.pdf | Document Posted | https://www.pjm.com/pjmfiles/pub/planning/project-queues/facilities/t41_fac.pdf | Document Posted | https://www.pjm.com/pjmfiles/pub/planning/project-queues/isa/t41_isa.pdf | Document Posted | N/A | https://www.pjm.com/pjmfiles/pub/planning/project-queues/csa/t41_csa.pdf | Document Posted | N/A | N/A |  | 9/19/2007 | N/A | N/A |  |  |  | 8/31/2012 | 8/31/2012 | 5/7/2012 | N | No
T42 | Kearny 138kV | Kearny #14 | NJ | Hudson | In Service | PSEG | 89 | 89 | 89 | 89 | Capacity | Generation Interconnection | Natural Gas |  |  | N/A | https://www.pjm.com/pjmfiles/pub/planning/project-queues/feas_docs/t42_fea.pdf | Document Posted | https://www.pjm.com/pjmfiles/pub/planning/project-queues/impact_studies/t42_imp.pdf | Document Posted | https://www.pjm.com/pjmfiles/pub/planning/project-queues/facilities/t42_fac.pdf | Document Posted | https://www.pjm.com/pjmfiles/pub/planning/project-queues/isa/t42_isa.pdf | Document Posted | N/A | https://www.pjm.com/pjmfiles/pub/planning/project-queues/csa/t42_csa.pdf | Document Posted | N/A | N/A |  | 9/19/2007 | N/A | N/A |  |  |  | 8/31/2012 | 8/31/2012 | 5/7/2012 | N | No
T43 | Essex 230kV |  | NJ | Essex | Withdrawn | PSEG | 178 | 178 | 178 |  | Capacity | Generation Interconnection | Natural Gas |  |  | N/A | https://www.pjm.com/pjmfiles/pub/planning/project-queues/feas_docs/t43_fea.pdf | Document Posted | https://www.pjm.com/pjmfiles/pub/planning/project-queues/impact_studies/t43_imp.pdf | Document Posted | https://www.pjm.com/pjmfiles/pub/planning/project-queues/facilities/t43_fac.pdf | Document Posted |  | Withdrawn | N/A |  | Withdrawn | N/A | N/A |  | 9/19/2007 | N/A | N/A |  | 5/30/2012 | Customer Initiated Withdrawal | 6/1/2012 | 6/1/2012 |  | N | No
T44 | Essex 230kV |  | NJ | Essex | Withdrawn | PSEG | 205 | 205 | 205 |  | Capacity | Generation Interconnection | Natural Gas |  |  | N/A | https://www.pjm.com/pjmfiles/pub/planning/project-queues/feas_docs/t44_fea.pdf | Document Posted | https://www.pjm.com/pjmfiles/pub/planning/project-queues/impact_studies/t44_imp.pdf | Document Posted |  | Withdrawn | N/A |  | N/A |  |  | N/A | N/A |  | 9/19/2007 | N/A | N/A |  | 7/28/2009 | Customer Milestone Not Met | 9/19/2014 | 9/19/2014 |  | N | No
T45 | Hudson 230kV |  | NJ | Hudson | Withdrawn | PSEG | 205 | 205 | 205 |  | Capacity | Generation Interconnection | Natural Gas |  |  | N/A | https://www.pjm.com/pjmfiles/pub/planning/project-queues/feas_docs/t45_fea.pdf | Document Posted | https://www.pjm.com/pjmfiles/pub/planning/project-queues/impact_studies/t45_imp.pdf | Document Posted |  | Withdrawn | N/A |  | N/A |  |  | N/A | N/A |  | 9/19/2007 | N/A | N/A |  | 4/10/2012 | Customer Initiated Withdrawal | 6/1/2011 |  |  | N | No
T48 | Coldwater-Rossburg 69kV |  | OH | Mercer | Withdrawn | Dayton | 40 | 40 | 8 |  | Capacity | Generation Interconnection | Wind |  |  | N/A | https://www.pjm.com/pjmfiles/pub/planning/project-queues/feas_docs/t48_fea.pdf | Document Posted | https://www.pjm.com/pjmfiles/pub/planning/project-queues/impact_studies/t48_imp.pdf | Document Posted |  | Withdrawn | N/A |  | N/A |  |  | N/A | N/A |  | 9/21/2007 | N/A | N/A |  | 5/9/2012 | Customer Initiated Withdrawal | 11/30/2013 |  |  | N | No
T49 | Steel City | Bethlehem Gen Facility Units 1 - 8 | PA | Northampton | In Service | PPL | 1134 | 42 | 42 | 42 | Capacity | Generation Interconnection | Natural Gas |  |  | N/A | https://www.pjm.com/pjmfiles/pub/planning/project-queues/feas_docs/t49_fea.pdf | Document Posted | https://www.pjm.com/pjmfiles/pub/planning/project-queues/impact_studies/t49_imp.pdf | Document Posted |  | Not Required | https://www.pjm.com/pjmfiles/pub/planning/project-queues/isa/t49_isa.pdf | Document Posted | N/A |  | Not Required | N/A | N/A |  | 9/21/2007 | N/A | N/A |  |  |  | 5/6/2009 | 5/6/2009 | 5/6/2009 | N | No
T51 | Hay Road | Hay Road Units 1, 2, 3, 4 | DE | New Castle | In Service | DPL | 565 | 13 | 13 | 13 | Capacity | Generation Interconnection | Natural Gas |  |  | N/A | https://www.pjm.com/pjmfiles/pub/planning/project-queues/feas_docs/t51_fea.pdf | Document Posted | https://www.pjm.com/pjmfiles/pub/planning/project-queues/impact_studies/t51_imp.pdf | Document Posted |  | Not Required | https://www.pjm.com/pjmfiles/pub/planning/project-queues/isa/t51_isa.pdf | Document Posted | N/A |  | Not Required | N/A | N/A |  | 9/21/2007 | N/A | N/A |  |  |  | 5/26/2010 | 5/26/2010 | 5/26/2010 | N | No
T52 | Red Lion 500kV | Hay Road Units 5, 6, 7, 8 | DE | New Castle | In Service | DPL | 565 | 20 | 20 | 20 | Capacity | Generation Interconnection | Natural Gas |  |  | N/A | https://www.pjm.com/pjmfiles/pub/planning/project-queues/feas_docs/t52_fea.pdf | Document Posted | https://www.pjm.com/pjmfiles/pub/planning/project-queues/impact_studies/t52_imp.pdf | Document Posted |  | Not Required | https://www.pjm.com/pjmfiles/pub/planning/project-queues/isa/t52_isa.pdf | Document Posted | N/A |  | Not Required | N/A | N/A |  | 9/21/2007 | N/A | N/A |  |  |  | 5/1/2008 | 5/1/2008 | 5/1/2008 | N | No
T53 | Delaware City | Delaware City Unit #10 | DE | New Castle | In Service | DPL | 23.3 | 7.3 | 7.3 | 7.3 | Capacity | Generation Interconnection | Oil |  |  | N/A | https://www.pjm.com/pjmfiles/pub/planning/project-queues/feas_docs/t53_fea.pdf | Document Posted | https://www.pjm.com/pjmfiles/pub/planning/project-queues/impact_studies/t53_imp.pdf | Document Posted |  | Not Required | https://www.pjm.com/pjmfiles/pub/planning/project-queues/isa/t53_isa.pdf | Document Posted | N/A |  | Not Required | N/A | N/A |  | 9/21/2007 | N/A | N/A |  |  |  | 6/1/2008 |  | 6/1/2008 | N | No
T54 | Cumberland 138kV | Cumberland Unit 1 | NJ | Cumberland | In Service | AEC | 93.4 | 9.4 | 9.4 | 4 | Capacity | Generation Interconnection | Natural Gas |  |  | N/A | https://www.pjm.com/pjmfiles/pub/planning/project-queues/feas_docs/t54_fea.pdf | Document Posted | https://www.pjm.com/pjmfiles/pub/planning/project-queues/impact_studies/t54_imp.pdf | Document Posted |  | Not Required | https://www.pjm.com/pjmfiles/pub/planning/project-queues/isa/t54_isa.pdf | Document Posted | N/A |  | Not Required | N/A | N/A |  | 9/21/2007 | N/A | N/A |  |  |  | 8/12/2010 | 8/12/2010 | 8/12/2010 | N | No
T55 | Sherman Ave | Sherman Avenue Unit 1 | NJ | Cumberland | In Service | AEC | 93.4 | 12.4 | 12.4 | 12.4 | Capacity | Generation Interconnection | Natural Gas |  |  | N/A | https://www.pjm.com/pjmfiles/pub/planning/project-queues/feas_docs/t55_fea.pdf | Document Posted | https://www.pjm.com/pjmfiles/pub/planning/project-queues/impact_studies/t55_imp.pdf | Document Posted |  | Not Required | https://www.pjm.com/pjmfiles/pub/planning/project-queues/isa/t55_isa.pdf | Document Posted | N/A |  | Not Required | N/A | N/A |  | 9/21/2007 | N/A | N/A |  |  |  | 5/3/2010 | 5/3/2010 | 5/3/2010 | N | No
T56 | Christiana | Christiana Units #11 & 14 | DE | New Castle | In Service | DPL | 53.4 | 8.4 | 8.4 | 8.4 | Capacity | Generation Interconnection | Oil |  |  | N/A | https://www.pjm.com/pjmfiles/pub/planning/project-queues/feas_docs/t56_fea.pdf | Document Posted | https://www.pjm.com/pjmfiles/pub/planning/project-queues/impact_studies/t56_imp.pdf | Document Posted |  | Not Required | https://www.pjm.com/pjmfiles/pub/planning/project-queues/isa/t56_isa.pdf | Document Posted | N/A |  | Not Required | N/A | N/A |  | 9/21/2007 | N/A | N/A |  |  |  | 5/31/2009 | 5/31/2009 | 5/31/2009 | N | No
T57 | Middle |  | NJ | Cape May | Withdrawn | AEC | 109.2 | 22.2 | 22.2 |  | Capacity | Generation Interconnection | Oil |  |  | N/A | https://www.pjm.com/pjmfiles/pub/planning/project-queues/feas_docs/t57_fea.pdf | Document Posted |  | Withdrawn |  |  | N/A |  | N/A |  |  | N/A | N/A |  | 9/21/2007 | N/A | N/A |  | 2/7/2008 | Customer Milestone Not Met | 4/1/2009 |  |  | N | No
T59 | Mickleton |  | NJ | Gloucester | In Service | AEC | 73.4 | 14.4 | 14.4 | 7.3 | Capacity | Generation Interconnection | Natural Gas |  |  | N/A | https://www.pjm.com/pjmfiles/pub/planning/project-queues/feas_docs/t59_fea.pdf | Document Posted | https://www.pjm.com/pjmfiles/pub/planning/project-queues/impact_studies/t59_imp.pdf | Document Posted |  | Not Required | https://www.pjm.com/pjmfiles/pub/planning/project-queues/isa/t59_isa.pdf | Document Posted | N/A |  | Not Required | N/A | N/A |  | 9/21/2007 | N/A | N/A |  |  |  | 7/7/2011 | 7/7/2011 | 7/7/2011 | N | No
T60 | Missouri Ave |  | NJ | Atlantic | Withdrawn | AEC | 798 | 10.5 | 10.5 |  | Capacity | Generation Interconnection | Oil |  |  | N/A | https://www.pjm.com/pjmfiles/pub/planning/project-queues/feas_docs/t60_fea.pdf | Document Posted |  | Withdrawn |  |  | N/A |  | N/A |  |  | N/A | N/A |  | 9/21/2007 | N/A | N/A |  | 2/7/2008 | Customer Milestone Not Met | 4/1/2009 |  |  | N | No
T61 | Cedar |  | NJ | Ocean | Withdrawn | AEC | 68.3 | 8.3 | 8.3 |  | Capacity | Generation Interconnection | Oil |  |  | N/A | https://www.pjm.com/pjmfiles/pub/planning/project-queues/feas_docs/t61_fea.pdf | Document Posted |  | Withdrawn |  |  | N/A |  | N/A |  |  | N/A | N/A |  | 9/21/2007 | N/A | N/A |  | 2/7/2008 | Customer Milestone Not Met | 4/1/2009 |  |  | N | No
T63 | Carlls Corner |  | NJ | Cumberland | Withdrawn | AEC | 102.2 | 27.2 | 27.2 |  | Capacity | Generation Interconnection | Natural Gas |  |  | N/A | https://www.pjm.com/pjmfiles/pub/planning/project-queues/feas_docs/t63_fea.pdf | Document Posted |  | Withdrawn |  |  | N/A |  | N/A |  |  | N/A | N/A |  | 9/21/2007 | N/A | N/A |  | 2/7/2008 | Customer Milestone Not Met | 4/1/2009 |  |  | N | No
T66 | Tasley | Tasley | VA | Accomack | In Service | DPL | 33 | 6.7 | 6.7 | 6.7 | Capacity | Generation Interconnection | Oil |  |  | N/A | https://www.pjm.com/pjmfiles/pub/planning/project-queues/feas_docs/t66_fea.pdf | Document Posted | https://www.pjm.com/pjmfiles/pub/planning/project-queues/impact_studies/t66_imp.pdf | Document Posted |  | Not Required | https://www.pjm.com/pjmfiles/pub/planning/project-queues/isa/t66_isa.pdf | Document Posted | N/A |  | Not Required | N/A | N/A |  | 9/21/2007 | N/A | N/A |  |  |  | 3/26/2009 | 3/26/2009 | 3/26/2009 | N | No
T67 | West | West #1 | DE | New Castle | In Service | DPL | 20.3 | 5.3 | 5.3 | 5.3 | Capacity | Generation Interconnection | Oil |  |  | N/A | https://www.pjm.com/pjmfiles/pub/planning/project-queues/feas_docs/t67_fea.pdf | Document Posted | https://www.pjm.com/pjmfiles/pub/planning/project-queues/impact_studies/t67_imp.pdf | Document Posted |  | Not Required | https://www.pjm.com/pjmfiles/pub/planning/project-queues/isa/t67_isa.pdf | Document Posted | N/A |  | Not Required | N/A | N/A |  | 9/21/2007 | N/A | N/A |  |  |  | 4/1/2009 | 4/1/2009 | 4/1/2009 | N | No
T68 | Edgemoor | Edgemoor #10 | DE | New Castle | In Service | DPL | 18.2 | 5.2 | 5.2 | 5.2 | Capacity | Generation Interconnection | Oil |  |  | N/A | https://www.pjm.com/pjmfiles/pub/planning/project-queues/feas_docs/t68_fea.pdf | Document Posted | https://www.pjm.com/pjmfiles/pub/planning/project-queues/impact_studies/t68_imp.pdf | Document Posted |  | Not Required | https://www.pjm.com/pjmfiles/pub/planning/project-queues/isa/t68_isa.pdf | Document Posted | N/A |  | Not Required | N/A | N/A |  | 9/21/2007 | N/A | N/A |  |  |  | 4/1/2009 | 4/1/2009 | 4/1/2009 | N | No
T73 | Hanging Rock 765kV | Hanging Rock CC2 | OH | Lawrence | In Service | AEP | 1240 | 20 | 20 | 20 | Capacity | Generation Interconnection | Natural Gas |  |  | N/A | https://www.pjm.com/pjmfiles/pub/planning/project-queues/feas_docs/t73_fea.pdf | Document Posted | https://www.pjm.com/pjmfiles/pub/planning/project-queues/impact_studies/t73_imp.pdf | Document Posted |  | Not Required | https://www.pjm.com/pjmfiles/pub/planning/project-queues/isa/t73_isa.pdf | Document Posted | N/A |  | Not Required | N/A | N/A |  | 9/25/2007 | N/A | N/A |  |  |  | 6/1/2008 | 6/1/2008 | 6/1/2008 | N | No
T74 | Elgin | Elgin Energy Center | IL | Kane | In Service | ComEd | 484 | 16 | 16 | 16 | Capacity | Generation Interconnection | Natural Gas |  |  | N/A | https://www.pjm.com/pjmfiles/pub/planning/project-queues/feas_docs/t74_fea.pdf | Document Posted | https://www.pjm.com/pjmfiles/pub/planning/project-queues/impact_studies/t74_imp.pdf | Document Posted |  | Not Required | https://www.pjm.com/pjmfiles/pub/planning/project-queues/isa/t74_isa.pdf | Document Posted | N/A |  | Not Required | N/A | N/A |  | 9/26/2007 | N/A | N/A |  |  |  | 9/1/2007 |  | 1/8/2013 | N | No
T75 | South River 230kV | South River | NJ | Middlesex | In Service | JCPL | 280 | 20 | 20 | 20 | Capacity | Generation Interconnection | Natural Gas |  |  | N/A | https://www.pjm.com/pjmfiles/pub/planning/project-queues/feas_docs/t75_fea.pdf | Document Posted | https://www.pjm.com/pjmfiles/pub/planning/project-queues/impact_studies/t75_imp.pdf | Document Posted | https://www.pjm.com/pjmfiles/pub/planning/project-queues/facilities/t75_fac.pdf | Document Posted | https://www.pjm.com/pjmfiles/pub/planning/project-queues/isa/t75_isa.pdf | Document Posted | N/A |  | Not Required | N/A | N/A |  | 9/28/2007 | N/A | N/A |  |  |  | 4/16/2009 | 4/16/2009 | 11/15/2012 | N | No
T76 | South River 230 kV | South River | NJ | Middlesex | In Service | JCPL | 307 | 27 | 27 | 27 | Capacity | Generation Interconnection | Natural Gas |  |  | N/A | https://www.pjm.com/pjmfiles/pub/planning/project-queues/feas_docs/t76_fea.pdf | Document Posted | https://www.pjm.com/pjmfiles/pub/planning/project-queues/impact_studies/t76_imp.pdf | Document Posted | https://www.pjm.com/pjmfiles/pub/planning/project-queues/facilities/t76_fac.pdf | Document Posted | https://www.pjm.com/pjmfiles/pub/planning/project-queues/isa/t76_isa.pdf | Document Posted | N/A |  | Not Required | N/A | N/A |  | 9/28/2007 | N/A | N/A |  |  |  | 6/15/2009 |  | 11/15/2012 | N | No
T77 | Linden 230kV | Linden 1 & 2 | NJ | Union | In Service | PSEG | 1570 | 44 | 44 | 44 | Capacity | Generation Interconnection | Natural Gas |  |  | N/A |  | Not Required | https://www.pjm.com/pjmfiles/pub/planning/project-queues/impact_studies/t77_imp.pdf | Document Posted |  | Not Required | https://www.pjm.com/pjmfiles/pub/planning/project-queues/isa/t77_isa.pdf | Document Posted | N/A |  | Not Required | N/A | N/A |  | 10/5/2007 | N/A | N/A |  |  |  | 5/31/2013 | 5/31/2013 | 6/1/2008 | N | No
T78 | Arnolds Corner 34.5kV | King George Renewable Energy Facility | VA | King George | In Service | Dominion | 9.8 | 9.8 | 8.5 | 9.8 | Capacity | Generation Interconnection | Methane |  |  | N/A | https://www.pjm.com/pjmfiles/pub/planning/project-queues/feas_docs/t78_fea.pdf | Document Posted | https://www.pjm.com/pjmfiles/pub/planning/project-queues/impact_studies/t78_imp.pdf | Document Posted |  | Not Required | https://www.pjm.com/pjmfiles/pub/planning/project-queues/isa/t78_isa.pdf | Document Posted | N/A | https://www.pjm.com/pjmfiles/pub/planning/project-queues/csa/t78_csa.pdf | Document Posted | N/A | N/A |  | 10/5/2007 | N/A | N/A |  |  |  | 5/4/2010 | 5/4/2010 | 5/4/2010 | N | No
T79 | Shacklefords 34.5kv | Middle Pennisula Gas to Energy Power Plant | VA | Gloucester | In Service | Dominion | 6.2 | 6.2 | 6.2 | 6.2 | Capacity | Generation Interconnection | Methane |  |  | N/A | https://www.pjm.com/pjmfiles/pub/planning/project-queues/feas_docs/t79_fea.pdf | Document Posted | https://www.pjm.com/pjmfiles/pub/planning/project-queues/impact_studies/t79_imp.pdf | Document Posted |  | Not Required | https://www.pjm.com/pjmfiles/pub/planning/project-queues/isa/t79_isa.pdf | Document Posted | N/A | https://www.pjm.com/pjmfiles/pub/planning/project-queues/csa/t79_csa.pdf | Document Posted | N/A | N/A |  | 10/5/2007 | N/A | N/A |  |  |  | 10/1/2009 | 10/1/2009 | 10/1/2009 | N | No
T81 | Cedar 230kV |  | NJ | Ocean | Withdrawn | AEC | 350 | 350 | 70 |  | Capacity | Generation Interconnection | Offshore Wind |  |  | N/A | https://www.pjm.com/pjmfiles/pub/planning/project-queues/feas_docs/t81_fea.pdf | Document Posted |  | Withdrawn |  |  | N/A |  | N/A |  |  | N/A | N/A |  | 10/15/2007 | N/A | N/A |  | 7/18/2008 | Customer Initiated Withdrawal | 12/31/2012 |  |  | N | No
T82 | Cardiff 230kV |  | NJ | Atlantic | Withdrawn | AEC | 350 | 350 | 70 |  | Capacity | Generation Interconnection | Offshore Wind |  |  | N/A | https://www.pjm.com/pjmfiles/pub/planning/project-queues/feas_docs/t82_fea.pdf | Document Posted | https://www.pjm.com/pjmfiles/pub/planning/project-queues/impact_studies/t82_imp.pdf | Document Posted |  | Withdrawn | N/A |  | N/A |  |  | N/A | N/A |  | 10/15/2007 | N/A | N/A |  | 7/20/2009 | Customer Milestone Not Met | 12/31/2012 |  |  | N | No
T83 | Merion 138kV |  | NJ | Atlantic | Withdrawn | AEC | 350 | 350 | 70 |  | Capacity | Generation Interconnection | Offshore Wind |  |  | N/A | https://www.pjm.com/pjmfiles/pub/planning/project-queues/feas_docs/t83_fea.pdf | Document Posted |  | Withdrawn |  |  | N/A |  | N/A |  |  | N/A | N/A |  | 10/15/2007 | N/A | N/A |  | 7/9/2008 | Customer Milestone Not Met | 12/31/2012 |  |  | N | No
T84 | Corson 138kV |  | NJ | Cape May | Withdrawn | AEC | 350 | 350 | 70 |  | Capacity | Generation Interconnection | Offshore Wind |  |  | N/A | https://www.pjm.com/pjmfiles/pub/planning/project-queues/feas_docs/t84_fea.pdf | Document Posted | https://www.pjm.com/pjmfiles/pub/planning/project-queues/impact_studies/t84_imp.pdf | Document Posted |  | Withdrawn | N/A |  | N/A |  |  | N/A | N/A |  | 10/15/2007 | N/A | N/A |  | 10/15/2012 | Customer Initiated Withdrawal | 6/1/2015 | 6/1/2015 |  | N | No
T85 | Roxbury-Blain 23kV | Cumberland County LF | PA | Cumberland | In Service | PENELEC | 6.4 | 6.4 | 6 | 6.4 | Capacity | Generation Interconnection | Methane |  |  | N/A | https://www.pjm.com/pjmfiles/pub/planning/project-queues/feas_docs/t85_fea.pdf | Document Posted | https://www.pjm.com/pjmfiles/pub/planning/project-queues/impact_studies/t85_imp.pdf | Document Posted |  | Not Required | https://www.pjm.com/pjmfiles/pub/planning/project-queues/isa/t85_isa.pdf | Document Posted | N/A | https://www.pjm.com/pjmfiles/pub/planning/project-queues/csa/t85_csa.pdf | Document Posted | N/A | N/A | 1/26/2009 | 10/16/2007 | N/A | N/A | 1/27/2009 |  |  | 12/31/2008 | 12/31/2008 | 12/31/2008 | N | No
T86 | Bradford 34.5kV | North Tier LF | PA | Bradford | In Service | PENELEC | 1.6 | 1.6 | 1.5 | 1.6 | Capacity | Generation Interconnection | Methane |  |  | N/A | https://www.pjm.com/pjmfiles/pub/planning/project-queues/feas_docs/t86_fea.pdf | Document Posted | https://www.pjm.com/pjmfiles/pub/planning/project-queues/impact_studies/t86_imp.pdf | Document Posted |  | Not Required | https://www.pjm.com/pjmfiles/pub/planning/project-queues/isa/t86_isa.pdf | Document Posted | N/A | https://www.pjm.com/pjmfiles/pub/planning/project-queues/csa/t86_csa.pdf | Document Posted | N/A | N/A |  | 10/16/2007 | N/A | N/A | 1/9/2009 |  |  | 7/1/2008 | 7/1/2008 | 7/1/2008 | N | No
T92 | Paddtown I Wind 1500 MW |  | IA | Pocahontas | Withdrawn | ComEd | 1500 | 1500 | 300 |  | Capacity | Generation Interconnection | Wind |  |  | N/A |  | Withdrawn |  |  |  |  | N/A |  | N/A |  |  | N/A | N/A |  | 10/23/2007 | N/A | N/A |  | 9/16/2009 | Customer Initiated Withdrawal | 8/1/2010 |  |  | N | No
T93 | Paddtown II Wind 1500 MW |  | IA | Pocahontas | Withdrawn | ComEd | 1500 | 1500 | 300 |  | Capacity | Generation Interconnection | Wind |  |  | N/A |  | Withdrawn |  |  |  |  | N/A |  | N/A |  |  | N/A | N/A |  | 10/23/2007 | N/A | N/A |  | 9/16/2009 | Customer Initiated Withdrawal | 8/1/2010 |  |  | N | No
T94 | Cook-Palesades 345kV |  | MI | Van Buren | In Service | ITCI | 1035 | 1035 | 1035 | 1035 | Capacity | Generation Interconnection | Natural Gas |  |  | N/A | https://www.pjm.com/pjmfiles/pub/planning/project-queues/feas_docs/t94_fea.pdf | Document Posted | https://www.pjm.com/pjmfiles/pub/planning/project-queues/impact_studies/t94_imp.pdf | Document Posted | https://www.pjm.com/pjmfiles/pub/planning/project-queues/facilities/t94_fac.pdf | Document Posted | https://www.pjm.com/pjmfiles/pub/planning/project-queues/isa/t94_isa.pdf | Document Posted | N/A | https://www.pjm.com/pjmfiles/pub/planning/project-queues/csa/t94_csa.pdf | Document Posted | N/A | N/A |  | 10/24/2007 | N/A | N/A |  |  |  | 6/30/2016 | 6/30/2016 | 6/1/2016 | N | No
T98 | South Mahwah 69kV |  | NJ | Bergen | Withdrawn | RECO | 6 | 6 | 6 |  | Capacity | Generation Interconnection | Natural Gas |  |  | N/A |  | Withdrawn |  |  |  |  | N/A |  | N/A |  |  | N/A | N/A |  | 10/29/2007 | N/A | N/A |  | 6/2/2009 | Customer Initiated Withdrawal | 10/29/2007 |  |  | N | No
T99 | Wempletown-Belvidere 138kV |  | IL | Boone | Withdrawn | ComEd | 100 | 100 | 20 |  | Capacity | Generation Interconnection | Wind |  |  | N/A | https://www.pjm.com/pjmfiles/pub/planning/project-queues/feas_docs/t99_fea.pdf | Document Posted | https://www.pjm.com/pjmfiles/pub/planning/project-queues/impact_studies/t99_imp.pdf | Document Posted |  | Withdrawn | N/A |  | N/A |  |  | N/A | N/A |  | 10/29/2007 | N/A | N/A |  | 9/19/2016 | Customer Initiated Withdrawal | 12/31/2016 | 12/31/2016 |  | N | No
U1-010 | Peach Bottom | Delta | PA | York | In Service | PECO | 575 | 18 | 18 | 18 | Capacity | Generation Interconnection | Natural Gas |  |  | N/A | https://www.pjm.com/pjmfiles/pub/planning/project-queues/feas_docs/u1010_fea.pdf | Document Posted | https://www.pjm.com/pjmfiles/pub/planning/project-queues/impact_studies/u1010_imp.pdf | Document Posted |  | Not Required | https://www.pjm.com/pjmfiles/pub/planning/project-queues/isa/u1_010_isa.pdf | Document Posted | N/A |  | Not Required | N/A | N/A |  | 2/7/2008 | N/A | N/A | 12/21/2010 |  |  | 3/1/2011 | 3/1/2011 | 3/1/2011 | N | No
U1-011 | Minonk II 34.5kV |  | IL | Woodford | Withdrawn | ComEd | 20 | 20 | 2.6 |  | Capacity | Generation Interconnection | Wind |  |  | N/A |  | Withdrawn |  |  |  |  | N/A |  | N/A |  |  | N/A | N/A |  | 2/7/2008 | N/A | N/A |  | 12/15/2008 | Customer Initiated Withdrawal | 12/1/2009 |  |  | N | No
U1-012 | Richmond |  | PA | Philadelphia | Withdrawn | PECO | 630 | 630 | 630 |  | Capacity | Generation Interconnection | Natural Gas |  |  | N/A | https://www.pjm.com/pjmfiles/pub/planning/project-queues/feas_docs/u1012_fea.pdf | Document Posted | https://www.pjm.com/pjmfiles/pub/planning/project-queues/impact_studies/u1012_imp.pdf | Document Posted |  | Withdrawn | N/A |  | N/A |  |  | N/A | N/A |  | 2/7/2008 | N/A | N/A |  | 9/3/2009 | Customer Initiated Withdrawal | 1/1/2013 |  |  | N | No
U1-013 | Eddystone |  | PA | Delaware | Withdrawn | PECO | 630 | 630 | 630 |  | Capacity | Generation Interconnection | Natural Gas |  |  | N/A | https://www.pjm.com/pjmfiles/pub/planning/project-queues/feas_docs/u1013_fea.pdf | Document Posted | https://www.pjm.com/pjmfiles/pub/planning/project-queues/impact_studies/u1013_imp.pdf | Document Posted |  | Withdrawn | N/A |  | N/A |  |  | N/A | N/A |  | 2/7/2008 | N/A | N/A |  | 10/14/2009 | Customer Initiated Withdrawal | 1/1/2013 |  |  | N | No
U1-014 | Cromby |  | PA | Montgomery | Withdrawn | PECO | 700 | 700 | 700 |  | Capacity | Generation Interconnection | Natural Gas |  |  | N/A | https://www.pjm.com/pjmfiles/pub/planning/project-queues/feas_docs/u1014_fea.pdf | Document Posted |  | Withdrawn |  |  | N/A |  | N/A |  |  | N/A | N/A |  | 2/7/2008 | N/A | N/A |  | 8/15/2008 | Customer Initiated Withdrawal | 1/1/2013 |  |  | N | No
U1-015 | Barbados |  | PA | Montgomery | Withdrawn | PECO | 700 | 700 | 700 |  | Capacity | Generation Interconnection | Natural Gas |  |  | N/A |  | Withdrawn |  |  |  |  | N/A |  | N/A |  |  | N/A | N/A |  | 2/7/2008 | N/A | N/A |  | 6/18/2008 | Customer Initiated Withdrawal | 1/1/2013 |  |  | N | No
U1-016 | Muddy Run |  | PA | Lancaster | Withdrawn | PECO | 700 | 700 | 700 |  | Capacity | Generation Interconnection | Natural Gas |  |  | N/A |  | Withdrawn |  |  |  |  | N/A |  | N/A |  |  | N/A | N/A |  | 2/7/2008 | N/A | N/A |  | 6/18/2008 | Customer Initiated Withdrawal | 1/1/2013 |  |  | N | No
U1-024 | Dequine-Eugene 345kV |  | IN | Warren | Withdrawn | AEP | 500 | 500 | 65 |  | Capacity | Generation Interconnection | Wind |  |  | N/A | https://www.pjm.com/pjmfiles/pub/planning/project-queues/feas_docs/u1024_fea.pdf | Document Posted |  | Withdrawn |  |  | N/A |  | N/A |  |  | N/A | N/A |  | 2/12/2008 | N/A | N/A |  | 9/8/2008 | Customer Milestone Not Met | 12/1/2010 |  |  | N | No
U1-029 | Sherman Ave 138kV |  | NJ | Cumberland | Withdrawn | AEC | 110 | 110 | 110 |  | Capacity | Generation Interconnection | Oil |  |  | N/A | https://www.pjm.com/pjmfiles/pub/planning/project-queues/feas_docs/u1029_fea.pdf | Document Posted | https://www.pjm.com/pjmfiles/pub/planning/project-queues/impact_studies/u1029_imp.pdf | Document Posted |  | Withdrawn | N/A |  | N/A |  |  | N/A | N/A |  | 2/19/2008 | N/A | N/A |  | 7/21/2009 | Customer Initiated Withdrawal | 5/1/2012 |  |  | N | No
U1-030 | Missouri Ave |  | NJ | Atlantic | Withdrawn | AEC | 110 | 110 | 110 |  | Capacity | Generation Interconnection | Oil |  |  | N/A | https://www.pjm.com/pjmfiles/pub/planning/project-queues/feas_docs/u1030_fea.pdf | Document Posted | https://www.pjm.com/pjmfiles/pub/planning/project-queues/impact_studies/u1030_imp.pdf | Document Posted |  | Withdrawn | N/A |  | N/A |  |  | N/A | N/A |  | 2/19/2008 | N/A | N/A |  | 7/21/2009 | Customer Initiated Withdrawal | 5/1/2013 |  |  | N | No
U1-031 | Earleys 230kV |  | NC | Hertford | Withdrawn | Dominion | 80 | 80 | 80 |  | Capacity | Generation Interconnection | Wood |  |  | N/A | https://www.pjm.com/pjmfiles/pub/planning/project-queues/feas_docs/u1031_fea.pdf | Document Posted | https://www.pjm.com/pjmfiles/pub/planning/project-queues/impact_studies/u1031_imp.pdf | Document Posted | https://www.pjm.com/pjmfiles/pub/planning/project-queues/facilities/u1031_fac.pdf | Document Posted |  | Withdrawn | N/A |  | Withdrawn | N/A | N/A |  | 2/19/2008 | N/A | N/A |  | 12/3/2010 | Customer Initiated Withdrawal | 6/30/2012 | 6/30/2012 |  | N | No
U1-032 | Hopewell 230kV |  | VA | City of Hopewell | Deactivated | Dominion | 112.5 | 20 | 0 | 20 | Energy | Generation Interconnection | Coal |  |  | N/A | https://www.pjm.com/pjmfiles/pub/planning/project-queues/feas_docs/u1032_fea.pdf | Document Posted | https://www.pjm.com/pjmfiles/pub/planning/project-queues/impact_studies/u1032_imp.pdf | Document Posted |  | Not Required | https://www.pjm.com/pjmfiles/pub/planning/project-queues/isa/u1_032_isa.pdf | Document Posted | N/A |  | Not Required | N/A | N/A |  | 2/20/2008 | N/A | N/A |  |  |  | 9/28/2009 | 9/28/2009 | 9/28/2009 | N | No
U1-033 | Miami Fort 345kV |  | OH | Hamilton | Withdrawn | Dayton | 180 | 4 | 4 |  | Capacity | Generation Interconnection | Coal |  |  | N/A |  | Withdrawn |  |  |  |  | N/A |  | N/A |  |  | N/A | N/A |  | 2/21/2008 | N/A | N/A |  | 7/18/2008 | Customer Initiated Withdrawal | 2/6/2008 |  |  | N | No
U1-034 | Miami Fort 345kV |  | OH | Hamilton | Withdrawn | Dayton | 180 | 4 | 4 |  | Capacity | Generation Interconnection | Coal |  |  | N/A |  | Withdrawn |  |  |  |  | N/A |  | N/A |  |  | N/A | N/A |  | 2/21/2008 | N/A | N/A |  | 7/18/2008 | Customer Initiated Withdrawal | 2/6/2008 |  |  | N | No
U1-036 | Steel Side 115 kV |  | MD | Baltimore County | Withdrawn | BGE | 220 | 220 | 100 |  | Capacity | Generation Interconnection | Natural Gas |  |  | N/A | https://www.pjm.com/pjmfiles/pub/planning/project-queues/feas_docs/u1036_fea.pdf | Document Posted | https://www.pjm.com/pjmfiles/pub/planning/project-queues/impact_studies/u1036_imp.pdf | Document Posted |  | Withdrawn | N/A |  | N/A |  |  | N/A | N/A |  | 2/25/2008 | N/A | N/A |  | 10/29/2009 | Customer Milestone Not Met | 6/1/2011 | 6/1/2011 |  | N | No
U1-037 | LaSalle-Plano 345kV |  | IL | Lasalle | Withdrawn | ComEd | 250 | 250 | 32.5 |  | Capacity | Generation Interconnection | Wind |  |  | N/A | https://www.pjm.com/pjmfiles/pub/planning/project-queues/feas_docs/u1037_fea.pdf | Document Posted |  | Withdrawn |  |  | N/A |  | N/A |  |  | N/A | N/A |  | 2/29/2008 | N/A | N/A |  | 7/12/2010 | Customer Initiated Withdrawal | 9/1/2010 |  |  | N | No
U1-038 | Millheim |  | PA | Centre | Withdrawn | APS | 50 | 50 | 6.5 |  | Capacity | Generation Interconnection | Wind |  |  | N/A | https://www.pjm.com/pjmfiles/pub/planning/project-queues/feas_docs/u1038_fea.pdf | Document Posted | https://www.pjm.com/pjmfiles/pub/planning/project-queues/impact_studies/u1038_imp.pdf | Document Posted |  | Withdrawn | N/A |  | N/A |  |  | N/A | N/A |  | 2/29/2008 | N/A | N/A |  | 1/27/2010 |  | 12/1/2010 |  |  | N | No
U1-044 | Frederick County VA Regional Landfill | Fredrick County Regional LF | VA | Frederick | In Service | APS | 2 | 2 | 2 | 2 | Capacity | Generation Interconnection | Methane |  |  | N/A | https://www.pjm.com/pjmfiles/pub/planning/project-queues/feas_docs/u1044_fea.pdf | Document Posted | https://www.pjm.com/pjmfiles/pub/planning/project-queues/impact_studies/u1044_imp.pdf | Document Posted |  | Not Required | N/A | Wholesale Market Participation Agreement | https://www.pjm.com/pjmfiles/pub/planning/project-queues/wmpa/u1044_wmpa.pdf |  | Not Required | N/A | N/A |  | 3/18/2008 | N/A | N/A |  |  |  | 11/4/2010 | 11/4/2010 | 1/1/2009 | N | No
U1-048 | Reichs Ford Landfill | Reichs LF | MD | Frederick | Deactivated | APS | 2 | 2 | 2 | 2 | Capacity | Generation Interconnection | Methane |  |  | N/A | https://www.pjm.com/pjmfiles/pub/planning/project-queues/feas_docs/u1048_fea.pdf | Document Posted | https://www.pjm.com/pjmfiles/pub/planning/project-queues/impact_studies/u1048_imp.pdf | Document Posted |  | Not Required | N/A | Wholesale Market Participation Agreement | https://www.pjm.com/pjmfiles/pub/planning/project-queues/wmpa/u1048_wmpa.pdf |  | Not Required | N/A | N/A |  | 3/24/2008 | N/A | N/A | 4/22/2010 |  |  | 5/3/2010 | 5/3/2010 | 2/1/2009 | N | No
U1-049 | Kankakee #4 138kV |  | IL | Kankakee | Withdrawn | ComEd | 100 | 100 | 13 |  | Capacity | Generation Interconnection | Wind |  |  | N/A | https://www.pjm.com/pjmfiles/pub/planning/project-queues/feas_docs/u1049_fea.pdf | Document Posted | https://www.pjm.com/pjmfiles/pub/planning/project-queues/impact_studies/u1049_imp.pdf | Document Posted |  | Withdrawn | N/A |  | N/A |  |  | N/A | N/A |  | 3/24/2008 | N/A | N/A |  | 12/6/2013 | Customer Initiated Withdrawal | 9/1/2010 |  |  | N | No
U1-050 | Clearfield |  | PA | Clearfield | Withdrawn | PENELEC | 200 | 200 | 26 |  | Capacity | Generation Interconnection | Wind |  |  | N/A | https://www.pjm.com/pjmfiles/pub/planning/project-queues/feas_docs/u1050_fea.pdf | Document Posted |  | Withdrawn |  |  | N/A |  | N/A |  |  | N/A | N/A |  | 3/25/2008 | N/A | N/A |  | 5/12/2009 | Customer Initiated Withdrawal | 12/1/2011 |  |  | N | No
U1-051 | Clearfield |  | PA | Clearfield | Withdrawn | PENELEC | 130 | 130 | 16.9 |  | Capacity | Generation Interconnection | Wind |  |  | N/A | https://www.pjm.com/pjmfiles/pub/planning/project-queues/feas_docs/u1051_fea.pdf | Document Posted | https://www.pjm.com/pjmfiles/pub/planning/project-queues/impact_studies/u1051_imp.pdf | Document Posted |  | Withdrawn | N/A |  | N/A |  |  | N/A | N/A |  | 3/25/2008 | N/A | N/A |  | 1/9/2012 | Customer Initiated Withdrawal | 12/1/2011 |  |  | N | No
U1-054 | Calumet | River Energy Center | IL | Cook | In Service | ComEd | 327 | 27 | 27 | 27 | Capacity | Generation Interconnection | Natural Gas |  |  | N/A | https://www.pjm.com/pjmfiles/pub/planning/project-queues/feas_docs/u1054_fea.pdf | Document Posted | https://www.pjm.com/pjmfiles/pub/planning/project-queues/impact_studies/u1054_imp.pdf | Document Posted |  | Not Required | https://www.pjm.com/pjmfiles/pub/planning/project-queues/isa/u1_054_isa.pdf | Document Posted | N/A |  | Not Required | N/A | N/A |  | 3/26/2008 | N/A | N/A |  |  |  | 3/28/2008 |  | 1/25/2013 | N | No
U1-056 | Lewis 138kV |  | NJ | Atlantic | Withdrawn | AEC | 350 | 350 | 45.5 |  | Capacity | Generation Interconnection | Offshore Wind |  |  | N/A | https://www.pjm.com/pjmfiles/pub/planning/project-queues/feas_docs/u1056_fea.pdf | Document Posted | https://www.pjm.com/pjmfiles/pub/planning/project-queues/impact_studies/u1056_imp.pdf | Document Posted | https://www.pjm.com/pjmfiles/pub/planning/project-queues/facilities/u1056_fac.pdf | Document Posted |  | Withdrawn | N/A |  | Withdrawn | N/A | N/A |  | 3/28/2008 | N/A | N/A |  | 7/14/2014 | Customer Initiated Withdrawal | 4/1/2014 |  |  | N | No
U1-057 | North Lebanon |  | PA | Lebanon | Withdrawn | ME | 950 | 950 | 900 |  | Capacity | Generation Interconnection | Natural Gas |  |  | N/A | https://www.pjm.com/pjmfiles/pub/planning/project-queues/feas_docs/u1057_fea.pdf | Document Posted | https://www.pjm.com/pjmfiles/pub/planning/project-queues/impact_studies/u1057_imp.pdf | Document Posted |  | Withdrawn | N/A |  | N/A |  |  | N/A | N/A |  | 3/31/2008 | N/A | N/A |  | 1/28/2010 | Customer Initiated Withdrawal | 6/1/2011 |  |  | N | No
U1-058 | Olive-Dumont 345kV |  | IN | St. Joseph | Withdrawn | AEP | 586 | 586 | 586 |  | Capacity | Generation Interconnection | Natural Gas |  |  | N/A | https://www.pjm.com/pjmfiles/pub/planning/project-queues/feas_docs/u1058_fea.pdf | Document Posted |  | Withdrawn |  |  | N/A |  | N/A |  |  | N/A | N/A |  | 4/2/2008 | N/A | N/A |  | 1/8/2009 | Customer Initiated Withdrawal | 6/1/2013 |  |  | N | No
U1-059 | Ada-Dunkirk 69kV | Hog Creek Wind Farm | OH | Hardin | In Service | AEP | 48.3 | 48.3 | 9.6 | 48.3 | Capacity | Generation Interconnection | Wind |  |  | N/A | https://www.pjm.com/pjmfiles/pub/planning/project-queues/feas_docs/u1059_fea.pdf | Document Posted | https://www.pjm.com/pjmfiles/pub/planning/project-queues/impact_studies/u1059_imp.pdf | Document Posted | https://www.pjm.com/pjmfiles/pub/planning/project-queues/facilities/u1059_fac.pdf | Document Posted | https://www.pjm.com/pjmfiles/pub/planning/project-queues/isa/u1_059_isa.pdf | Document Posted | N/A | https://www.pjm.com/pjmfiles/pub/planning/project-queues/csa/u1_059_csa.pdf | Document Posted | N/A | N/A |  | 4/2/2008 | N/A | N/A |  |  |  | 12/31/2017 | 12/31/2017 | 11/15/2017 | N | No
U1-060 | East Lima-South Kenton 138kV |  | OH | Hardin | Withdrawn | AEP | 151.8 | 151.8 | 19.7 |  | Capacity | Generation Interconnection | Wind |  |  | N/A | https://www.pjm.com/pjmfiles/pub/planning/project-queues/feas_docs/u1060_fea.pdf | Document Posted | https://www.pjm.com/pjmfiles/pub/planning/project-queues/impact_studies/u1060_imp.pdf | Document Posted |  | Withdrawn | N/A |  | N/A |  |  | N/A | N/A |  | 4/2/2008 | N/A | N/A |  | 1/23/2013 | Customer Initiated Withdrawal | 4/1/2011 |  |  | N | No
U1-065 | Middle 69kV |  | NJ | Cape May | Withdrawn | AEC | 97 | 20 | 20 |  | Capacity | Generation Interconnection | Oil |  |  | N/A | https://www.pjm.com/pjmfiles/pub/planning/project-queues/feas_docs/u1065_fea.pdf | Document Posted | https://www.pjm.com/pjmfiles/pub/planning/project-queues/impact_studies/u1065_imp.pdf | Document Posted |  | Withdrawn | N/A |  | N/A |  |  | N/A | N/A |  | 4/7/2008 | N/A | N/A |  | 7/28/2009 | Customer Initiated Withdrawal | 5/1/2009 |  |  | N | No
U1-066 | Carlls Corner 69kV | Carll's Corner Units 1 & 2 | NJ | Cumberland | Deactivated | AEC | 91 | 18 | 18 | 6 | Capacity | Generation Interconnection | Oil |  |  | N/A | https://www.pjm.com/pjmfiles/pub/planning/project-queues/feas_docs/u1066_fea.pdf | Document Posted | https://www.pjm.com/pjmfiles/pub/planning/project-queues/impact_studies/u1066_imp.pdf | Document Posted |  | Not Required | https://www.pjm.com/pjmfiles/pub/planning/project-queues/isa/u1_066_isa.pdf | Document Posted | N/A |  | Not Required | N/A | N/A |  | 4/7/2008 | N/A | N/A |  |  |  | 6/24/2011 | 6/24/2011 | 6/24/2011 | N | No
U1-067 | Honey Brook | Granger of Honeybrook | PA | Lancaster | In Service | PPL | 3.2 | 1.6 | 1.6 | 1.6 | Capacity | Generation Interconnection | Methane |  |  | N/A | https://www.pjm.com/pjmfiles/pub/planning/project-queues/feas_docs/u1067_fea.pdf | Document Posted | https://www.pjm.com/pjmfiles/pub/planning/project-queues/impact_studies/u1067_imp.pdf | Document Posted |  | Not Required | https://www.pjm.com/pjmfiles/pub/planning/project-queues/isa/u1_067_isa.pdf | Document Posted | N/A | https://www.pjm.com/pjmfiles/pub/planning/project-queues/csa/u1_067_csa.pdf | Document Posted | N/A | N/A |  | 4/9/2008 | N/A | N/A |  |  |  | 6/1/2011 | 6/1/2011 | 6/1/2011 | N | No
U1-068 | York 115kV | York | PA | Lancaster | Deactivated | ME | 51 | 10 | 10 | 10 | Capacity | Generation Interconnection | Natural Gas |  |  | N/A | https://www.pjm.com/pjmfiles/pub/planning/project-queues/feas_docs/u1068_fea.pdf | Document Posted | https://www.pjm.com/pjmfiles/pub/planning/project-queues/impact_studies/u1068_imp.pdf | Document Posted |  | Not Required | https://www.pjm.com/pjmfiles/pub/planning/project-queues/isa/u1_068_isa.pdf | Document Posted | N/A |  | Not Required | N/A | N/A |  | 4/14/2008 | N/A | N/A |  |  |  | 2/28/2011 | 2/28/2011 | 2/28/2011 | N | No
U1-069 | Emsworth Locks & Dam |  | PA | Allegheny | Withdrawn | DL | 30 | 30 | 30 |  | Capacity | Generation Interconnection | Hydro |  |  | N/A | https://www.pjm.com/pjmfiles/pub/planning/project-queues/feas_docs/u1069_fea.pdf | Document Posted | https://www.pjm.com/pjmfiles/pub/planning/project-queues/impact_studies/u1069_imp.pdf | Document Posted |  | Not Required |  | Withdrawn | N/A |  | Not Required | N/A | N/A |  | 4/14/2008 | N/A | N/A |  | 1/25/2010 | Customer Initiated Withdrawal | 1/1/2015 |  |  | N | No
U1-070 | Dashields Lock & Dam |  | PA | Allegheny | Withdrawn | DL | 14 | 14 | 14 |  | Capacity | Generation Interconnection | Hydro |  |  | N/A | https://www.pjm.com/pjmfiles/pub/planning/project-queues/feas_docs/u1070_fea.pdf | Document Posted |  | Withdrawn |  |  | N/A |  | N/A |  |  | N/A | N/A |  | 4/14/2008 | N/A | N/A |  | 9/11/2008 | Customer Milestone Not Met | 1/1/2015 |  |  | N | No
U1-071 | CW Bill Young Lock & Dam |  | PA | Allegheny | Withdrawn | APS | 15 | 15 | 15 |  | Capacity | Generation Interconnection | Hydro |  |  | N/A | https://www.pjm.com/pjmfiles/pub/planning/project-queues/feas_docs/u1071_fea.pdf | Document Posted | https://www.pjm.com/pjmfiles/pub/planning/project-queues/impact_studies/u1071_imp.pdf | Document Posted |  | Not Required |  | Not Required | N/A |  | Not Required | N/A | N/A |  | 4/14/2008 | N/A | N/A |  | 10/23/2009 | Customer Initiated Withdrawal | 1/1/2015 |  |  | N | No
U1-072 | Braddock Lock & Dam |  | PA | Allegheny | Withdrawn | DL | 10 | 10 | 10 |  | Capacity | Generation Interconnection | Hydro |  |  | N/A | https://www.pjm.com/pjmfiles/pub/planning/project-queues/feas_docs/u1072_fea.pdf | Document Posted | https://www.pjm.com/pjmfiles/pub/planning/project-queues/impact_studies/u1072_imp.pdf | Document Posted |  | Withdrawn | N/A |  | N/A |  |  | N/A | N/A |  | 4/14/2008 | N/A | N/A |  | 8/6/2009 | Customer Milestone Not Met | 1/1/2015 |  |  | N | No
U1-073 | Allegheny Lock & Dam #7 |  | PA | Allegheny | Withdrawn | APS | 16 | 16 | 16 |  | Capacity | Generation Interconnection | Hydro |  |  | N/A | https://www.pjm.com/pjmfiles/pub/planning/project-queues/feas_docs/u1073_fea.pdf | Document Posted | https://www.pjm.com/pjmfiles/pub/planning/project-queues/impact_studies/u1073_imp.pdf | Document Posted |  | Not Required |  | Not Required | N/A |  | Not Required | N/A | N/A |  | 4/14/2008 | N/A | N/A |  | 2/25/2010 | Customer Initiated Withdrawal | 1/1/2015 |  |  | N | No
U1-074 | Point Marion Lock & Dam |  | PA | Fayette | Withdrawn | APS | 10 | 10 | 10 |  | Capacity | Generation Interconnection | Hydro |  |  | N/A | https://www.pjm.com/pjmfiles/pub/planning/project-queues/feas_docs/u1074_fea.pdf | Document Posted | https://www.pjm.com/pjmfiles/pub/planning/project-queues/impact_studies/u1074_imp.pdf | Document Posted |  | Not Required |  | Not Required | N/A |  | Not Required | N/A | N/A |  | 4/14/2008 | N/A | N/A |  | 2/25/2010 | Customer Initiated Withdrawal | 1/1/2015 |  |  | N | No
U1-075 | Sutton Dam |  | WV | Braxton | Withdrawn | APS | 12 | 12 | 12 |  | Capacity | Generation Interconnection | Hydro |  |  | N/A | https://www.pjm.com/pjmfiles/pub/planning/project-queues/feas_docs/u1075_fea.pdf | Document Posted | https://www.pjm.com/pjmfiles/pub/planning/project-queues/impact_studies/u1075_imp.pdf | Document Posted | https://www.pjm.com/pjmfiles/pub/planning/project-queues/facilities/u1075_fac.pdf | Document Posted |  | Withdrawn | N/A |  | Withdrawn | N/A | N/A |  | 4/14/2008 | N/A | N/A |  | 7/10/2013 | Customer Initiated Withdrawal | 1/1/2015 |  |  | N | No
U1-076 | Allegheny Lock & Dam #2 |  | PA | Allegheny | Withdrawn | DL | 12 | 12 | 12 |  | Capacity | Generation Interconnection | Hydro |  |  | N/A | https://www.pjm.com/pjmfiles/pub/planning/project-queues/feas_docs/u1076_fea.pdf | Document Posted | https://www.pjm.com/pjmfiles/pub/planning/project-queues/impact_studies/u1076_imp.pdf | Document Posted |  | Not Required |  | Withdrawn | N/A |  | Not Required | N/A | N/A |  | 4/14/2008 | N/A | N/A |  | 1/25/2010 | Customer Initiated Withdrawal | 1/1/2015 |  |  | N | No
U1-077 | Allegheny Lock & Dam #4 |  | PA | Allegheny | Withdrawn | APS | 16 | 16 | 16 |  | Capacity | Generation Interconnection | Hydro |  |  | N/A | https://www.pjm.com/pjmfiles/pub/planning/project-queues/feas_docs/u1077_fea.pdf | Document Posted | https://www.pjm.com/pjmfiles/pub/planning/project-queues/impact_studies/u1077_imp.pdf | Document Posted |  | Withdrawn | N/A |  | N/A |  |  | N/A | N/A |  | 4/14/2008 | N/A | N/A |  | 7/24/2009 | Customer Milestone Not Met | 1/1/2015 |  |  | N | No
U1-078 | Tionesta Dam |  | PA | Forest | Withdrawn | PENELEC | 8 | 8 | 8 |  | Capacity | Generation Interconnection | Hydro |  |  | N/A | https://www.pjm.com/pjmfiles/pub/planning/project-queues/feas_docs/u1078_fea.pdf | Document Posted |  | Withdrawn |  |  | N/A |  | N/A |  |  | N/A | N/A |  | 4/14/2008 | N/A | N/A |  | 11/10/2008 | Customer Milestone Not Met | 1/1/2015 |  |  | N | No
U1-079 | Opekiska Lock & Dam |  | WV | Monongalia | Withdrawn | APS | 10 | 10 | 10 |  | Capacity | Generation Interconnection | Hydro |  |  | N/A | https://www.pjm.com/pjmfiles/pub/planning/project-queues/feas_docs/u1079_fea.pdf | Document Posted | https://www.pjm.com/pjmfiles/pub/planning/project-queues/impact_studies/u1079_imp.pdf | Document Posted |  | Not Required |  | Not Required | N/A |  | Not Required | N/A | N/A |  | 4/14/2008 | N/A | N/A |  | 2/25/2010 | Customer Initiated Withdrawal | 1/1/2015 |  |  | N | No
U1-080 | Montgomery Lock & Dam |  | PA | Beaver | Withdrawn | DL | 35 | 35 | 35 |  | Capacity | Generation Interconnection | Hydro |  |  | N/A | https://www.pjm.com/pjmfiles/pub/planning/project-queues/feas_docs/u1080_fea.pdf | Document Posted | https://www.pjm.com/pjmfiles/pub/planning/project-queues/impact_studies/u1080_imp.pdf | Document Posted |  | Not Required |  | Withdrawn | N/A |  | Not Required | N/A | N/A |  | 4/14/2008 | N/A | N/A |  | 1/25/2010 | Customer Initiated Withdrawal | 1/1/2015 |  |  | N | No
U1-081 | Monongahela Lock & Dam #4 |  | PA | Westmoreland | Withdrawn | APS | 10 | 10 | 10 |  | Capacity | Generation Interconnection | Hydro |  |  | N/A | https://www.pjm.com/pjmfiles/pub/planning/project-queues/feas_docs/u1081_fea.pdf | Document Posted | https://www.pjm.com/pjmfiles/pub/planning/project-queues/impact_studies/u1081_imp.pdf | Document Posted |  | Not Required |  | Not Required | N/A |  | Not Required | N/A | N/A |  | 4/14/2008 | N/A | N/A |  | 2/25/2010 | Customer Initiated Withdrawal | 1/1/2015 |  |  | N | No
U1-082 | Maxwell Lock & Dam |  | PA | Fayette | Withdrawn | APS | 10 | 10 | 10 |  | Capacity | Generation Interconnection | Hydro |  |  | N/A | https://www.pjm.com/pjmfiles/pub/planning/project-queues/feas_docs/u1082_fea.pdf | Document Posted | https://www.pjm.com/pjmfiles/pub/planning/project-queues/impact_studies/u1082_imp.pdf | Document Posted |  | Not Required |  | Not Required | N/A |  | Not Required | N/A | N/A |  | 4/14/2008 | N/A | N/A |  | 2/25/2010 | Customer Initiated Withdrawal | 1/1/2015 |  |  | N | No
U1-083 | Hildebrand Lock & Dam |  | WV | Monongalia | Withdrawn | APS | 10 | 10 | 10 |  | Capacity | Generation Interconnection | Hydro |  |  | N/A | https://www.pjm.com/pjmfiles/pub/planning/project-queues/feas_docs/u1083_fea.pdf | Document Posted | https://www.pjm.com/pjmfiles/pub/planning/project-queues/impact_studies/u1083_imp.pdf | Document Posted |  | Withdrawn | N/A |  | N/A |  |  | N/A | N/A |  | 4/14/2008 | N/A | N/A |  | 7/24/2009 | Customer Milestone Not Met | 1/1/2015 |  |  | N | No
U1-086 | Eldred 230kV |  | PA | Schuylkill | Withdrawn | PPL | 150 | 150 | 150 |  | Capacity | Generation Interconnection | Other |  |  | N/A | https://www.pjm.com/pjmfiles/pub/planning/project-queues/feas_docs/u1086_fea.pdf | Document Posted | https://www.pjm.com/pjmfiles/pub/planning/project-queues/impact_studies/u1086_imp.pdf | Document Posted |  | Withdrawn | N/A |  | N/A |  |  | N/A | N/A |  | 4/17/2008 | N/A | N/A |  | 12/19/2009 | Customer Milestone Not Met | 6/1/2010 |  |  | N | No
U1-087 | Dequine 345kV |  | IN | Benton | Withdrawn | AEP | 150 | 150 | 19.5 |  | Capacity | Generation Interconnection | Wind |  |  | N/A | https://www.pjm.com/pjmfiles/pub/planning/project-queues/feas_docs/u1087_fea.pdf | Document Posted | https://www.pjm.com/pjmfiles/pub/planning/project-queues/impact_studies/u1087_imp.pdf | Document Posted |  | Withdrawn | N/A |  | N/A |  |  | N/A | N/A |  | 4/18/2008 | N/A | N/A |  | 1/2/2013 | Customer Milestone Not Met | 12/31/2010 |  |  | N | No
U1-088 | Dequine 345kV |  | IN | Benton | Withdrawn | AEP | 100 | 100 | 13 |  | Capacity | Generation Interconnection | Wind |  |  | N/A | https://www.pjm.com/pjmfiles/pub/planning/project-queues/feas_docs/u1088_fea.pdf | Document Posted | https://www.pjm.com/pjmfiles/pub/planning/project-queues/impact_studies/u1088_imp.pdf | Document Posted |  | Withdrawn | N/A |  | N/A |  |  | N/A | N/A |  | 4/18/2008 | N/A | N/A |  | 1/2/2013 | Customer Milestone Not Met | 12/31/2010 |  |  | N | No
U1-089 | Paper Tap 69kV | Kimberly Clark | PA | Delaware | Deactivated | PECO | 20 | 0 | 20 | 0 | Capacity | Generation Interconnection | Other |  |  | N/A | https://www.pjm.com/pjmfiles/pub/planning/project-queues/feas_docs/u1089_fea.pdf | Document Posted | https://www.pjm.com/pjmfiles/pub/planning/project-queues/impact_studies/u1089_imp.pdf | Document Posted |  | Not Required | https://www.pjm.com/pjmfiles/pub/planning/project-queues/isa/u1_089_isa.pdf | Document Posted | N/A |  | Not Required | N/A | N/A |  | 4/18/2008 | N/A | N/A |  |  |  | 10/15/2008 |  | 10/15/2008 | N | No
U1-090 | Killen 345kV | Killen Electric Generating Station | OH | Adams | Deactivated | Dayton | 612 | 12 | 12 |  | Capacity | Generation Interconnection | Coal |  |  | N/A | https://www.pjm.com/pjmfiles/pub/planning/project-queues/feas_docs/u1090_fea.pdf | Document Posted | https://www.pjm.com/pjmfiles/pub/planning/project-queues/impact_studies/u1090_imp.pdf | Document Posted |  | Not Required | https://www.pjm.com/pjmfiles/pub/planning/project-queues/isa/u1_090_isa.pdf | Document Posted | N/A |  | Not Required | N/A | N/A |  | 4/22/2008 | N/A | N/A |  |  |  | 5/31/2008 |  |  | N | No
U1-093 | Ladysmith 230kV | Ladysmith Unit 3 | VA | Caroline | In Service | Dominion | 190 | 20 | 0 | 20 | Energy | Generation Interconnection | Oil |  |  | N/A | https://www.pjm.com/pjmfiles/pub/planning/project-queues/feas_docs/u1093_fea.pdf | Document Posted | https://www.pjm.com/pjmfiles/pub/planning/project-queues/impact_studies/u1093_imp.pdf | Document Posted |  | Not Required | https://www.pjm.com/pjmfiles/pub/planning/project-queues/isa/u1_093_isa.pdf | Document Posted | N/A | https://www.pjm.com/pjmfiles/pub/planning/project-queues/csa/u1_093_csa.pdf | Document Posted | N/A | N/A |  | 4/29/2008 | N/A | N/A |  |  |  | 4/8/2008 | 4/8/2008 | 10/1/2009 | N | No
U1-094 | Ladysmith 230kV | Ladysmith Unit 4 | VA | Caroline | In Service | Dominion | 190 | 20 | 0 | 20 | Energy | Generation Interconnection | Oil |  |  | N/A | https://www.pjm.com/pjmfiles/pub/planning/project-queues/feas_docs/u1094_fea.pdf | Document Posted | https://www.pjm.com/pjmfiles/pub/planning/project-queues/impact_studies/u1094_imp.pdf | Document Posted |  | Not Required | https://www.pjm.com/pjmfiles/pub/planning/project-queues/isa/u1_094_isa.pdf | Document Posted | N/A | https://www.pjm.com/pjmfiles/pub/planning/project-queues/csa/u1_094_csa.pdf | Document Posted | N/A | N/A |  | 4/29/2008 | N/A | N/A |  |  |  | 4/8/2008 | 4/8/2008 | 10/1/2009 | N | No
U1-095 | Ladysmith 230kV | Ladysmith Unit 5 | VA | Caroline | In Service | Dominion | 190 | 20 | 0 | 20 | Energy | Generation Interconnection | Oil |  |  | N/A | https://www.pjm.com/pjmfiles/pub/planning/project-queues/feas_docs/u1095_fea.pdf | Document Posted | https://www.pjm.com/pjmfiles/pub/planning/project-queues/impact_studies/u1095_imp.pdf | Document Posted |  | Not Required | https://www.pjm.com/pjmfiles/pub/planning/project-queues/isa/u1_095_isa.pdf | Document Posted | N/A | https://www.pjm.com/pjmfiles/pub/planning/project-queues/csa/u1_095_csa.pdf | Document Posted | N/A | N/A |  | 4/29/2008 | N/A | N/A |  |  |  | 3/31/2009 | 3/31/2009 | 3/31/2009 | N | No
U1-096 | Reybold |  | DE | New Castle | Withdrawn | DPL | 20 | 20 | 20 |  | Capacity | Generation Interconnection | Storage |  |  | N/A | https://www.pjm.com/pjmfiles/pub/planning/project-queues/feas_docs/u1096_fea.pdf | Document Posted |  | Withdrawn |  |  | N/A |  | N/A |  |  | N/A | N/A |  | 4/29/2008 | N/A | N/A |  | 8/26/2008 | Customer Milestone Not Met | 1/1/2009 |  |  | N | No
U1-097 | Essex 230kV |  | NJ | Essex | Withdrawn | PSEG | 100 | 100 | 100 |  | Capacity | Generation Interconnection | Natural Gas |  |  | N/A | https://www.pjm.com/pjmfiles/pub/planning/project-queues/feas_docs/u1097_fea.pdf | Document Posted |  | Withdrawn |  |  | N/A |  | N/A |  |  | N/A | N/A |  | 4/30/2008 | N/A | N/A |  | 12/9/2008 | Customer Milestone Not Met | 6/1/2011 |  |  | N | No
U1-099 | Joliet 4 MW |  | IL | Will | Withdrawn | ComEd | 4 | 4 | 4 |  | Capacity | Generation Interconnection | Methane |  |  | N/A |  | Withdrawn |  |  |  |  | N/A |  | N/A |  |  | N/A | N/A |  | 4/30/2008 | N/A | N/A |  | 4/21/2010 | Customer Initiated Withdrawal | 3/31/2011 | 3/31/2011 |  | N | No
U2-003 | Wempletown |  | IL | Stephenson | Withdrawn | ComEd | 200 | 200 | 26 |  | Capacity | Generation Interconnection | Wind |  |  | N/A |  | Withdrawn |  |  |  |  | N/A |  | N/A |  |  | N/A | N/A |  | 5/13/2008 | N/A | N/A |  | 4/29/2009 | Customer Initiated Withdrawal | 9/1/2010 |  |  | N | No
U2-005 | Branchburg-Deans 500kV |  | NJ | Middlesex | Withdrawn | PSEG | 1010 | 1010 | 1010 |  | Capacity | Generation Interconnection | Natural Gas |  |  | N/A | https://www.pjm.com/pjmfiles/pub/planning/project-queues/feas_docs/u2005_fea.pdf | Document Posted |  | Withdrawn |  |  | N/A |  | N/A |  |  | N/A | N/A |  | 5/14/2008 | N/A | N/A |  | 12/1/2008 | Customer Initiated Withdrawal | 6/1/2014 |  |  | N | No
U2-006 | Branchburg-Deans 500kV |  | NJ | Middlesex | Withdrawn | PSEG | 1010 | 1010 | 1010 |  | Capacity | Generation Interconnection | Natural Gas |  |  | N/A | https://www.pjm.com/pjmfiles/pub/planning/project-queues/feas_docs/u2006_fea.pdf | Document Posted |  | Withdrawn |  |  | N/A |  | N/A |  |  | N/A | N/A |  | 5/14/2008 | N/A | N/A |  | 12/1/2008 | Customer Initiated Withdrawal | 6/1/2015 |  |  | N | No
U2-013 | Northeast 34.5kV | Richmond Energy Facility | VA | Henrico | In Service | Dominion | 8 | 8 | 8 | 6.5 | Capacity | Generation Interconnection | Methane |  |  | N/A | https://www.pjm.com/pjmfiles/pub/planning/project-queues/feas_docs/u2013_fea.pdf | Document Posted | https://www.pjm.com/pjmfiles/pub/planning/project-queues/impact_studies/u2013_imp.pdf | Document Posted |  | Not Required | https://www.pjm.com/pjmfiles/pub/planning/project-queues/isa/u2_013_isa.pdf | Document Posted | N/A | https://www.pjm.com/pjmfiles/pub/planning/project-queues/csa/u2_013_csa.pdf | Document Posted | N/A | N/A | 9/15/2011 | 5/16/2008 | N/A | N/A |  |  |  | 10/1/2011 | 10/1/2011 | 12/29/2011 | N | No
U2-015 | Harwood-E. Palmerton 230kV | Buck Mountain Wind Farm | PA | Columbia | Withdrawn | PPL | 100 | 100 | 13 |  | Capacity | Generation Interconnection | Wind |  |  | N/A | https://www.pjm.com/pjmfiles/pub/planning/project-queues/feas_docs/u2015_fea.pdf | Document Posted | https://www.pjm.com/pjmfiles/pub/planning/project-queues/impact_studies/u2015_imp.pdf | Document Posted | https://www.pjm.com/pjmfiles/pub/planning/project-queues/facilities/u2015_fac.pdf | Document Posted | https://www.pjm.com/pjmfiles/pub/planning/project-queues/isa/u2_015_isa.pdf | Document Posted | N/A | https://www.pjm.com/pjmfiles/pub/planning/project-queues/csa/u2_015_csa.pdf | Document Posted | N/A | N/A |  | 5/22/2008 | N/A | N/A |  | 11/15/2019 |  | 10/1/2019 | 10/1/2019 |  | N | No
U2-016 | East Towanda-Grover 230kV |  | PA | Bradford | Withdrawn | PENELEC | 85 | 85 | 11.05 |  | Capacity | Generation Interconnection | Wind |  |  | N/A | https://www.pjm.com/pjmfiles/pub/planning/project-queues/feas_docs/u2016_fea.pdf | Document Posted | https://www.pjm.com/pjmfiles/pub/planning/project-queues/impact_studies/u2016_imp.pdf | Document Posted |  | Withdrawn | N/A |  | N/A |  |  | N/A | N/A |  | 5/23/2008 | N/A | N/A |  | 1/13/2012 | Customer Initiated Withdrawal | 10/1/2011 |  |  | N | No
U2-017 | Tazewell-Baileysville 138kV |  | VA | Tazewell | Withdrawn | AEP | 200 | 200 | 26 |  | Capacity | Generation Interconnection | Wind |  |  | N/A | https://www.pjm.com/pjmfiles/pub/planning/project-queues/feas_docs/u2017_fea.pdf | Document Posted |  | Withdrawn |  |  | N/A |  | N/A |  |  | N/A | N/A |  | 5/23/2008 | N/A | N/A |  | 10/30/2008 | Customer Initiated Withdrawal | 7/1/2011 |  |  | N | No
U2-024 | Tazewell-Baileyville 138kV |  | WV | McDowell | Withdrawn | AEP | 900 | 900 | 825 |  | Capacity | Generation Interconnection | Natural Gas |  |  | N/A | https://www.pjm.com/pjmfiles/pub/planning/project-queues/feas_docs/u2024_fea.pdf | Document Posted |  | Withdrawn |  |  | N/A |  | N/A |  |  | N/A | N/A |  | 5/23/2008 | N/A | N/A |  | 1/6/2009 | Customer Milestone Not Met | 5/1/2012 |  |  | N | No
U2-025 | Brooke County Landfill |  | WV | Brooke | Withdrawn | APS | 4 | 4 | 4 |  | Capacity | Generation Interconnection | Methane |  |  | N/A | https://www.pjm.com/pjmfiles/pub/planning/project-queues/feas_docs/u2025_fea.pdf | Document Posted | https://www.pjm.com/pjmfiles/pub/planning/project-queues/impact_studies/u2025_imp.pdf | Document Posted |  | Not Required |  | Withdrawn | N/A |  | Not Required | N/A | N/A |  | 5/29/2008 | N/A | N/A |  | 2/23/2009 | Customer Milestone Not Met | 7/31/2009 |  |  | N | No
U2-026 | Antwerp 69kV |  | OH | Paulding | Withdrawn | AEP | 30 | 30 | 3.9 |  | Capacity | Generation Interconnection | Wind |  |  | N/A | https://www.pjm.com/pjmfiles/pub/planning/project-queues/feas_docs/u2026_fea.pdf | Document Posted |  | Withdrawn |  |  | N/A |  | N/A |  |  | N/A | N/A |  | 5/29/2008 | N/A | N/A |  | 12/9/2008 | Customer Milestone Not Met | 12/1/2010 |  |  | N | No
U2-027 | Mehoopany 115kV |  | PA | Bradford | Withdrawn | PENELEC | 50 | 50 | 6.5 |  | Capacity | Generation Interconnection | Wind |  |  | N/A | https://www.pjm.com/pjmfiles/pub/planning/project-queues/feas_docs/u2027_fea.pdf | Document Posted |  | Withdrawn |  |  | N/A |  | N/A |  |  | N/A | N/A |  | 5/29/2008 | N/A | N/A |  | 12/8/2008 | Customer Milestone Not Met | 12/1/2010 |  |  | N | No
U2-028A_AT1 | Ironville | FDS Coke Plant | OH | Lucas | Withdrawn | ATSI | 135 | 135 | 135 |  | Capacity | Generation Interconnection | Other |  |  | N/A | https://www.pjm.com/pjmfiles/pub/planning/project-queues/feas_docs/u2028a_at1_fea.pdf | Document Posted | https://www.pjm.com/pjmfiles/pub/planning/project-queues/impact_studies/u2028a_at1_imp.pdf | Document Posted | https://www.pjm.com/pjmfiles/pub/planning/project-queues/facilities/u2028a_at1_fac.pdf | Document Posted | https://www.pjm.com/pjmfiles/pub/planning/project-queues/isa/u2_028a_at1_isa.pdf | Document Posted | N/A | https://www.pjm.com/pjmfiles/pub/planning/project-queues/csa/u2_028A_at1_csa.pdf | Document Posted | N/A | N/A |  | 5/29/2008 | N/A | N/A |  | 2/5/2015 | Customer Milestone Not Met | 7/1/2017 | 7/1/2017 |  | N | No
U2-029 | Passyunk |  | PA | Philadelphia | Withdrawn | PECO | 1.3 | 1.3 | 0 |  | Energy | Generation Interconnection | Solar |  |  | N/A | https://www.pjm.com/pjmfiles/pub/planning/project-queues/feas_docs/u2029_fea.pdf | Document Posted | https://www.pjm.com/pjmfiles/pub/planning/project-queues/impact_studies/u2029_imp.pdf | Document Posted |  | Not Required |  | Withdrawn | N/A |  | Not Required | N/A | N/A |  | 6/5/2008 | N/A | N/A |  | 3/7/2012 | Customer Initiated Withdrawal | 11/1/2015 |  |  | N | No
U2-030 | Four Mile Ridge Wind 138kV | Four Mile Ridge WF - 24 WT | MD | Garrett | In Service | APS | 60 | 60 | 7.8 | 40 | Capacity | Generation Interconnection | Wind |  |  | N/A | https://www.pjm.com/pjmfiles/pub/planning/project-queues/feas_docs/u2030_fea.pdf | Document Posted | https://www.pjm.com/pjmfiles/pub/planning/project-queues/impact_studies/u2030_imp.pdf | Document Posted | https://www.pjm.com/pjmfiles/pub/planning/project-queues/facilities/u2030_fac.pdf | Document Posted | https://www.pjm.com/pjmfiles/pub/planning/project-queues/isa/u2_030_isa.pdf | Document Posted | N/A | https://www.pjm.com/pjmfiles/pub/planning/project-queues/csa/u2_030_csa.pdf | Document Posted | N/A | N/A | 11/20/2014 | 6/5/2008 | N/A | N/A | 11/20/2014 |  |  | 12/23/2017 | 12/23/2017 | 11/21/2014 | N | No
U2-031 | Kings Fork 34.5kV |  | VA | City of Suffolk | Withdrawn | Dominion | 30 | 30 | 24.75 |  | Capacity | Generation Interconnection | Methane |  |  | N/A | https://www.pjm.com/pjmfiles/pub/planning/project-queues/feas_docs/u2031_fea.pdf | Document Posted | https://www.pjm.com/pjmfiles/pub/planning/project-queues/impact_studies/u2031_imp.pdf | Document Posted | https://www.pjm.com/pjmfiles/pub/planning/project-queues/facilities/u2031_fac.pdf | Document Posted | https://www.pjm.com/pjmfiles/pub/planning/project-queues/isa/u2_031_isa.pdf | Document Posted | N/A | https://www.pjm.com/pjmfiles/pub/planning/project-queues/csa/u2_031_csa.pdf | Document Posted | N/A | N/A |  | 6/9/2008 | N/A | N/A |  | 8/24/2010 | Customer Milestone Not Met | 6/1/2011 | 6/1/2011 |  | N | No
U2-032 | Elbow Mountain |  | MD | Garrett | Withdrawn | APS | 20 | 20 | 2.6 |  | Capacity | Generation Interconnection | Wind |  |  | N/A | https://www.pjm.com/pjmfiles/pub/planning/project-queues/feas_docs/u2032_fea.pdf | Document Posted |  | Withdrawn |  |  | N/A |  | N/A |  |  | N/A | N/A |  | 6/9/2008 | N/A | N/A |  | 12/4/2008 | Customer Milestone Not Met | 10/1/2010 |  |  | N | No
U2-040 | Bridgewater-Middlesex 230kV |  | NJ | Middlesex | Withdrawn | PSEG | 650 | 650 | 650 |  | Capacity | Generation Interconnection | Natural Gas |  |  | N/A | https://www.pjm.com/pjmfiles/pub/planning/project-queues/feas_docs/u2040_fea.pdf | Document Posted |  | Withdrawn |  |  | N/A |  | N/A |  |  | N/A | N/A |  | 6/12/2008 | N/A | N/A |  | 8/17/2009 | Customer Initiated Withdrawal | 5/1/2012 |  |  | N | No
U2-041 | East Lima-Marysville 345kV | Hardin Wind Farm | OH | Hardin | Withdrawn | AEP | 166.4 | 166.4 | 21.7 |  | Capacity | Generation Interconnection | Wind |  |  | N/A | https://www.pjm.com/pjmfiles/pub/planning/project-queues/feas_docs/u2041_fea.pdf | Document Posted | https://www.pjm.com/pjmfiles/pub/planning/project-queues/impact_studies/u2041_imp.pdf | Document Posted | https://www.pjm.com/pjmfiles/pub/planning/project-queues/facilities/u2041_fac.pdf | Document Posted | https://www.pjm.com/pjmfiles/pub/planning/project-queues/isa/u2_041_isa.pdf | Document Posted | N/A | https://www.pjm.com/pjmfiles/pub/planning/project-queues/csa/u2_041_csa.pdf | Document Posted | N/A | N/A |  | 6/13/2008 | N/A | N/A |  | 12/5/2019 |  | 12/31/2019 | 12/31/2019 |  | N | No
U2-042 | East Lima-South Kenton 138kV |  | OH | Hardin | Withdrawn | AEP | 201 | 201 | 26.1 |  | Capacity | Generation Interconnection | Wind |  |  | N/A | https://www.pjm.com/pjmfiles/pub/planning/project-queues/feas_docs/u2042_fea.pdf | Document Posted | https://www.pjm.com/pjmfiles/pub/planning/project-queues/impact_studies/u2042_imp.pdf | Document Posted |  | Withdrawn | N/A |  | N/A |  |  | N/A | N/A |  | 6/13/2008 | N/A | N/A |  | 7/27/2010 | Customer Milestone Not Met | 12/1/2011 |  |  | N | No
U2-044 | Lewis 138kV |  | NJ | Cape May | Withdrawn | AEC | 20 | 20 | 2.6 |  | Capacity | Generation Interconnection | Offshore Wind |  |  | N/A | https://www.pjm.com/pjmfiles/pub/planning/project-queues/feas_docs/u2044_fea.pdf | Document Posted |  | Withdrawn |  |  | N/A |  | N/A |  |  | N/A | N/A |  | 6/20/2008 | N/A | N/A |  | 11/21/2008 |  | 3/1/2011 |  |  | N | No
U2-045 | Huron 69kV | Fishermen's Atlantic City Windfarm (FACW) | NJ | Cape May | Withdrawn | AEC | 20 | 20 | 2.6 |  | Capacity | Generation Interconnection | Offshore Wind |  |  | N/A | https://www.pjm.com/pjmfiles/pub/planning/project-queues/feas_docs/u2045_fea.pdf | Document Posted | https://www.pjm.com/pjmfiles/pub/planning/project-queues/impact_studies/u2045_imp.pdf | Document Posted | https://www.pjm.com/pjmfiles/pub/planning/project-queues/facilities/u2045_fac.pdf | Document Posted | https://www.pjm.com/pjmfiles/pub/planning/project-queues/isa/u2_045_isa.pdf | Document Posted | N/A | https://www.pjm.com/pjmfiles/pub/planning/project-queues/csa/u2_045_csa.pdf | Document Posted | N/A | N/A |  | 6/20/2008 | N/A | N/A |  | 3/12/2019 |  | 1/27/2019 | 1/27/2019 |  | N | No
U2-048 | Cox's Corner-Croydon 230kV |  | NJ | Burlington | Withdrawn | PSEG | 640 | 640 | 640 |  | Capacity | Generation Interconnection | Natural Gas |  |  | N/A | https://www.pjm.com/pjmfiles/pub/planning/project-queues/feas_docs/u2048_fea.pdf | Document Posted |  | Withdrawn |  |  | N/A |  | N/A |  |  | N/A | N/A |  | 6/24/2008 | N/A | N/A |  | 12/1/2008 | Customer Initiated Withdrawal | 5/15/2012 |  |  | N | No
U2-049 | Monmouth |  | NJ | Monmouth | Withdrawn | JCPL | 640 | 640 | 640 |  | Capacity | Generation Interconnection | Natural Gas |  |  | N/A | https://www.pjm.com/pjmfiles/pub/planning/project-queues/feas_docs/u2049_fea.pdf | Document Posted |  | Withdrawn |  |  | N/A |  | N/A |  |  | N/A | N/A |  | 6/24/2008 | N/A | N/A |  | 2/9/2011 | Customer Initiated Withdrawal | 5/15/2012 |  |  | N | No
U2-050 | Lonesome Pine 138kV |  | VA | Tazewell | Withdrawn | AEP | 100 | 100 | 13 |  | Capacity | Generation Interconnection | Wind |  |  | N/A | https://www.pjm.com/pjmfiles/pub/planning/project-queues/feas_docs/u2050_fea.pdf | Document Posted | https://www.pjm.com/pjmfiles/pub/planning/project-queues/impact_studies/u2050_imp.pdf | Document Posted | https://www.pjm.com/pjmfiles/pub/planning/project-queues/facilities/u2050_fac.pdf | Document Posted |  | Withdrawn | N/A |  | Withdrawn | N/A | N/A |  | 6/24/2008 | N/A | N/A |  | 1/5/2011 | Customer Milestone Not Met | 12/1/2010 |  |  | N | No
U2-051 | Glen Lyn-Wythe 138kV |  | VA | Giles | Withdrawn | AEP | 60 | 60 | 10.4 |  | Capacity | Generation Interconnection | Wind |  |  | N/A | https://www.pjm.com/pjmfiles/pub/planning/project-queues/feas_docs/u2051_fea.pdf | Document Posted | https://www.pjm.com/pjmfiles/pub/planning/project-queues/impact_studies/u2051_imp.pdf | Document Posted | https://www.pjm.com/pjmfiles/pub/planning/project-queues/facilities/u2051_fac.pdf | Document Posted |  | Withdrawn | N/A |  | Withdrawn | N/A | N/A |  | 6/24/2008 | N/A | N/A |  | 1/5/2011 | Customer Milestone Not Met | 12/1/2010 |  |  | N | No
U2-052 | S. Bluefield-Wythe 69kV |  | VA | Bland | Withdrawn | AEP | 80 | 80 | 10.4 |  | Capacity | Generation Interconnection | Wind |  |  | N/A | https://www.pjm.com/pjmfiles/pub/planning/project-queues/feas_docs/u2052_fea.pdf | Document Posted |  | Withdrawn |  |  | N/A |  | N/A |  |  | N/A | N/A |  | 6/24/2008 | N/A | N/A |  | 3/18/2009 | Customer Initiated Withdrawal | 12/1/2011 |  |  | N | No
U2-053 | Martins Creek |  | PA | Northampton | Withdrawn | PPL | 800 | 800 | 800 |  | Capacity | Generation Interconnection | Natural Gas |  |  | N/A | https://www.pjm.com/pjmfiles/pub/planning/project-queues/feas_docs/u2053_fea.pdf | Document Posted |  | Withdrawn |  |  | N/A |  | N/A |  |  | N/A | N/A |  | 6/24/2008 | N/A | N/A |  | 6/2/2009 | Customer Milestone Not Met | 5/1/2012 |  |  | N | No
U2-054 | Weissport | Beltzville Hydro Dam | PA | Carbon | Withdrawn | PPL | 2.6 | 2.6 | 2.6 |  | Capacity | Generation Interconnection | Hydro |  |  | N/A | https://www.pjm.com/pjmfiles/pub/planning/project-queues/feas_docs/u2054_fea.pdf | Document Posted | https://www.pjm.com/pjmfiles/pub/planning/project-queues/impact_studies/u2054_imp.pdf | Document Posted |  | Not Required | N/A | Wholesale Market Participation Agreement | https://www.pjm.com/pjmfiles/pub/planning/project-queues/wmpa/u2054_wmpa.pdf |  | Not Required | N/A | N/A |  | 6/25/2008 | N/A | N/A |  | 2/26/2014 |  | 6/1/2014 | 6/1/2014 |  | N | No
U2-055 | Karthaus-Milesburg 230kV |  | PA | Centre | Withdrawn | APS | 89.1 | 89.1 | 11.5 |  | Capacity | Generation Interconnection | Wind |  |  | N/A | https://www.pjm.com/pjmfiles/pub/planning/project-queues/feas_docs/u2055_fea.pdf | Document Posted | https://www.pjm.com/pjmfiles/pub/planning/project-queues/impact_studies/u2055_imp.pdf | Document Posted | https://www.pjm.com/pjmfiles/pub/planning/project-queues/facilities/u2055_fac.pdf | Document Posted |  | Withdrawn | N/A |  | Withdrawn | N/A | N/A |  | 6/27/2008 | N/A | N/A |  | 8/7/2013 | Customer Milestone Not Met | 7/1/2012 |  |  | N | No
U2-056 | West Point |  | VA | Unknown | Withdrawn | Dominion | 88.7 | 88.7 | 88.7 |  | Capacity | Generation Interconnection | Other |  |  | N/A | https://www.pjm.com/pjmfiles/pub/planning/project-queues/feas_docs/u2056_fea.pdf | Document Posted | https://www.pjm.com/pjmfiles/pub/planning/project-queues/impact_studies/u2056_imp.pdf | Document Posted |  | Not Required |  | Withdrawn | N/A |  | Withdrawn | N/A | N/A |  | 6/30/2008 | N/A | N/A |  | 10/12/2010 | Customer Milestone Not Met | 12/1/2010 | 12/1/2010 |  | N | No
U2-057 | Hopewell 34.5kV |  | VA | City of Hopewell | Withdrawn | Dominion | 47.6 | 47.6 | 47.6 |  | Capacity | Generation Interconnection | Other |  |  | N/A | https://www.pjm.com/pjmfiles/pub/planning/project-queues/feas_docs/u2057_fea.pdf | Document Posted | https://www.pjm.com/pjmfiles/pub/planning/project-queues/impact_studies/u2057_imp.pdf | Document Posted |  | Not Required |  | Withdrawn | N/A |  | Withdrawn | N/A | N/A |  | 6/30/2008 | N/A | N/A |  | 10/12/2010 | Customer Milestone Not Met | 12/1/2010 | 12/1/2010 |  | N | No
U2-058 | Kincaid Wind |  | IL | Christian | Withdrawn | ComEd | 500 | 500 | 65 |  | Capacity | Generation Interconnection | Wind |  |  | N/A | https://www.pjm.com/pjmfiles/pub/planning/project-queues/feas_docs/u2058_fea.pdf | Document Posted |  | Withdrawn |  |  | N/A |  | N/A |  |  | N/A | N/A |  | 6/30/2008 | N/A | N/A |  | 7/20/2010 | Customer Initiated Withdrawal | 12/1/2011 |  |  | N | No
U2-059 | Foul Rift 13kV | Belvidere SP | NJ | Warren | In Service | JCPL | 2 | 2 | 0.76 | 2 | Capacity | Generation Interconnection | Solar |  |  | N/A | https://www.pjm.com/pjmfiles/pub/planning/project-queues/feas_docs/u2059_fea.pdf | Document Posted | https://www.pjm.com/pjmfiles/pub/planning/project-queues/impact_studies/u2059_imp.pdf | Document Posted |  | Not Required | N/A | Wholesale Market Participation Agreement | https://www.pjm.com/pjmfiles/pub/planning/project-queues/wmpa/u2059_wmpa.pdf |  | Not Required | N/A | N/A |  | 7/7/2008 | N/A | N/A |  |  |  | 6/1/2011 | 6/1/2011 | 12/12/2011 | N | No
U2-060 | Camden | Pennsauk LF | NJ | Camden | Withdrawn | PSEG | 5 | 5 | 5 |  | Capacity | Generation Interconnection | Methane |  |  | N/A | https://www.pjm.com/pjmfiles/pub/planning/project-queues/feas_docs/u2060_fea.pdf | Document Posted | https://www.pjm.com/pjmfiles/pub/planning/project-queues/impact_studies/u2060_imp.pdf | Document Posted |  | Not Required |  | Withdrawn | N/A |  | Withdrawn | N/A | N/A |  | 7/7/2008 | N/A | N/A |  | 4/15/2009 | Customer Initiated Withdrawal | 12/15/2004 |  |  | N | No
U2-061 | Garrett County | Roth Rock WF | MD | Garrett | In Service | APS | 50 | 50 | 6.5 | 50 | Capacity | Generation Interconnection | Wind |  |  | N/A | https://www.pjm.com/pjmfiles/pub/planning/project-queues/feas_docs/u2061_fea.pdf | Document Posted | https://www.pjm.com/pjmfiles/pub/planning/project-queues/impact_studies/u2061_imp.pdf | Document Posted |  | Not Required | https://www.pjm.com/pjmfiles/pub/planning/project-queues/isa/u2_061_isa.pdf | Document Posted | N/A | https://www.pjm.com/pjmfiles/pub/planning/project-queues/csa/u2_061_csa.pdf | Document Posted | N/A | N/A | 11/23/2010 | 7/7/2008 | N/A | N/A | 12/5/2010 |  |  | 1/5/2011 | 1/5/2011 | 12/1/2009 | N | No
U2-062 | Randolph 138kV |  | OH | Darke | Withdrawn | AEP | 187.5 | 187.5 | 24.4 |  | Capacity | Generation Interconnection | Wind |  |  | N/A | https://www.pjm.com/pjmfiles/pub/planning/project-queues/feas_docs/u2062_fea.pdf | Document Posted | https://www.pjm.com/pjmfiles/pub/planning/project-queues/impact_studies/u2062_imp.pdf | Document Posted | https://www.pjm.com/pjmfiles/pub/planning/project-queues/facilities/u2062_fac.pdf | Document Posted |  | Withdrawn | N/A |  | Withdrawn | N/A | N/A |  | 7/9/2008 | N/A | N/A |  | 7/8/2013 | Customer Initiated Withdrawal | 9/30/2012 | 9/30/2012 |  | N | No
U2-063 | Croydon 230kV | Croydon Generating Station | PA | Bucks | In Service | PECO | 391 | 5 | 5 | 5 | Capacity | Generation Interconnection | Natural Gas |  |  | N/A | https://www.pjm.com/pjmfiles/pub/planning/project-queues/feas_docs/u2063_fea.pdf | Document Posted | https://www.pjm.com/pjmfiles/pub/planning/project-queues/impact_studies/u2063_imp.pdf | Document Posted |  | Not Required | https://www.pjm.com/pjmfiles/pub/planning/project-queues/isa/u2_063_isa.pdf | Document Posted | N/A |  | Not Required | N/A | N/A |  | 7/10/2008 | N/A | N/A |  |  |  | 7/1/2008 |  | 1/2/2014 | N | No
U2-064 | Branchburg-Ramapo 500kV |  | NJ | Sussex | Withdrawn | PSEG | 1000 | 1000 | 1000 |  | Capacity | Generation Interconnection | Hydro |  |  | N/A | https://www.pjm.com/pjmfiles/pub/planning/project-queues/feas_docs/u2064_fea.pdf | Document Posted |  | Withdrawn |  |  | N/A |  | N/A |  |  | N/A | N/A |  | 7/10/2008 | N/A | N/A |  | 8/17/2009 | Customer Initiated Withdrawal | 6/1/2014 |  |  | N | No
U2-065 | Kankakee 138kV |  | IL | Iroquois | Withdrawn | ComEd | 250 | 250 | 32.5 |  | Capacity | Generation Interconnection | Wind |  |  | N/A | https://www.pjm.com/pjmfiles/pub/planning/project-queues/feas_docs/u2065_fea.pdf | Document Posted |  | Withdrawn |  |  | N/A |  | N/A |  |  | N/A | N/A |  | 7/14/2008 | N/A | N/A |  | 7/28/2010 | Customer Initiated Withdrawal | 9/1/2012 |  |  | N | No
U2-066 | Marysville-SW Lima 345kV |  | OH | Hardin | Withdrawn | AEP | 200 | 200 | 26 |  | Capacity | Generation Interconnection | Wind |  |  | N/A | https://www.pjm.com/pjmfiles/pub/planning/project-queues/feas_docs/u2066_fea.pdf | Document Posted | https://www.pjm.com/pjmfiles/pub/planning/project-queues/impact_studies/u2066_imp.pdf | Document Posted |  | Withdrawn | N/A |  | N/A |  |  | N/A | N/A |  | 7/14/2008 | N/A | N/A |  | 12/19/2011 | Customer Initiated Withdrawal | 9/1/2012 |  |  | N | No
U2-067 | Eldred-Pine Grove 69kV | Westwood Generation | PA | Bucks | In Service | PPL | 32.5 | 2.5 | 2.5 | 2.5 | Capacity | Generation Interconnection | Coal |  |  | N/A | https://www.pjm.com/pjmfiles/pub/planning/project-queues/feas_docs/u2067_fea.pdf | Document Posted | https://www.pjm.com/pjmfiles/pub/planning/project-queues/impact_studies/u2067_imp.pdf | Document Posted |  | Not Required | https://www.pjm.com/pjmfiles/pub/planning/project-queues/isa/u2_067_isa.pdf | Document Posted | N/A |  | Not Required | N/A | N/A |  | 7/15/2008 | N/A | N/A |  |  |  | 7/1/2008 |  | 12/29/2008 | N | No
U2-068 | Mount Storm-Valley 500kV | Lost River WF | VA | Rockingham | Withdrawn | Dominion | 130 | 130 | 16.9 |  | Capacity | Generation Interconnection | Wind |  |  | N/A | https://www.pjm.com/pjmfiles/pub/planning/project-queues/feas_docs/u2068_fea.pdf | Document Posted | https://www.pjm.com/pjmfiles/pub/planning/project-queues/impact_studies/u2068_imp.pdf | Document Posted | https://www.pjm.com/pjmfiles/pub/planning/project-queues/facilities/u2068_fac.pdf | Document Posted | https://www.pjm.com/pjmfiles/pub/planning/project-queues/isa/u2_068_isa.pdf | Document Posted | N/A | https://www.pjm.com/pjmfiles/pub/planning/project-queues/csa/u2_068_csa.pdf | Document Posted | N/A | N/A |  | 7/21/2008 | N/A | N/A |  | 1/10/2014 |  | 6/1/2018 | 6/1/2018 |  | N | No
U2-069 | Frackville | Broad Mountain WF | PA | Schuylkill | Withdrawn | PPL | 56 | 56 | 7.3 |  | Capacity | Generation Interconnection | Wind |  |  | N/A | https://www.pjm.com/pjmfiles/pub/planning/project-queues/feas_docs/u2069_fea.pdf | Document Posted | https://www.pjm.com/pjmfiles/pub/planning/project-queues/impact_studies/u2069_imp.pdf | Document Posted |  | Not Required | https://www.pjm.com/pjmfiles/pub/planning/project-queues/isa/u2_069_isa.pdf | Document Posted | N/A | https://www.pjm.com/pjmfiles/pub/planning/project-queues/csa/u2_069_csa.pdf | Document Posted | N/A | N/A |  | 7/21/2008 | N/A | N/A |  | 12/13/2010 | Customer Initiated Withdrawal | 6/1/2014 | 6/1/2014 |  | N | No
U2-070 | Somerset |  | PA | Somerset | Withdrawn | PENELEC | 7.5 | 7.5 | 0.98 |  | Capacity | Generation Interconnection | Wind |  |  | N/A | https://www.pjm.com/pjmfiles/pub/planning/project-queues/feas_docs/u2070_fea.pdf | Document Posted | https://www.pjm.com/pjmfiles/pub/planning/project-queues/impact_studies/u2070_imp.pdf | Document Posted |  | Not Required |  | Withdrawn | N/A |  | Not Required | N/A | N/A |  | 7/21/2008 | N/A | N/A |  | 7/2/2009 | Customer Milestone Not Met | 12/1/2010 |  |  | N | No
U2-071 | Tazewell-Saltville 138kV |  | VA | Tazewell | Withdrawn | AEP | 200 | 200 | 26 |  | Capacity | Generation Interconnection | Wind |  |  | N/A | https://www.pjm.com/pjmfiles/pub/planning/project-queues/feas_docs/u2071_fea.pdf | Document Posted |  | Withdrawn |  |  | N/A |  | N/A |  |  | N/A | N/A |  | 7/23/2008 | N/A | N/A |  | 2/27/2009 | Customer Initiated Withdrawal | 7/1/2011 |  |  | N | No
U2-072 | East Lima-Marysville 345kV | Scioto Ridge Wind Farm | OH | Hardin | In Service | AEP | 250 | 250 | 32.5 | 250 | Capacity | Generation Interconnection | Wind |  |  | N/A | https://www.pjm.com/pjmfiles/pub/planning/project-queues/feas_docs/u2072_fea.pdf | Document Posted | https://www.pjm.com/pjmfiles/pub/planning/project-queues/impact_studies/u2072_imp.pdf | Document Posted | https://www.pjm.com/pjmfiles/pub/planning/project-queues/facilities/u2072_fac.pdf | Document Posted | https://www.pjm.com/pjmfiles/pub/planning/project-queues/isa/u2_072_isa.pdf | Document Posted | N/A | https://www.pjm.com/pjmfiles/pub/planning/project-queues/csa/u2_072_csa.pdf | Document Posted | N/A | N/A | 4/1/2020 | 7/23/2008 | N/A | N/A | 12/17/2020 |  |  | 5/31/2021 | 5/31/2021 | 12/17/2020 | N | No
U2-073 | Frostburg 138kV II | Twin Ridges Wind Farm | PA | Somerset | In Service | APS | 139.4 | 139.4 | 18.1 | 139 | Capacity | Generation Interconnection | Wind |  |  | N/A | https://www.pjm.com/pjmfiles/pub/planning/project-queues/feas_docs/u2073_fea.pdf | Document Posted | https://www.pjm.com/pjmfiles/pub/planning/project-queues/impact_studies/u2073_imp.pdf | Document Posted |  | Not Required | https://www.pjm.com/pjmfiles/pub/planning/project-queues/isa/u2_073_isa.pdf | Document Posted | N/A | https://www.pjm.com/pjmfiles/pub/planning/project-queues/csa/u2_073_csa.pdf | Document Posted | N/A | N/A |  | 7/23/2008 | N/A | N/A |  |  |  | 12/31/2020 | 12/31/2020 | 12/21/2012 | N | No
U2-074 | Peach Bottom-Rock Springs 500kV |  | PA | Lancaster | Withdrawn | PECO | 650 | 650 | 650 |  | Capacity | Generation Interconnection | Natural Gas |  |  | N/A | https://www.pjm.com/pjmfiles/pub/planning/project-queues/feas_docs/u2074_fea.pdf | Document Posted | https://www.pjm.com/pjmfiles/pub/planning/project-queues/impact_studies/u2074_imp.pdf | Document Posted |  | Withdrawn | N/A |  | N/A |  |  | N/A | N/A |  | 7/24/2008 | N/A | N/A |  | 8/3/2012 | Customer Initiated Withdrawal | 10/1/2012 |  |  | N | No
U2-075 | Susquehanna-Roseland 500kV |  | PA | Lackawanna | Withdrawn | PPL | 636 | 636 | 636 |  | Capacity | Generation Interconnection | Natural Gas |  |  | N/A | https://www.pjm.com/pjmfiles/pub/planning/project-queues/feas_docs/u2075_fea.pdf | Document Posted |  | Withdrawn |  |  | N/A |  | N/A |  |  | N/A | N/A |  | 7/24/2008 | N/A | N/A |  | 4/13/2009 | Customer Initiated Withdrawal | 6/1/2012 |  |  | N | No
U2-076 | Falls | Grows North LF | PA | Bucks | Withdrawn | PECO | 10 | 10 | 10 |  | Capacity | Generation Interconnection | Methane |  |  | N/A | https://www.pjm.com/pjmfiles/pub/planning/project-queues/feas_docs/u2076_fea.pdf | Document Posted | https://www.pjm.com/pjmfiles/pub/planning/project-queues/impact_studies/u2076_imp.pdf | Document Posted |  | Not Required | https://www.pjm.com/pjmfiles/pub/planning/project-queues/isa/u2_076_isa.pdf | Document Posted | N/A | https://www.pjm.com/pjmfiles/pub/planning/project-queues/csa/u2_076_csa.pdf | Document Posted | N/A | N/A |  | 7/25/2008 | N/A | N/A |  | 1/7/2014 | Customer Milestone Not Met | 3/1/2011 | 3/1/2011 |  | N | No
U2-080 | South Portsmouth 138kV |  | KY | Greenup | Withdrawn | AEP | 134 | 134 | 134 |  | Capacity | Generation Interconnection | Coal |  |  | N/A | https://www.pjm.com/pjmfiles/pub/planning/project-queues/feas_docs/u2080_fea.pdf | Document Posted | https://www.pjm.com/pjmfiles/pub/planning/project-queues/impact_studies/u2080_imp.pdf | Document Posted | https://www.pjm.com/pjmfiles/pub/planning/project-queues/facilities/u2080_fac.pdf | Document Posted |  | Withdrawn | N/A |  | Withdrawn | N/A | N/A |  | 7/30/2008 | N/A | N/A |  | 7/13/2012 | Customer Initiated Withdrawal | 7/1/2011 |  |  | N | No
U2-081 | Chalk Point 230kV |  | MD | Prince George's | Withdrawn | PEPCO | 600 | 600 | 600 |  | Capacity | Generation Interconnection | Natural Gas |  |  | N/A | https://www.pjm.com/pjmfiles/pub/planning/project-queues/feas_docs/u2081_fea.pdf | Document Posted |  | Withdrawn |  |  | N/A |  | N/A |  |  | N/A | N/A |  | 7/30/2008 | N/A | N/A |  | 12/1/2008 | Customer Initiated Withdrawal | 12/31/2012 |  |  | N | No
U2-082 | Dickerson 230kV |  | MD | Montgomery | Withdrawn | PEPCO | 400 | 400 | 400 |  | Capacity | Generation Interconnection | Natural Gas |  |  | N/A | https://www.pjm.com/pjmfiles/pub/planning/project-queues/feas_docs/u2082_fea.pdf | Document Posted |  | Withdrawn |  |  | N/A |  | N/A |  |  | N/A | N/A |  | 7/30/2008 | N/A | N/A |  | 12/1/2008 | Customer Initiated Withdrawal | 12/31/2012 |  |  | N | No
U2-083 | Chalk Point 230kV |  | MD | Prince George's | Withdrawn | PEPCO | 400 | 400 | 400 |  | Capacity | Generation Interconnection | Natural Gas |  |  | N/A | https://www.pjm.com/pjmfiles/pub/planning/project-queues/feas_docs/u2083_fea.pdf | Document Posted |  | Withdrawn |  |  | N/A |  | N/A |  |  | N/A | N/A |  | 7/30/2008 | N/A | N/A |  | 12/1/2008 | Customer Initiated Withdrawal | 12/31/2012 |  |  | N | No
U2-084 | Dickerson |  | MD | Montgomery | Withdrawn | PEPCO | 600 | 600 | 600 |  | Capacity | Generation Interconnection | Natural Gas |  |  | N/A | https://www.pjm.com/pjmfiles/pub/planning/project-queues/feas_docs/u2084_fea.pdf | Document Posted |  | Withdrawn |  |  | N/A |  | N/A |  |  | N/A | N/A |  | 7/30/2008 | N/A | N/A |  | 12/1/2008 | Customer Initiated Withdrawal | 12/31/2012 |  |  | N | No
U2-085 | Sakron-Prince #3 138kV |  | PA | Lancaster | Withdrawn | PPL | 11.4 | 11.4 | 11.4 |  | Capacity | Generation Interconnection | Methane |  |  | N/A | https://www.pjm.com/pjmfiles/pub/planning/project-queues/feas_docs/u2085_fea.pdf | Document Posted | https://www.pjm.com/pjmfiles/pub/planning/project-queues/impact_studies/u2085_imp.pdf | Document Posted |  | Not Required |  | Withdrawn | N/A |  |  | N/A | N/A |  | 7/30/2008 | N/A | N/A |  | 4/15/2009 | Customer Milestone Not Met | 12/1/2009 |  |  | N | No
U2-090 | Desoto-Tanners Creek 345kV | HeadwatersWF | IN | Randolph | In Service | AEP | 200 | 200 | 26 | 200 | Capacity | Generation Interconnection | Wind |  |  | N/A | https://www.pjm.com/pjmfiles/pub/planning/project-queues/feas_docs/u2090_fea.pdf | Document Posted | https://www.pjm.com/pjmfiles/pub/planning/project-queues/impact_studies/u2090_imp.pdf | Document Posted |  | Not Required | https://www.pjm.com/pjmfiles/pub/planning/project-queues/isa/u2_090_isa.pdf | Document Posted | N/A | https://www.pjm.com/pjmfiles/pub/planning/project-queues/csa/u2_090_csa.pdf | Document Posted | N/A | N/A |  | 7/31/2008 | N/A | N/A |  |  |  | 10/31/2014 | 10/31/2014 | 10/27/2014 | N | No
U2-091 | Delaware-Richmond 138kV |  | IN | Randolph | Withdrawn | AEP | 100 | 100 | 13 |  | Capacity | Generation Interconnection | Wind |  |  | N/A | https://www.pjm.com/pjmfiles/pub/planning/project-queues/feas_docs/u2091_fea.pdf | Document Posted | https://www.pjm.com/pjmfiles/pub/planning/project-queues/impact_studies/u2091_imp.pdf | Document Posted |  | Withdrawn | N/A |  | N/A |  |  | N/A | N/A |  | 7/31/2008 | N/A | N/A |  | 4/5/2012 | Customer Initiated Withdrawal | 12/31/2011 |  |  | N | No
U2-092 | Delaware-Centerville 138kV |  | IN | Randolph | Withdrawn | AEP | 100 | 100 | 13 |  | Capacity | Generation Interconnection | Wind |  |  | N/A | https://www.pjm.com/pjmfiles/pub/planning/project-queues/feas_docs/u2092_fea.pdf | Document Posted | https://www.pjm.com/pjmfiles/pub/planning/project-queues/impact_studies/u2092_imp.pdf | Document Posted |  | Withdrawn | N/A |  | N/A |  |  | N/A | N/A |  | 7/31/2008 | N/A | N/A |  | 4/5/2012 | Customer Initiated Withdrawal | 12/31/2011 |  |  | N | No
U2-094 | Foul Rift 34.5kV |  | NJ | Warren | Withdrawn | JCPL | 19 | 19 | 7.2 |  | Capacity | Generation Interconnection | Solar |  |  | N/A | https://www.pjm.com/pjmfiles/pub/planning/project-queues/feas_docs/u2094_fea.pdf | Document Posted | https://www.pjm.com/pjmfiles/pub/planning/project-queues/impact_studies/u2094_imp.pdf | Document Posted |  | Not Required |  | Withdrawn | N/A |  | Not Required | N/A | N/A |  | 7/31/2008 | N/A | N/A |  | 9/2/2009 | Customer Initiated Withdrawal | 12/31/2010 | 12/31/2010 |  | N | No
U2-095 | Nelson 345kV |  | IL | Lee | Withdrawn | ComEd | 600 | 600 | 600 |  | Capacity | Generation Interconnection | Natural Gas |  |  | N/A | https://www.pjm.com/pjmfiles/pub/planning/project-queues/feas_docs/u2095_fea.pdf | Document Posted |  | Withdrawn |  |  | N/A |  | N/A |  |  | N/A | N/A |  | 7/31/2008 | N/A | N/A |  | 2/18/2011 | Customer Initiated Withdrawal | 6/1/2011 |  |  | N | No
U2-096 | Lock Haven-Lycoming #1 69kV |  | PA | Lycoming | Withdrawn | PPL | 1.5 | 1.5 | 1.5 |  | Capacity | Generation Interconnection | Methane |  |  | N/A |  | Withdrawn |  |  |  |  | N/A |  | N/A |  |  | N/A | N/A |  | 7/31/2008 | N/A | N/A |  | 11/10/2008 | Customer Initiated Withdrawal | 3/31/2009 |  |  | N | No
U2-098 | South Amboy |  | NJ | Middlesex | Withdrawn | JCPL | 1320 | 1320 | 1320 |  | Capacity | Generation Interconnection | Natural Gas |  |  | N/A | https://www.pjm.com/pjmfiles/pub/planning/project-queues/feas_docs/u2098_fea.pdf | Document Posted |  | Withdrawn |  |  | N/A |  | N/A |  |  | N/A | N/A |  | 7/31/2008 | N/A | N/A |  | 8/27/2009 | Customer Milestone Not Met | 6/1/2013 |  |  | N | No
U2-099 | Martins Creek 230kV |  | PA | Northampton | Withdrawn | PPL | 700 | 700 | 700 |  | Capacity | Generation Interconnection | Natural Gas |  |  | N/A | https://www.pjm.com/pjmfiles/pub/planning/project-queues/feas_docs/u2099_fea.pdf | Document Posted |  | Withdrawn |  |  | N/A |  | N/A |  |  | N/A | N/A |  | 7/31/2008 | N/A | N/A |  | 11/30/2009 | Customer Initiated Withdrawal | 5/1/2014 | 5/1/2014 |  | N | No
U2-101 | Nelson Bio |  | IL | Lee | Withdrawn | ComEd | 20 | 20 | 20 |  | Capacity | Generation Interconnection | Biomass |  |  | N/A | https://www.pjm.com/pjmfiles/pub/planning/project-queues/feas_docs/u2101_fea.pdf | Document Posted |  | Withdrawn |  |  | N/A |  | N/A |  |  | N/A | N/A |  | 7/31/2008 | N/A | N/A |  | 9/5/2012 | Customer Initiated Withdrawal | 12/31/2011 | 12/31/2011 |  | N | No
U3-001 | Barbadoes 34kV | AES Energy Storage Unit | PA | Montgomery | Withdrawn | PECO | 1 | 1 | 0 | 1 | Energy | Generation Interconnection | Storage |  |  | N/A | https://www.pjm.com/pjmfiles/pub/planning/project-queues/feas_docs/u3001_fea.pdf | Document Posted | https://www.pjm.com/pjmfiles/pub/planning/project-queues/impact_studies/u3001_imp.pdf | Document Posted |  | Not Required | N/A | Wholesale Market Participation Agreement | https://www.pjm.com/pjmfiles/pub/planning/project-queues/wmpa/u3001_wmpa.pdf |  | Not Required | N/A | N/A |  | 8/11/2008 | N/A | N/A |  | 9/26/2018 |  | 8/31/2008 |  | 8/31/2008 | N | No
U3-002 | Deer Creek-Fisher Body-Mullin 138kV | Wildcat Wind Farm I | IN | Madison | In Service | AEP | 200 | 200 | 26 | 200 | Capacity | Generation Interconnection | Wind |  |  | N/A | https://www.pjm.com/pjmfiles/pub/planning/project-queues/feas_docs/u3002_fea.pdf | Document Posted | https://www.pjm.com/pjmfiles/pub/planning/project-queues/impact_studies/u3002_imp.pdf | Document Posted |  | Not Required | https://www.pjm.com/pjmfiles/pub/planning/project-queues/isa/u3_002_isa.pdf | Document Posted | N/A | https://www.pjm.com/pjmfiles/pub/planning/project-queues/csa/u3_002_csa.pdf | Document Posted | N/A | N/A | 6/1/2012 | 8/13/2008 | N/A | N/A | 10/8/2012 |  |  | 12/31/2012 | 12/31/2012 | 12/26/2012 | N | No
U3-003 | Mt. Olive 69kV | Worcester County Renewable Energy | MD | Worcester | Deactivated | DPL | 2 | 2 | 0 | 0.5 | Energy | Generation Interconnection | Methane |  |  | N/A | https://www.pjm.com/pjmfiles/pub/planning/project-queues/feas_docs/u3003_fea.pdf | Document Posted | https://www.pjm.com/pjmfiles/pub/planning/project-queues/impact_studies/u3003_imp.pdf | Document Posted |  | Not Required | https://www.pjm.com/pjmfiles/pub/planning/project-queues/isa/u3_003_isa.pdf | Document Posted | N/A |  | Not Required | N/A | N/A |  | 8/14/2008 | N/A | N/A |  |  |  | 6/1/2012 | 6/1/2012 | 3/1/2012 | N | No
U3-004 | Cecil | Cecil County Landfill | MD | Cecil | Withdrawn | DPL | 1.6 | 1.6 | 0 |  | Energy | Generation Interconnection | Methane |  |  | N/A | https://www.pjm.com/pjmfiles/pub/planning/project-queues/feas_docs/u3004_fea.pdf | Document Posted | https://www.pjm.com/pjmfiles/pub/planning/project-queues/impact_studies/u3004_imp.pdf | Document Posted |  | Not Required | N/A | Wholesale Market Participation Agreement | https://www.pjm.com/pjmfiles/pub/planning/project-queues/wmpa/u3004_wmpa.pdf |  | Not Required | N/A | N/A |  | 8/14/2008 | N/A | N/A |  | 10/4/2013 | Customer Milestone Not Met | 12/31/2013 | 12/31/2013 |  | N | No
U3-008 | Mt. Bethel 230kV |  | PA | Northampton | Withdrawn | ME | 200 | 200 | 200 |  | Capacity | Generation Interconnection | Oil |  |  | N/A |  | Withdrawn |  |  |  |  | N/A |  | N/A |  |  | N/A | N/A |  | 8/18/2008 | N/A | N/A |  | 4/20/2010 | Customer Initiated Withdrawal | 1/1/2012 |  |  | N | No
U3-009 | Mt. Bethel 230kV |  | PA | Northampton | Withdrawn | ME | 595 | 595 | 595 |  | Capacity | Generation Interconnection | Oil |  |  | N/A |  | Withdrawn |  |  |  |  | N/A |  | N/A |  |  | N/A | N/A |  | 8/18/2008 | N/A | N/A |  | 4/20/2010 | Customer Initiated Withdrawal | 1/1/2014 |  |  | N | No
U3-010 | Towanda |  | PA | Bradford | Withdrawn | PENELEC | 120 | 120 | 15.6 |  | Capacity | Generation Interconnection | Wind |  |  | N/A | https://www.pjm.com/pjmfiles/pub/planning/project-queues/feas_docs/u3010_fea.pdf | Document Posted |  | Withdrawn |  |  | N/A |  | N/A |  |  | N/A | N/A |  | 8/22/2008 | N/A | N/A |  | 3/9/2009 | Customer Milestone Not Met | 10/15/2011 |  |  | N | No
U3-012 | Bradford 115kV |  | PA | McKean | Withdrawn | PENELEC | 85 | 85 | 11 |  | Capacity | Generation Interconnection | Wind |  |  | N/A | https://www.pjm.com/pjmfiles/pub/planning/project-queues/feas_docs/u3012_fea.pdf | Document Posted |  | Withdrawn |  |  | N/A |  | N/A |  |  | N/A | N/A |  | 8/28/2008 | N/A | N/A |  | 3/9/2009 | Customer Milestone Not Met | 10/15/2011 |  |  | N | No
U3-013 | Clermont 115kV |  | PA | McKean | Withdrawn | PENELEC | 125 | 125 | 16.3 |  | Capacity | Generation Interconnection | Wind |  |  | N/A | https://www.pjm.com/pjmfiles/pub/planning/project-queues/feas_docs/u3013_fea.pdf | Document Posted |  | Withdrawn |  |  | N/A |  | N/A |  |  | N/A | N/A |  | 8/28/2008 | N/A | N/A |  | 3/9/2009 | Customer Milestone Not Met | 10/15/2011 |  |  | N | No
U3-016 | Midlothian 230kV |  | VA | Goochland | Withdrawn | Dominion | 550 | 550 | 550 |  | Capacity | Generation Interconnection | Natural Gas |  |  | N/A | https://www.pjm.com/pjmfiles/pub/planning/project-queues/feas_docs/u3016_fea.pdf | Document Posted |  | Withdrawn |  |  | N/A |  | N/A |  |  | N/A | N/A |  | 9/4/2008 | N/A | N/A |  | 2/23/2009 | Customer Initiated Withdrawal | 5/1/2012 |  |  | N | No
U3-017 | Westvaco 138kV |  | PA | Allegheny | Withdrawn | APS | 12 | 4 | 0 |  | Energy | Generation Interconnection | Coal |  |  | N/A | https://www.pjm.com/pjmfiles/pub/planning/project-queues/feas_docs/u3017_fea.pdf | Document Posted | https://www.pjm.com/pjmfiles/pub/planning/project-queues/impact_studies/u3017_imp.pdf | Document Posted |  |  | N/A |  | N/A |  |  | N/A | N/A |  | 9/22/2008 | N/A | N/A |  | 10/22/2010 | Customer Initiated Withdrawal | 8/22/2008 |  |  | N | No
U3-018 | Knieriem |  | PA | Somerset | Withdrawn | PENELEC | 20 | 20 | 2.6 |  | Capacity | Generation Interconnection | Wind |  |  | N/A | https://www.pjm.com/pjmfiles/pub/planning/project-queues/feas_docs/u3018_fea.pdf | Document Posted |  | Withdrawn |  |  | N/A |  | N/A |  |  | N/A | N/A |  | 9/17/2008 | N/A | N/A |  | 3/3/2009 | Customer Initiated Withdrawal | 12/1/2010 |  |  | N | No
U3-021 | Silver Lake-Cherry Valley | Garden Prairie Energy Facility | IL | Boone | Withdrawn | ComEd | 100 | 100 | 100 |  | Capacity | Generation Interconnection | Natural Gas |  |  | N/A | https://www.pjm.com/pjmfiles/pub/planning/project-queues/feas_docs/u3021_fea.pdf | Document Posted | https://www.pjm.com/pjmfiles/pub/planning/project-queues/impact_studies/u3021_imp.pdf | Document Posted | https://www.pjm.com/pjmfiles/pub/planning/project-queues/facilities/u3021_fac.pdf | Document Posted | https://www.pjm.com/pjmfiles/pub/planning/project-queues/isa/u3_021_isa.pdf | Document Posted | N/A | https://www.pjm.com/pjmfiles/pub/planning/project-queues/csa/u3_021_csa.pdf | Document Posted | N/A | N/A |  | 9/29/2008 | N/A | N/A |  | 5/4/2022 |  | 4/30/2024 | 4/30/2024 |  | N | No
U3-022 | Sherman-Cumberland 138kV |  | NJ | Cumberland | Withdrawn | AEC | 14 | 14 | 5.32 |  | Capacity | Generation Interconnection | Solar |  |  | N/A | https://www.pjm.com/pjmfiles/pub/planning/project-queues/feas_docs/u3022_fea.pdf | Document Posted |  | Withdrawn |  |  | N/A |  | N/A |  |  | N/A | N/A |  | 9/30/2008 | N/A | N/A |  | 2/20/2009 | Customer Initiated Withdrawal | 9/15/2009 |  |  | N | No
U3-023 | Printz 230kV |  | PA | Delaware | Withdrawn | PECO | 720 | 720 | 720 |  | Capacity | Generation Interconnection | Natural Gas |  |  | N/A | https://www.pjm.com/pjmfiles/pub/planning/project-queues/feas_docs/u3023_fea.pdf | Document Posted |  | Withdrawn |  |  | N/A |  | N/A |  |  | N/A | N/A |  | 10/1/2008 | N/A | N/A |  | 2/23/2009 | Customer Initiated Withdrawal | 6/1/2012 |  |  | N | No
U3-025 | Elk Garden-Parr Run 138kV |  | WV | Mineral | Withdrawn | APS | 80 | 80 | 10.4 |  | Capacity | Generation Interconnection | Wind |  |  | N/A | https://www.pjm.com/pjmfiles/pub/planning/project-queues/feas_docs/u3025_fea.pdf | Document Posted | https://www.pjm.com/pjmfiles/pub/planning/project-queues/impact_studies/u3025_imp.pdf | Document Posted |  | Withdrawn | N/A |  | N/A |  |  | N/A | N/A |  | 10/2/2008 | N/A | N/A |  | 2/28/2012 | Customer Milestone Not Met | 12/31/2011 |  |  | N | No
U3-029 | Beaver Valley #1 | Beaver Valley Power Station | PA | Beaver | In Service | DL | 950 | 48 | 37 | 48 | Capacity | Generation Interconnection | Nuclear |  |  | N/A | https://www.pjm.com/pjmfiles/pub/planning/project-queues/feas_docs/u3029_fea.pdf | Document Posted | https://www.pjm.com/pjmfiles/pub/planning/project-queues/impact_studies/u3029_imp.pdf | Document Posted |  | Not Required | https://www.pjm.com/pjmfiles/pub/planning/project-queues/isa/u3_029_isa.pdf | Document Posted | N/A | https://www.pjm.com/pjmfiles/pub/planning/project-queues/csa/u3_029_csa.pdf | Document Posted | N/A | N/A |  | 10/29/2008 | N/A | N/A |  |  |  | 10/31/2013 | 10/31/2013 | 11/15/2013 | N | No
U3-030 | Beaver Valley #2 | Beaver Valley Power Station | PA | Beaver | In Service | DL | 951 | 43 | 38 | 43 | Capacity | Generation Interconnection | Nuclear |  |  | N/A | https://www.pjm.com/pjmfiles/pub/planning/project-queues/feas_docs/u3030_fea.pdf | Document Posted | https://www.pjm.com/pjmfiles/pub/planning/project-queues/impact_studies/u3030_imp.pdf | Document Posted |  | Not Required | https://www.pjm.com/pjmfiles/pub/planning/project-queues/isa/u3_030_isa.pdf | Document Posted | N/A | https://www.pjm.com/pjmfiles/pub/planning/project-queues/csa/u3_030_csa.pdf | Document Posted | N/A | N/A |  | 10/29/2008 | N/A | N/A |  |  |  | 11/1/2012 | 11/1/2012 | 11/7/2012 | N | No
U3-031 | Lincoln Generating Facility | Lincoln Generating Facility | IL | Will | In Service | ComEd | 616 | 40 | 40 | 40 | Capacity | Generation Interconnection | Natural Gas |  |  | N/A | https://www.pjm.com/pjmfiles/pub/planning/project-queues/feas_docs/u3031_fea.pdf | Document Posted | https://www.pjm.com/pjmfiles/pub/planning/project-queues/impact_studies/u3031_imp.pdf | Document Posted |  | Not Required | https://www.pjm.com/pjmfiles/pub/planning/project-queues/isa/u3_031_isa.pdf | Document Posted | N/A |  | Not Required | N/A | N/A |  | 10/31/2008 | N/A | N/A |  |  |  | 10/31/2009 |  | 1/24/2013 | N | No
U3-032 | Traynor 34.5kV | Britton Road Solar Facility | NJ | Morris | Withdrawn | JCPL | 20 | 20 | 6.5 |  | Capacity | Generation Interconnection | Solar |  |  | N/A | https://www.pjm.com/pjmfiles/pub/planning/project-queues/feas_docs/u3032_fea.pdf | Document Posted | https://www.pjm.com/pjmfiles/pub/planning/project-queues/impact_studies/u3032_imp.pdf | Document Posted |  | Not Required | N/A | Wholesale Market Participation Agreement | https://www.pjm.com/pjmfiles/pub/planning/project-queues/wmpa/u3032_wmpa.pdf |  | Not Required | N/A | N/A |  | 10/30/2008 | N/A | N/A |  | 8/20/2018 |  | 6/1/2012 | 6/1/2012 |  | N | No
U4-001 | Howard 138kV | Black Fork Wind | OH | Richland | Withdrawn | AEP | 200 | 200 | 26 |  | Capacity | Generation Interconnection | Wind |  |  | N/A | https://www.pjm.com/pjmfiles/pub/planning/project-queues/feas_docs/u4001_fea.pdf | Document Posted | https://www.pjm.com/pjmfiles/pub/planning/project-queues/impact_studies/u4001_imp.pdf | Document Posted | https://www.pjm.com/pjmfiles/pub/planning/project-queues/facilities/u4001_fac.pdf | Document Posted | https://www.pjm.com/pjmfiles/pub/planning/project-queues/isa/u4_001_isa.pdf | Document Posted | N/A | https://www.pjm.com/pjmfiles/pub/planning/project-queues/csa/u4_001_csa.pdf | Document Posted | N/A | N/A |  | 11/3/2008 | N/A | N/A |  | 1/23/2019 |  | 11/3/2019 | 11/3/2019 |  | N | No
U4-002 | Pickens-Monterville 138kV |  | WV | Randolph | Withdrawn | APS | 100 | 100 | 13 |  | Capacity | Generation Interconnection | Wind |  |  | N/A | https://www.pjm.com/pjmfiles/pub/planning/project-queues/feas_docs/u4002_fea.pdf | Document Posted | https://www.pjm.com/pjmfiles/pub/planning/project-queues/impact_studies/u4002_imp.pdf | Document Posted |  | Not Required | N/A |  | N/A |  |  | N/A | N/A |  | 11/3/2008 | N/A | N/A |  | 12/17/2012 | Customer Initiated Withdrawal | 12/31/2012 |  |  | N | No
U4-003 | Olive-Dequine 345kV |  | IN | Jasper | Withdrawn | AEP | 200 | 200 | 26 |  | Capacity | Generation Interconnection | Wind |  |  | N/A | https://www.pjm.com/pjmfiles/pub/planning/project-queues/feas_docs/u4003_fea.pdf | Document Posted | https://www.pjm.com/pjmfiles/pub/planning/project-queues/impact_studies/u4003_imp.pdf | Document Posted |  | Withdrawn | N/A |  | N/A |  |  | N/A | N/A |  | 10/29/2008 | N/A | N/A |  | 1/3/2013 | Customer Initiated Withdrawal | 6/1/2012 |  |  | N | No
U4-004 | York 115kV |  | PA | York | Withdrawn | ME | 162 | 120 | 120 |  | Capacity | Generation Interconnection | Natural Gas |  |  | N/A | https://www.pjm.com/pjmfiles/pub/planning/project-queues/feas_docs/u4004_fea.pdf | Document Posted |  | Withdrawn |  |  | N/A |  | N/A |  |  | N/A | N/A |  | 11/5/2008 | N/A | N/A |  | 10/16/2009 | Customer Initiated Withdrawal | 6/1/2011 |  |  | N | No
U4-005 | Susquehanna |  | PA | Luzerne | Withdrawn | PPL | 700 | 700 | 640 |  | Capacity | Generation Interconnection | Natural Gas |  |  | N/A | https://www.pjm.com/pjmfiles/pub/planning/project-queues/feas_docs/u4005_fea.pdf | Document Posted | https://www.pjm.com/pjmfiles/pub/planning/project-queues/impact_studies/u4005_imp.pdf | Document Posted |  | Withdrawn | N/A |  | N/A |  |  | N/A | N/A |  | 11/5/2008 | N/A | N/A |  | 11/25/2009 | Customer Initiated Withdrawal | 6/1/2013 |  |  | N | No
U4-006 | Mendota 138kV |  | IL | Lasalle | Withdrawn | ComEd | 20 | 20 | 20 |  | Capacity | Generation Interconnection | Biomass |  |  | N/A | https://www.pjm.com/pjmfiles/pub/planning/project-queues/feas_docs/u4006_fea.pdf | Document Posted |  | Withdrawn |  |  | N/A |  | N/A |  |  | N/A | N/A |  | 11/5/2008 | N/A | N/A |  | 9/5/2012 | Customer Initiated Withdrawal | 3/31/2012 | 3/31/2012 |  | N | No
U4-007 | Jennings Randolph Dam |  | MD | Garrett | Withdrawn | APS | 14 | 14 | 13.4 |  | Capacity | Generation Interconnection | Hydro |  |  | N/A | https://www.pjm.com/pjmfiles/pub/planning/project-queues/feas_docs/u4007_fea.pdf | Document Posted | https://www.pjm.com/pjmfiles/pub/planning/project-queues/impact_studies/u4007_imp.pdf | Document Posted |  | Not Required |  | Withdrawn | N/A |  | Withdrawn | N/A | N/A |  | 11/11/2008 | N/A | N/A |  | 7/16/2013 | Customer Initiated Withdrawal | 7/2/2013 | 7/2/2013 |  | N | No
U4-008 | South Central Power | Suburban LF | OH | Perry | In Service | AEP | 6.4 | 6.4 | 6.4 | 6.4 | Capacity | Generation Interconnection | Methane |  |  | N/A | https://www.pjm.com/pjmfiles/pub/planning/project-queues/feas_docs/u4008_fea.pdf | Document Posted | https://www.pjm.com/pjmfiles/pub/planning/project-queues/impact_studies/u4008_imp.pdf | Document Posted |  | Not Required | N/A | Wholesale Market Participation Agreement | https://www.pjm.com/pjmfiles/pub/planning/project-queues/wmpa/u4008_wmpa.pdf |  | Not Required | N/A | N/A |  | 11/13/2008 | N/A | N/A |  |  |  | 1/7/2011 | 1/7/2011 | 1/7/2011 | N | No
U4-009 | Louisa 230kV | Louisa Gas Turbines Units 1 through 5 | VA | Orange | In Service | Dominion | 144 | 3 | 3 | 3 | Capacity | Generation Interconnection | Natural Gas |  |  | N/A | https://www.pjm.com/pjmfiles/pub/planning/project-queues/feas_docs/u4009_fea.pdf | Document Posted | https://www.pjm.com/pjmfiles/pub/planning/project-queues/impact_studies/u4009_imp.pdf | Document Posted |  | Not Required | https://www.pjm.com/pjmfiles/pub/planning/project-queues/isa/u4_009_isa.pdf | Document Posted | N/A |  | Not Required | N/A | N/A |  | 11/17/2008 | N/A | N/A |  |  |  | 5/26/2009 | 5/26/2009 | 5/26/2009 | N | No
U4-010 | Pontiac-Latham 345kV |  | IL | Ford | Withdrawn | ComEd | 200 | 200 | 26 |  | Capacity | Generation Interconnection | Wind |  |  | N/A | https://www.pjm.com/pjmfiles/pub/planning/project-queues/feas_docs/u4010_fea.pdf | Document Posted | https://www.pjm.com/pjmfiles/pub/planning/project-queues/impact_studies/u4010_imp.pdf | Document Posted |  | Withdrawn | N/A |  | N/A |  |  | N/A | N/A |  | 11/20/2008 | N/A | N/A |  | 11/27/2012 | Customer Initiated Withdrawal | 1/1/2012 |  |  | N | No
U4-011 | Pontiac Midpoint I 345kV |  | IL | McLean | Withdrawn | ComEd | 200 | 200 | 26 |  | Capacity | Generation Interconnection | Wind |  |  | N/A | https://www.pjm.com/pjmfiles/pub/planning/project-queues/feas_docs/u4011_fea.pdf | Document Posted | https://www.pjm.com/pjmfiles/pub/planning/project-queues/impact_studies/u4011_imp.pdf | Document Posted |  | Withdrawn | N/A |  | N/A |  |  | N/A | N/A |  | 11/20/2008 | N/A | N/A |  | 11/27/2012 | Customer Initiated Withdrawal | 12/31/2011 |  |  | N | No
U4-012 | Pontiac Midpoint II 345kV |  | IL | McLean | Withdrawn | ComEd | 200 | 200 | 26 |  | Capacity | Generation Interconnection | Wind |  |  | N/A | https://www.pjm.com/pjmfiles/pub/planning/project-queues/feas_docs/u4012_fea.pdf | Document Posted | https://www.pjm.com/pjmfiles/pub/planning/project-queues/impact_studies/u4012_imp.pdf | Document Posted |  | Withdrawn | N/A |  | N/A |  |  | N/A | N/A |  | 11/20/2008 | N/A | N/A |  | 11/27/2012 | Customer Initiated Withdrawal | 12/31/2011 |  |  | N | No
U4-013 | North Lebanon 230kV |  | PA | Lebanon | Withdrawn | ME | 950 | 950 | 900 |  | Capacity | Generation Interconnection | Natural Gas |  |  | N/A |  | Withdrawn |  |  |  |  | N/A |  | N/A |  |  | N/A | N/A |  | 11/21/2008 | N/A | N/A |  | 6/8/2009 | Customer Initiated Withdrawal | 6/1/2011 |  |  | N | No
U4-014 | Siegfried-Hauto 69kV | PA SP | PA | Carbon | In Service | PPL | 10 | 10 | 3.8 | 10 | Capacity | Generation Interconnection | Solar |  |  | N/A | https://www.pjm.com/pjmfiles/pub/planning/project-queues/feas_docs/u4014_fea.pdf | Document Posted | https://www.pjm.com/pjmfiles/pub/planning/project-queues/impact_studies/u4014_imp.pdf | Document Posted | https://www.pjm.com/pjmfiles/pub/planning/project-queues/facilities/u4014_fac.pdf | Document Posted | https://www.pjm.com/pjmfiles/pub/planning/project-queues/isa/u4_014_isa.pdf | Document Posted | N/A | https://www.pjm.com/pjmfiles/pub/planning/project-queues/csa/u4_014_csa.pdf | Document Posted | N/A | N/A |  | 11/24/2008 | N/A | N/A |  |  |  | 12/31/2012 | 12/31/2012 | 11/6/2012 | N | No
U4-015 | Rock Springs 500kV | Rocks Springs 1 & 2 | MD | Cecil | In Service | ODEC | 475 | 8.7 | 8.7 | 8.7 | Capacity | Generation Interconnection | Natural Gas |  |  | N/A | https://www.pjm.com/pjmfiles/pub/planning/project-queues/feas_docs/u4015_fea.pdf | Document Posted | https://www.pjm.com/pjmfiles/pub/planning/project-queues/impact_studies/u4015_imp.pdf | Document Posted |  | Not Required | https://www.pjm.com/pjmfiles/pub/planning/project-queues/isa/u4_015_isa.pdf | Document Posted | N/A |  | Not Required | N/A | N/A |  | 11/25/2008 | N/A | N/A |  |  |  | 5/7/2009 | 5/7/2009 | 5/31/2009 | N | No
U4-016 | Harwood |  | PA | Luzerne | Withdrawn | PPL | 213 | 48 | 48 |  | Capacity | Generation Interconnection | Natural Gas |  |  | N/A | https://www.pjm.com/pjmfiles/pub/planning/project-queues/feas_docs/u4016_fea.pdf | Document Posted |  | Withdrawn |  |  | N/A |  | N/A |  |  | N/A | N/A |  | 11/26/2008 | N/A | N/A |  | 6/1/2009 | Customer Milestone Not Met | 6/1/2010 |  |  | N | No
U4-017 | Corder Crossing 138kV |  | WV | Barbour | Withdrawn | APS | 165 | 165 | 21.45 |  | Capacity | Generation Interconnection | Wind |  |  | N/A | https://www.pjm.com/pjmfiles/pub/planning/project-queues/feas_docs/u4017_fea.pdf | Document Posted |  | Withdrawn |  |  | N/A |  | N/A |  |  | N/A | N/A |  | 11/28/2008 | N/A | N/A |  | 6/16/2009 | Customer Milestone Not Met | 12/1/2012 |  |  | N | No
U4-026 | Lowmoor-Lexington 230kV | Rocky Ford WF | VA | Botetourt | Withdrawn | Dominion | 100 | 100 | 13 |  | Capacity | Generation Interconnection | Wind |  |  | N/A | https://www.pjm.com/pjmfiles/pub/planning/project-queues/feas_docs/u4026_fea.pdf | Document Posted | https://www.pjm.com/pjmfiles/pub/planning/project-queues/impact_studies/u4026_imp.pdf | Document Posted | https://www.pjm.com/pjmfiles/pub/planning/project-queues/facilities/u4026_fac.pdf | Document Posted | https://www.pjm.com/pjmfiles/pub/planning/project-queues/isa/u4_026_isa.pdf | Document Posted | N/A | https://www.pjm.com/pjmfiles/pub/planning/project-queues/csa/u4_026_csa.pdf | Document Posted | N/A | N/A |  | 12/19/2008 | N/A | N/A |  | 8/23/2013 | Customer Initiated Withdrawal | 12/31/2016 | 12/31/2016 |  | N | No
U4-027 | Normandy-Kewanee 138kV |  | IL | Henry | Withdrawn | ComEd | 100 | 100 | 100 |  | Capacity | Generation Interconnection | Natural Gas |  |  | N/A | https://www.pjm.com/pjmfiles/pub/planning/project-queues/feas_docs/u4027_fea.pdf | Document Posted | https://www.pjm.com/pjmfiles/pub/planning/project-queues/impact_studies/u4027_imp.pdf | Document Posted | https://www.pjm.com/pjmfiles/pub/planning/project-queues/facilities/u4027_fac.pdf | Document Posted |  | Withdrawn | N/A |  |  | N/A | N/A |  | 12/22/2008 | N/A | N/A |  | 5/29/2019 |  | 12/31/2018 | 12/31/2018 |  | N | No
U4-028 | Fostoria Central-Greenlawn-Howard 138kV | Seneca Wind | OH | Seneca | Withdrawn | AEP | 100 | 100 | 13 |  | Capacity | Generation Interconnection | Wind |  |  | N/A | https://www.pjm.com/pjmfiles/pub/planning/project-queues/feas_docs/u4028_fea.pdf | Document Posted | https://www.pjm.com/pjmfiles/pub/planning/project-queues/impact_studies/u4028_imp.pdf | Document Posted | https://www.pjm.com/pjmfiles/pub/planning/project-queues/facilities/u4028_fac.pdf | Document Posted | https://www.pjm.com/pjmfiles/pub/planning/project-queues/isa/u4_028_isa.pdf | Document Posted | N/A | https://www.pjm.com/pjmfiles/pub/planning/project-queues/csa/u4_028_csa.pdf | Document Posted | N/A | N/A |  | 12/26/2008 | N/A | N/A |  | 11/5/2021 |  | 12/31/2020 | 12/31/2020 |  | N | No
U4-029 | Fostoria Central-Greenlawn-Howard 138kV | Seneca Wind | OH | Seneca | Withdrawn | AEP | 200 | 100 | 13 |  | Capacity | Generation Interconnection | Wind |  |  | N/A | https://www.pjm.com/pjmfiles/pub/planning/project-queues/feas_docs/u4029_fea.pdf | Document Posted | https://www.pjm.com/pjmfiles/pub/planning/project-queues/impact_studies/u4029_imp.pdf | Document Posted | https://www.pjm.com/pjmfiles/pub/planning/project-queues/facilities/u4029_fac.pdf | Document Posted | https://www.pjm.com/pjmfiles/pub/planning/project-queues/isa/u4_029_isa.pdf | Document Posted | N/A | https://www.pjm.com/pjmfiles/pub/planning/project-queues/csa/u4_029_csa.pdf | Document Posted | N/A | N/A |  | 12/26/2008 | N/A | N/A |  | 11/5/2021 |  | 12/31/2020 | 12/31/2020 |  | N | No
U4-030 | Sabrooke 138kV | Rockford II Energy Center | IL | Winnebago | In Service | ComEd | 153 | 6 | 6 | 6 | Capacity | Generation Interconnection | Natural Gas |  |  | N/A | https://www.pjm.com/pjmfiles/pub/planning/project-queues/feas_docs/u4030_fea.pdf | Document Posted | https://www.pjm.com/pjmfiles/pub/planning/project-queues/impact_studies/u4030_imp.pdf | Document Posted |  | Not Required | https://www.pjm.com/pjmfiles/pub/planning/project-queues/isa/u4_030_isa.pdf | Document Posted | N/A |  | Not Required | N/A | N/A |  | 12/26/2008 | N/A | N/A |  |  |  | 6/23/2010 | 6/23/2010 | 6/23/2010 | N | No
U4-032 | South Bend 500kV |  | PA | Armstrong | Withdrawn | APS | 1063 | 400 | 400 |  | Capacity | Generation Interconnection | Natural Gas |  |  | N/A | https://www.pjm.com/pjmfiles/pub/planning/project-queues/feas_docs/u4032_fea.pdf | Document Posted |  | Withdrawn |  |  | N/A |  | N/A |  |  | N/A | N/A |  | 12/31/2008 | N/A | N/A |  | 5/28/2009 | Customer Milestone Not Met | 4/1/2013 |  |  | N | No
U4-033 | University Park North |  | IL | Will | In Service | ComEd | 540 | 36 | 36 | 36 | Capacity | Generation Interconnection | Natural Gas |  |  | N/A | https://www.pjm.com/pjmfiles/pub/planning/project-queues/feas_docs/u4033_fea.pdf | Document Posted | https://www.pjm.com/pjmfiles/pub/planning/project-queues/impact_studies/u4033_imp.pdf | Document Posted |  | Not Required | https://www.pjm.com/pjmfiles/pub/planning/project-queues/isa/u4_033_isa.pdf | Document Posted | N/A |  | Not Required | N/A | N/A |  | 12/31/2008 | N/A | N/A |  |  |  | 6/1/2009 |  | 1/21/2014 | N | No
U4-034 | Conesville #5 | Conesville #5 | OH | Coshocton | Deactivated | AEP | 400 | 5 | 5 | 5 | Capacity | Generation Interconnection | Coal |  |  | N/A | https://www.pjm.com/pjmfiles/pub/planning/project-queues/feas_docs/u4034_fea.pdf | Document Posted | https://www.pjm.com/pjmfiles/pub/planning/project-queues/impact_studies/u4034_imp.pdf | Document Posted |  | Not Required | https://www.pjm.com/pjmfiles/pub/planning/project-queues/isa/u4_034_isa.pdf | Document Posted | N/A |  | Not Required | N/A | N/A |  | 1/20/2009 | N/A | N/A |  |  |  | 2/1/2008 | 2/1/2008 | 1/1/2010 | N | No
U4-035 | Conesville #6 | Conesville #6 | OH | Coshocton | Deactivated | AEP | 400 | 5 | 5 | 5 | Capacity | Generation Interconnection | Coal |  |  | N/A | https://www.pjm.com/pjmfiles/pub/planning/project-queues/feas_docs/u4035_fea.pdf | Document Posted | https://www.pjm.com/pjmfiles/pub/planning/project-queues/impact_studies/u4035_imp.pdf | Document Posted |  | Not Required | https://www.pjm.com/pjmfiles/pub/planning/project-queues/isa/u4_035_isa.pdf | Document Posted | N/A |  | Not Required | N/A | N/A |  | 1/20/2009 | N/A | N/A |  |  |  | 2/1/2008 | 2/1/2008 | 1/1/2010 | N | No
U4-036 | Gloucester 26.4kV | Paradise SP | NJ | Gloucester | In Service | PSEG | 5.1 | 5.1 | 1.9 | 5.1 | Capacity | Generation Interconnection | Solar |  |  | N/A | https://www.pjm.com/pjmfiles/pub/planning/project-queues/feas_docs/u4036_fea.pdf | Document Posted | https://www.pjm.com/pjmfiles/pub/planning/project-queues/impact_studies/u4036_imp.pdf | Document Posted |  | Not Required | https://www.pjm.com/pjmfiles/pub/planning/project-queues/isa/u4_036_isa.pdf | Document Posted | N/A | https://www.pjm.com/pjmfiles/pub/planning/project-queues/csa/u4_036_csa.pdf | Document Posted | N/A | N/A | 12/22/2010 | 1/28/2009 | N/A | N/A | 12/22/2010 |  |  | 1/4/2011 | 1/4/2011 | 12/31/2009 | N | No
U4-037 | Brokaw-Lanesville 345kV |  | IL | DeWitt | Withdrawn | ComEd | 200 | 200 | 26 |  | Capacity | Generation Interconnection | Wind |  |  | N/A | https://www.pjm.com/pjmfiles/pub/planning/project-queues/feas_docs/u4037_fea.pdf | Document Posted | https://www.pjm.com/pjmfiles/pub/planning/project-queues/impact_studies/u4037_imp.pdf | Document Posted |  | Withdrawn | N/A |  | N/A |  |  | N/A | N/A |  | 1/29/2009 | N/A | N/A |  | 12/12/2012 | Customer Initiated Withdrawal | 12/31/2011 |  |  | N | No
U4-038 | Mullin-Greentown Tap 138kV |  | IN | Madison | Withdrawn | AEP | 100 | 100 | 13 |  | Capacity | Generation Interconnection | Wind |  |  | N/A | https://www.pjm.com/pjmfiles/pub/planning/project-queues/feas_docs/u4038_fea.pdf | Document Posted | https://www.pjm.com/pjmfiles/pub/planning/project-queues/impact_studies/u4038_imp.pdf | Document Posted | https://www.pjm.com/pjmfiles/pub/planning/project-queues/facilities/u4038_fac.pdf | Document Posted |  | Withdrawn | N/A |  |  | N/A | N/A |  | 1/30/2009 | N/A | N/A |  | 5/7/2013 | Customer Initiated Withdrawal | 9/1/2013 |  |  | N | No
U4-039 | Greentown 138kV |  | IN | Madison | Withdrawn | AEP | 710 | 710 | 92.3 |  | Capacity | Generation Interconnection | Wind |  |  | N/A | https://www.pjm.com/pjmfiles/pub/planning/project-queues/feas_docs/u4039_fea.pdf | Document Posted | https://www.pjm.com/pjmfiles/pub/planning/project-queues/impact_studies/u4039_imp.pdf | Document Posted |  | Withdrawn |  | Withdrawn | N/A |  |  | N/A | N/A |  | 1/30/2009 | N/A | N/A |  | 7/20/2015 | Customer Initiated Withdrawal | 9/30/2015 | 9/30/2015 |  | N | No
U4-040 | Lincoln 13.2kV |  | PA | Adams | Withdrawn | ME | 2 | 2 | 2 |  | Capacity | Generation Interconnection | Natural Gas |  |  | N/A | https://www.pjm.com/pjmfiles/pub/planning/project-queues/feas_docs/u4040_fea.pdf | Document Posted | https://www.pjm.com/pjmfiles/pub/planning/project-queues/impact_studies/u4040_imp.pdf | Document Posted |  | Not Required | N/A | Wholesale Market Participation Agreement | https://www.pjm.com/pjmfiles/pub/planning/project-queues/wmpa/u4040_wmpa.pdf |  | Not Required | N/A | N/A |  | 1/30/2009 | N/A | N/A |  | 2/11/2011 | Customer Initiated Withdrawal | 6/1/2011 | 6/1/2011 |  | N | No
U4-041 | Valley 13.2kV |  | PA | Adams | Withdrawn | ME | 2 | 2 | 2 |  | Capacity | Generation Interconnection | Diesel |  |  | N/A | https://www.pjm.com/pjmfiles/pub/planning/project-queues/feas_docs/u4041_fea.pdf | Document Posted | https://www.pjm.com/pjmfiles/pub/planning/project-queues/impact_studies/u4041_imp.pdf | Document Posted |  | Not Required | N/A | Wholesale Market Participation Agreement | https://www.pjm.com/pjmfiles/pub/planning/project-queues/wmpa/u4041_wmpa.pdf |  | Not Required | N/A | N/A |  | 1/30/2009 | N/A | N/A |  | 2/11/2011 | Customer Initiated Withdrawal | 6/1/2011 | 6/1/2011 |  | N | No
U4-042 | Hanover 13.2kV |  | PA | York | Withdrawn | ME | 2 | 2 | 2 |  | Capacity | Generation Interconnection | Diesel |  |  | N/A | https://www.pjm.com/pjmfiles/pub/planning/project-queues/feas_docs/u4042_fea.pdf | Document Posted | https://www.pjm.com/pjmfiles/pub/planning/project-queues/impact_studies/u4042_imp.pdf | Document Posted |  | Not Required | N/A | Wholesale Market Participation Agreement | https://www.pjm.com/pjmfiles/pub/planning/project-queues/wmpa/u4042_wmpa.pdf |  | Not Required | N/A | N/A |  | 1/30/2009 | N/A | N/A |  | 2/11/2011 | Customer Initiated Withdrawal | 6/1/2011 | 6/1/2011 |  | N | No
U4-043 | Tolna 13.2kV |  | PA | York | Withdrawn | ME | 2 | 2 | 2 |  | Capacity | Generation Interconnection | Diesel |  |  | N/A | https://www.pjm.com/pjmfiles/pub/planning/project-queues/feas_docs/u4043_fea.pdf | Document Posted | https://www.pjm.com/pjmfiles/pub/planning/project-queues/impact_studies/u4043_imp.pdf | Document Posted |  | Not Required | N/A | Wholesale Market Participation Agreement | https://www.pjm.com/pjmfiles/pub/planning/project-queues/wmpa/u4043_wmpa.pdf |  | Not Required | N/A | N/A |  | 1/30/2009 | N/A | N/A |  | 2/11/2011 | Customer Initiated Withdrawal | 6/1/2011 | 6/1/2011 |  | N | No
U4-044 | Stoverstown 13.2kV |  | PA | York | Withdrawn | ME | 2 | 2 | 2 |  | Capacity | Generation Interconnection | Diesel |  |  | N/A | https://www.pjm.com/pjmfiles/pub/planning/project-queues/feas_docs/u4044_fea.pdf | Document Posted | https://www.pjm.com/pjmfiles/pub/planning/project-queues/impact_studies/u4044_imp.pdf | Document Posted |  | Not Required | N/A | Wholesale Market Participation Agreement | https://www.pjm.com/pjmfiles/pub/planning/project-queues/wmpa/u4044_wmpa.pdf |  | Not Required | N/A | N/A |  | 1/30/2009 | N/A | N/A |  | 2/11/2011 | Customer Initiated Withdrawal | 6/1/2011 | 6/1/2011 |  | N | No
U4-045 | Oil Creek 34.kV |  | PA | Crawford | Withdrawn | PENELEC | 2 | 2 | 2 |  | Capacity | Generation Interconnection | Diesel |  |  | N/A | https://www.pjm.com/pjmfiles/pub/planning/project-queues/feas_docs/u4045_fea.pdf | Document Posted | https://www.pjm.com/pjmfiles/pub/planning/project-queues/impact_studies/u4045_imp.pdf | Document Posted |  | Not Required | N/A | Wholesale Market Participation Agreement | https://www.pjm.com/pjmfiles/pub/planning/project-queues/wmpa/u4045_wmpa.pdf |  | Not Required | N/A | N/A |  | 1/30/2009 | N/A | N/A |  | 2/11/2011 | Customer Initiated Withdrawal | 6/1/2011 | 6/1/2011 |  | N | No
U4-046 | Teepleville 34.5kV |  | PA | Crawford | Withdrawn | PENELEC | 2 | 2 | 2 |  | Capacity | Generation Interconnection | Diesel |  |  | N/A | https://www.pjm.com/pjmfiles/pub/planning/project-queues/feas_docs/u4046_fea.pdf | Document Posted | https://www.pjm.com/pjmfiles/pub/planning/project-queues/impact_studies/u4046_imp.pdf | Document Posted |  | Not Required | N/A | Wholesale Market Participation Agreement | https://www.pjm.com/pjmfiles/pub/planning/project-queues/wmpa/u4046_wmpa.pdf |  | Not Required | N/A | N/A |  | 1/30/2009 | N/A | N/A |  | 2/11/2011 | Customer Initiated Withdrawal | 6/1/2011 | 6/1/2011 |  | N | No
U4-047 | Mill Village 34.5kV |  | PA | Erie | Withdrawn | PENELEC | 2 | 2 | 2 |  | Capacity | Generation Interconnection | Diesel |  |  | N/A | https://www.pjm.com/pjmfiles/pub/planning/project-queues/feas_docs/u4047_fea.pdf | Document Posted | https://www.pjm.com/pjmfiles/pub/planning/project-queues/impact_studies/u4047_imp.pdf | Document Posted |  | Not Required | N/A | Wholesale Market Participation Agreement | https://www.pjm.com/pjmfiles/pub/planning/project-queues/wmpa/u4047_wmpa.pdf |  | Not Required | N/A | N/A |  | 1/30/2009 | N/A | N/A |  | 2/11/2011 | Customer Initiated Withdrawal | 6/1/2011 | 6/1/2011 |  | N | No
U4-048 | Saegertown 34.5kV |  | PA | Crawford | Withdrawn | PENELEC | 2 | 2 | 2 |  | Capacity | Generation Interconnection | Diesel |  |  | N/A | https://www.pjm.com/pjmfiles/pub/planning/project-queues/feas_docs/u4048_fea.pdf | Document Posted | https://www.pjm.com/pjmfiles/pub/planning/project-queues/impact_studies/u4048_imp.pdf | Document Posted |  | Not Required | N/A | Wholesale Market Participation Agreement | https://www.pjm.com/pjmfiles/pub/planning/project-queues/wmpa/u4048_wmpa.pdf |  | Not Required | N/A | N/A |  | 1/30/2009 | N/A | N/A |  | 2/11/2011 | Customer Initiated Withdrawal | 6/1/2011 | 6/1/2011 |  | N | No
V1-009 | Gilbert 46kV |  | WV | Unknown | Withdrawn | AEP | 12 | 12 | 11 |  | Capacity | Generation Interconnection | Hydro |  |  | N/A | https://www.pjm.com/pjmfiles/pub/planning/project-queues/feas_docs/v1009_fea.pdf | Document Posted |  | Withdrawn |  |  | N/A |  | N/A |  |  | N/A | N/A |  | 2/17/2009 | N/A | N/A |  | 8/18/2009 | Customer Milestone Not Met | 4/1/2012 |  |  | N | No
V1-010 | Howard-Fostoria Central 138kV |  | OH | Crawford | Withdrawn | AEP | 260 | 260 | 33.8 |  | Capacity | Generation Interconnection | Wind |  |  | N/A | https://www.pjm.com/pjmfiles/pub/planning/project-queues/feas_docs/v1010_fea.pdf | Document Posted | https://www.pjm.com/pjmfiles/pub/planning/project-queues/impact_studies/v1010_imp.pdf | Document Posted |  | Withdrawn | N/A |  | N/A |  |  | N/A | N/A |  | 2/25/2009 | N/A | N/A |  | 4/19/2012 | Customer Initiated Withdrawal | 12/1/2013 |  |  | N | No
V1-011 | Haviland 138kV | Trishe Wind Ohio, LLC | OH | Paulding | In Service | AEP | 100 | 100 | 13 | 100 | Capacity | Generation Interconnection | Wind |  |  | N/A | https://www.pjm.com/pjmfiles/pub/planning/project-queues/feas_docs/v1011_fea.pdf | Document Posted | https://www.pjm.com/pjmfiles/pub/planning/project-queues/impact_studies/v1011_imp.pdf | Document Posted | https://www.pjm.com/pjmfiles/pub/planning/project-queues/facilities/v1011_fac.pdf | Document Posted | https://www.pjm.com/pjmfiles/pub/planning/project-queues/isa/v1_011_isa.pdf | Document Posted | N/A | https://www.pjm.com/pjmfiles/pub/planning/project-queues/csa/v1_011_csa.pdf | Document Posted | N/A | N/A |  | 2/26/2009 | N/A | N/A |  |  |  | 12/31/2018 | 12/31/2018 | 9/10/2018 | N | No
V1-012 | Haviland 138kV | Trishe Wind Ohio, LLC | OH | Paulding | Withdrawn | AEP | 150 | 150 | 19.5 |  | Capacity | Generation Interconnection | Wind |  |  | N/A | https://www.pjm.com/pjmfiles/pub/planning/project-queues/feas_docs/v1012_fea.pdf | Document Posted | https://www.pjm.com/pjmfiles/pub/planning/project-queues/impact_studies/v1012_imp.pdf | Document Posted | https://www.pjm.com/pjmfiles/pub/planning/project-queues/facilities/v1012_fac.pdf | Document Posted | https://www.pjm.com/pjmfiles/pub/planning/project-queues/isa/v1_012_isa.pdf | Document Posted | N/A | https://www.pjm.com/pjmfiles/pub/planning/project-queues/csa/v1_012_csa.pdf | Document Posted | N/A | N/A |  | 2/26/2009 | N/A | N/A |  | 5/8/2018 |  | 12/31/2015 | 12/31/2015 |  | N | No
V1-013 | Springdale 138kV |  | PA | Allegheny | Withdrawn | APS | 580 | 580 | 580 |  | Capacity | Generation Interconnection | Coal |  |  | N/A | https://www.pjm.com/pjmfiles/pub/planning/project-queues/feas_docs/v1013_fea.pdf | Document Posted |  | Withdrawn |  |  | N/A |  | N/A |  |  | N/A | N/A |  | 2/27/2009 | N/A | N/A |  | 9/11/2009 | Customer Initiated Withdrawal | 1/1/2012 |  |  | N | No
V1-015 | New Liberty 138kV |  | OH | Hancock | Withdrawn | AEP | 4.8 | 4.8 | 4.8 |  | Capacity | Generation Interconnection | Methane |  |  | N/A | https://www.pjm.com/pjmfiles/pub/planning/project-queues/feas_docs/v1015_fea.pdf | Document Posted |  | Withdrawn |  |  | N/A |  | N/A |  |  | N/A | N/A |  | 3/10/2009 | N/A | N/A |  | 9/3/2009 | Customer Milestone Not Met | 2/1/2010 |  |  | N | No
V1-021 | Cape May County 12kV | Cape May County Municipal Utiltities Authority (CM | NJ | Cape May | In Service | AEC | 1.9 | 1.9 | 1.7 | 1.9 | Capacity | Generation Interconnection | Methane |  |  | N/A | https://www.pjm.com/pjmfiles/pub/planning/project-queues/feas_docs/v1021_fea.pdf | Document Posted | https://www.pjm.com/pjmfiles/pub/planning/project-queues/impact_studies/v1021_imp.pdf | Document Posted |  | Not Required | N/A | Wholesale Market Participation Agreement | https://www.pjm.com/pjmfiles/pub/planning/project-queues/wmpa/v1021_wmpa.pdf |  | Not Required | N/A | N/A |  | 3/23/2009 | N/A | N/A |  |  |  | 6/1/2013 | 6/1/2013 | 10/22/2013 | N | No
V1-022 | Plano 345kV |  | IL | Kendall | Withdrawn | ComEd | 380 | 380 | 380 |  | Capacity | Generation Interconnection | Natural Gas |  |  | N/A | https://www.pjm.com/pjmfiles/pub/planning/project-queues/feas_docs/v1022_fea.pdf | Document Posted | https://www.pjm.com/pjmfiles/pub/planning/project-queues/impact_studies/v1022_imp.pdf | Document Posted |  | Withdrawn | N/A |  | N/A |  |  | N/A | N/A |  | 3/31/2009 | N/A | N/A |  | 12/17/2013 | Customer Milestone Not Met | 6/1/2015 | 6/1/2015 |  | N | No
V1-023 | Bridge 12kV | Charlston LF | WV | Kanawha | In Service | AEP | 2 | 2 | 0 | 2 | Energy | Generation Interconnection | Methane |  |  | N/A | https://www.pjm.com/pjmfiles/pub/planning/project-queues/feas_docs/v1023_fea.pdf | Document Posted | https://www.pjm.com/pjmfiles/pub/planning/project-queues/impact_studies/v1023_imp.pdf | Document Posted |  | Not Required | N/A | Wholesale Market Participation Agreement | https://www.pjm.com/pjmfiles/pub/planning/project-queues/wmpa/v1023_wmpa.pdf |  | Not Required | N/A | N/A |  | 4/6/2009 | N/A | N/A |  |  |  | 12/7/2010 | 12/7/2010 | 12/7/2010 | N | No
V1-024 | LaSalle 1 | LaSalle Nuclear Station Unit 1 | IL | Lasalle | In Service | ComEd | 1188 | 20 | 11.9 | 20 | Capacity | Generation Interconnection | Nuclear |  |  | N/A | https://www.pjm.com/pjmfiles/pub/planning/project-queues/feas_docs/v1024_fea.pdf | Document Posted | https://www.pjm.com/pjmfiles/pub/planning/project-queues/impact_studies/v1024_imp.pdf | Document Posted | https://www.pjm.com/pjmfiles/pub/planning/project-queues/facilities/v1024_fac.pdf | Document Posted | https://www.pjm.com/pjmfiles/pub/planning/project-queues/isa/v1_024_isa.pdf | Document Posted | N/A |  | Not Required | N/A | N/A |  | 4/9/2009 | N/A | N/A |  |  |  | 11/1/2010 |  | 5/21/2015 | N | No
V1-025 | LaSalle 2 | LaSalle Nuclear Station Unit 2 | IL | Lasalle | In Service | ComEd | 1191 | 20 | 10.9 | 2.5 | Capacity | Generation Interconnection | Nuclear |  |  | N/A | https://www.pjm.com/pjmfiles/pub/planning/project-queues/feas_docs/v1025_fea.pdf | Document Posted | https://www.pjm.com/pjmfiles/pub/planning/project-queues/impact_studies/v1025_imp.pdf | Document Posted | https://www.pjm.com/pjmfiles/pub/planning/project-queues/facilities/v1025_fac.pdf | Document Posted | https://www.pjm.com/pjmfiles/pub/planning/project-queues/isa/v1_025_isa.pdf | Document Posted | N/A |  | Not Required | N/A | N/A |  | 4/9/2009 | N/A | N/A |  |  |  | 3/1/2011 |  | 5/21/2015 | N | No
V1-026 | Limerick |  | PA | Montgomery | Withdrawn | PECO | 1213 | 20 | 20 | 20 | Capacity | Generation Interconnection | Nuclear |  |  | N/A | https://www.pjm.com/pjmfiles/pub/planning/project-queues/feas_docs/v1026_fea.pdf | Document Posted | https://www.pjm.com/pjmfiles/pub/planning/project-queues/impact_studies/v1026_imp.pdf | Document Posted |  | Not Required | https://www.pjm.com/pjmfiles/pub/planning/project-queues/isa/v1_026_isa2.pdf | Interim Study | N/A |  |  | N/A | N/A |  | 4/9/2009 | N/A | N/A |  | 7/7/2020 |  | 4/4/2011 | 4/4/2011 | 4/4/2011 | N | No
V1-027 | Limerick |  | PA | Montgomery | Withdrawn | PECO | 1213 | 20 | 20 | 20 | Capacity | Generation Interconnection | Nuclear |  |  | N/A | https://www.pjm.com/pjmfiles/pub/planning/project-queues/feas_docs/v1027_fea.pdf | Document Posted | https://www.pjm.com/pjmfiles/pub/planning/project-queues/impact_studies/v1027_imp.pdf | Document Posted |  | Not Required | https://www.pjm.com/pjmfiles/pub/planning/project-queues/isa/v1_027_isa2.pdf | Interim Study | N/A |  |  | N/A | N/A |  | 4/9/2009 | N/A | N/A |  | 7/7/2020 |  | 4/1/2011 |  | 6/12/2013 | N | No
V1-028 | North Wales | Morris Road | PA | Montgomery | In Service | PECO | 10 | 2 | 2 | 2 | Capacity | Generation Interconnection | Diesel |  |  | N/A | https://www.pjm.com/pjmfiles/pub/planning/project-queues/feas_docs/v1028_fea.pdf | Document Posted | https://www.pjm.com/pjmfiles/pub/planning/project-queues/impact_studies/v1028_imp.pdf | Document Posted |  | Not Required | https://www.pjm.com/pjmfiles/pub/planning/project-queues/isa/v1_028_isa.pdf | Document Posted | N/A |  | Not Required | N/A | N/A |  | 4/16/2009 | N/A | N/A | 4/30/2012 |  |  | 5/31/2009 |  | 5/2/2012 | N | No
V1-029 | Frackville-Fishbach 69kV |  | PA | Schuylkill | Withdrawn | PPL | 56 | 6 | 0.78 |  | Capacity | Generation Interconnection | Wind |  |  | N/A | https://www.pjm.com/pjmfiles/pub/planning/project-queues/feas_docs/v1029_fea.pdf | Document Posted | https://www.pjm.com/pjmfiles/pub/planning/project-queues/impact_studies/v1029_imp.pdf | Document Posted |  | Not Required |  | Withdrawn | N/A |  | Withdrawn | N/A | N/A |  | 4/23/2009 | N/A | N/A |  | 9/14/2009 | Customer Milestone Not Met | 7/1/2013 |  |  | N | No
V1-030 | PSE&G Area |  | NJ | Various | In Service | PSEG | 52 | 52 | 19.8 | 46.2 | Capacity | Generation Interconnection | Solar |  |  | N/A | https://www.pjm.com/pjmfiles/pub/planning/project-queues/feas_docs/v1030_fea.pdf | Document Posted | https://www.pjm.com/pjmfiles/pub/planning/project-queues/impact_studies/v1030_imp.pdf | Document Posted |  | Not Required | N/A | Wholesale Market Participation Agreement | https://www.pjm.com/pjmfiles/pub/planning/project-queues/wmpa/v1030_wmpa.pdf |  | Not Required | N/A | N/A |  | 4/27/2009 | N/A | N/A |  |  |  | 6/22/2010 | 6/22/2010 | 12/27/2011 | N | No
V1-031 | Possum Point 230kV |  | VA | Prince William | Withdrawn | Dominion | 950 | 950 | 875 |  | Capacity | Generation Interconnection | Natural Gas |  |  | N/A | https://www.pjm.com/pjmfiles/pub/planning/project-queues/feas_docs/v1031_fea.pdf | Document Posted | https://www.pjm.com/pjmfiles/pub/planning/project-queues/impact_studies/v1031_imp.pdf | Document Posted | https://www.pjm.com/pjmfiles/pub/planning/project-queues/facilities/v1031_fac.pdf | Document Posted |  | Withdrawn | N/A |  | Withdrawn | N/A | N/A |  | 4/28/2009 | N/A | N/A |  | 1/30/2012 | Customer Initiated Withdrawal | 4/1/2016 |  |  | N | No
V1-032 | Highland 69kV |  | OH | Highland | Withdrawn | AEP | 5 | 5 | 1.9 |  | Capacity | Generation Interconnection | Solar |  |  | N/A | https://www.pjm.com/pjmfiles/pub/planning/project-queues/feas_docs/v1032_fea.pdf | Document Posted |  | Withdrawn |  |  | N/A |  | N/A |  |  | N/A | N/A |  | 4/29/2009 | N/A | N/A |  | 4/14/2011 | Customer Milestone Not Met | 8/1/2010 | 8/1/2010 |  | N | No
V1-033 | Pumphrey 115kV | Fairfield Renewable Energy Facility | MD | Baltimore City | Withdrawn | BGE | 132 | 132 | 132 |  | Capacity | Generation Interconnection | Other |  |  | N/A | https://www.pjm.com/pjmfiles/pub/planning/project-queues/feas_docs/v1033_fea.pdf | Document Posted | https://www.pjm.com/pjmfiles/pub/planning/project-queues/impact_studies/v1033_imp.pdf | Document Posted | https://www.pjm.com/pjmfiles/pub/planning/project-queues/facilities/v1033_fac.pdf | Document Posted | https://www.pjm.com/pjmfiles/pub/planning/project-queues/isa/v1_033_isa.pdf | Document Posted | N/A | https://www.pjm.com/pjmfiles/pub/planning/project-queues/csa/v1_033_csa.pdf | Document Posted | N/A | N/A |  | 4/29/2009 | N/A | N/A |  | 5/11/2016 | Customer Initiated Withdrawal | 12/31/2016 | 12/31/2016 |  | N | No
V1-035 | Kanawha 138kV | ST | WV | Fayette | Withdrawn | AEP | 53 | 53 | 53 |  | Capacity | Generation Interconnection | Other |  |  | N/A | https://www.pjm.com/pjmfiles/pub/planning/project-queues/feas_docs/v1035_fea.pdf | Document Posted | https://www.pjm.com/pjmfiles/pub/planning/project-queues/impact_studies/v1035_imp.pdf | Document Posted |  | Withdrawn | N/A |  | N/A |  |  | N/A | N/A |  | 4/30/2009 | N/A | N/A |  | 1/14/2013 | Customer Milestone Not Met | 5/1/2011 |  |  | N | No
V2-001 | Bucyrus Center 138kV | 54 1.8 WT | OH | Crawford | Withdrawn | AEP | 91.8 | 91.8 | 11.3 |  | Capacity | Generation Interconnection | Wind |  |  | N/A | https://www.pjm.com/pjmfiles/pub/planning/project-queues/feas_docs/v2001_fea.pdf | Document Posted | https://www.pjm.com/pjmfiles/pub/planning/project-queues/impact_studies/v2001_imp.pdf | Document Posted |  | Withdrawn | N/A |  | N/A |  |  | N/A | N/A |  | 5/6/2009 | N/A | N/A |  | 3/18/2013 | Customer Initiated Withdrawal | 12/31/2016 | 12/31/2016 |  | N | No
V2-002 | Martinsburg |  | PA | Blair | Withdrawn | PENELEC | 2.65 | 2.65 | 2.65 |  | Capacity | Generation Interconnection | Methane |  |  | N/A | https://www.pjm.com/pjmfiles/pub/planning/project-queues/feas_docs/v2002_fea.pdf | Document Posted | https://www.pjm.com/pjmfiles/pub/planning/project-queues/impact_studies/v2002_imp.pdf | Document Posted |  | Not Required |  | Withdrawn | N/A |  | Not Required | N/A | N/A |  | 5/6/2009 | N/A | N/A |  | 2/8/2010 | Customer Milestone Not Met | 6/30/2010 |  |  | N | No
V2-003 | Beasley 23kV |  | NJ | Atlantic | Withdrawn | AEC | 4 | 4 | 1.52 |  | Capacity | Generation Interconnection | Solar |  |  | N/A | https://www.pjm.com/pjmfiles/pub/planning/project-queues/feas_docs/v2003_fea.pdf | Document Posted | https://www.pjm.com/pjmfiles/pub/planning/project-queues/impact_studies/v2003_imp.pdf | Document Posted | https://www.pjm.com/pjmfiles/pub/planning/project-queues/facilities/v2003_fac.pdf | Document Posted |  | Withdrawn | N/A |  | Withdrawn | N/A | N/A |  | 5/7/2009 | N/A | N/A |  | 1/6/2014 | Customer Initiated Withdrawal | 12/31/2009 |  |  | N | No
V2-004 | Harwood-E. Hazleton #1 |  | PA | Schuylkill | Withdrawn | PPL | 5 | 5 | 1.9 |  | Capacity | Generation Interconnection | Solar |  |  | N/A | https://www.pjm.com/pjmfiles/pub/planning/project-queues/feas_docs/v2004_fea.pdf | Document Posted | https://www.pjm.com/pjmfiles/pub/planning/project-queues/impact_studies/v2004_imp.pdf | Document Posted |  | Not Required |  | Withdrawn | N/A |  |  | N/A | N/A |  | 5/11/2009 | N/A | N/A |  | 12/4/2009 | Customer Initiated Withdrawal | 12/31/2010 |  |  | N | No
V2-005 | Pleasantville 12kV |  | NJ | Atlantic | Withdrawn | AEC | 7.33 | 1.91 | 1.91 |  | Capacity | Generation Interconnection | Methane |  |  | N/A | https://www.pjm.com/pjmfiles/pub/planning/project-queues/feas_docs/v2005_fea.pdf | Document Posted | https://www.pjm.com/pjmfiles/pub/planning/project-queues/impact_studies/v2005_imp.pdf | Document Posted |  | Withdrawn | N/A |  | N/A |  |  | N/A | N/A |  | 5/15/2009 | N/A | N/A |  | 2/17/2010 | Customer Milestone Not Met | 12/31/2010 | 12/31/2010 |  | N | No
V2-006 | East Leipsic 138kV | Leipsic Wind Project | OH | Putnam | Withdrawn | AEP | 150 | 150 | 19.5 |  | Capacity | Generation Interconnection | Wind |  |  | N/A | https://www.pjm.com/pjmfiles/pub/planning/project-queues/feas_docs/v2006_fea.pdf | Document Posted | https://www.pjm.com/pjmfiles/pub/planning/project-queues/impact_studies/v2006_imp.pdf | Document Posted | https://www.pjm.com/pjmfiles/pub/planning/project-queues/facilities/v2006_fac.pdf | Document Posted | https://www.pjm.com/pjmfiles/pub/planning/project-queues/isa/v2_006_isa.pdf | Document Posted | N/A | https://www.pjm.com/pjmfiles/pub/planning/project-queues/csa/v2_006_csa.pdf | Document Posted | N/A | N/A |  | 5/28/2009 | N/A | N/A |  | 2/21/2020 |  | 12/31/2021 | 12/31/2021 |  | N | No
V2-008 | Kincaid 345kV |  | IL | Christian | Withdrawn | ComEd | 600 | 600 | 600 |  | Capacity | Generation Interconnection | Coal |  |  | N/A | https://www.pjm.com/pjmfiles/pub/planning/project-queues/feas_docs/v2008_fea.pdf | Document Posted |  | Withdrawn |  |  | N/A |  | N/A |  |  | N/A | N/A |  | 5/29/2009 | N/A | N/A |  | 1/2/2013 | Customer Initiated Withdrawal | 10/1/2014 |  |  | N | No
V2-009 | Plainsboro & Devils Brook 13kV | Cranbury SP | NJ | Middlesex | Withdrawn | PSEG | 16.11 | 16.11 | 6.12 |  | Capacity | Generation Interconnection | Solar |  |  | N/A | https://www.pjm.com/pjmfiles/pub/planning/project-queues/feas_docs/v2009_fea.pdf | Document Posted | https://www.pjm.com/pjmfiles/pub/planning/project-queues/impact_studies/v2009_imp.pdf | Document Posted |  | Not Required | N/A | Wholesale Market Participation Agreement | https://www.pjm.com/pjmfiles/pub/planning/project-queues/wmpa/v2009_wmpa.pdf |  | Not Required | N/A | N/A |  | 5/29/2009 | N/A | N/A | 6/1/2024 | 2/1/2024 |  | 6/1/2024 | 6/1/2024 |  | N | No
V2-010 | Stewartsville 34.5kV |  | NJ | Warren | Withdrawn | JCPL | 10 | 10 | 3.8 |  | Capacity | Generation Interconnection | Solar |  |  | N/A | https://www.pjm.com/pjmfiles/pub/planning/project-queues/feas_docs/v2010_fea.pdf | Document Posted | https://www.pjm.com/pjmfiles/pub/planning/project-queues/impact_studies/v2010_imp.pdf | Document Posted |  | Not Required | N/A | Wholesale Market Participation Agreement | https://www.pjm.com/pjmfiles/pub/planning/project-queues/wmpa/v2010_wmpa.pdf |  | Not Required | N/A | N/A |  | 6/5/2009 | N/A | N/A |  | 3/15/2013 | Customer Milestone Not Met | 6/30/2011 | 6/30/2011 |  | N | No
V2-011 | Sunbury-Milton 69kV |  | PA | Northumberland | Withdrawn | PPL | 5.63 | 5.63 | 2.1 |  | Capacity | Generation Interconnection | Solar |  |  | N/A |  | Withdrawn |  |  |  |  | N/A |  | N/A |  |  | N/A | N/A |  | 6/8/2009 | N/A | N/A |  | 8/18/2009 | Customer Initiated Withdrawal | 2/1/2010 |  |  | N | No
V2-012 | Essex 26.4kV | Essex SP | NJ | Essex | Withdrawn | PSEG | 6 | 2.8 | 2.8 |  | Capacity | Generation Interconnection | Natural Gas |  |  | N/A | https://www.pjm.com/pjmfiles/pub/planning/project-queues/feas_docs/v2012_fea.pdf | Document Posted | https://www.pjm.com/pjmfiles/pub/planning/project-queues/impact_studies/v2012_imp.pdf | Document Posted |  | Not Required |  | Withdrawn | N/A |  | Withdrawn | N/A | N/A |  | 6/9/2009 | N/A | N/A |  | 12/21/2009 | Customer Milestone Not Met | 3/5/2010 | 3/5/2010 |  | N | No
V2-013 | Farmingdale 12.47kV | Farmingdale Solar | NJ | Monmouth | Withdrawn | JCPL | 0.5 | 0.5 | 0.2 |  | Capacity | Generation Interconnection | Solar |  |  | N/A | https://www.pjm.com/pjmfiles/pub/planning/project-queues/feas_docs/v2013_fea.pdf | Document Posted | https://www.pjm.com/pjmfiles/pub/planning/project-queues/impact_studies/v2013_imp.pdf | Document Posted |  | Not Required | N/A | Wholesale Market Participation Agreement | https://www.pjm.com/pjmfiles/pub/planning/project-queues/wmpa/v2013_wmpa.pdf |  | Not Required | N/A | N/A |  | 6/11/2009 | N/A | N/A |  | 1/11/2013 | Customer Milestone Not Met | 4/1/2011 | 4/1/2011 |  | N | No
V2-014 | Waretown 12.47kV |  | NJ | Ocean | Withdrawn | AEC | 5.065 | 5.065 | 1.92 |  | Capacity | Generation Interconnection | Solar |  |  | N/A | https://www.pjm.com/pjmfiles/pub/planning/project-queues/feas_docs/v2014_fea.pdf | Document Posted | https://www.pjm.com/pjmfiles/pub/planning/project-queues/impact_studies/v2014_imp.pdf | Document Posted |  | Withdrawn | N/A |  | N/A |  |  | N/A | N/A |  | 6/15/2009 | N/A | N/A |  | 2/17/2010 | Customer Milestone Not Met | 12/31/2009 |  |  | N | No
V2-015 | Lumberton 13.2kV |  | NJ | Burlington | Withdrawn | PSEG | 3.3 | 3.3 | 1.25 |  | Capacity | Generation Interconnection | Solar |  |  | N/A | https://www.pjm.com/pjmfiles/pub/planning/project-queues/feas_docs/v2015_fea.pdf | Document Posted |  | Withdrawn |  |  | N/A |  | N/A |  |  | N/A | N/A |  | 6/15/2009 | N/A | N/A |  | 12/21/2009 | Customer Milestone Not Met | 12/31/2009 |  |  | N | No
V2-018 | Tuckahoe |  | NJ | Cape May | Withdrawn | AEC | 20 | 20 | 7.6 |  | Capacity | Generation Interconnection | Solar |  |  | N/A | https://www.pjm.com/pjmfiles/pub/planning/project-queues/feas_docs/v2018_fea.pdf | Document Posted | https://www.pjm.com/pjmfiles/pub/planning/project-queues/impact_studies/v2018_imp.pdf | Document Posted |  | Withdrawn | N/A |  | N/A |  |  | N/A | N/A |  | 6/17/2009 | N/A | N/A |  | 12/20/2010 | Customer Initiated Withdrawal | 11/1/2010 |  |  | N | No
V2-019 | Mansfield-S. Troy 115kV | AES Armenia Mountain Wind, LLC | PA | Bradford | In Service | PENELEC | 100.5 | 0.5 | 0 | 0.5 | Energy | Generation Interconnection | Wind |  |  | N/A | https://www.pjm.com/pjmfiles/pub/planning/project-queues/feas_docs/v2019_fea.pdf | Document Posted | https://www.pjm.com/pjmfiles/pub/planning/project-queues/impact_studies/v2019_imp.pdf | Document Posted |  | Not Required | https://www.pjm.com/pjmfiles/pub/planning/project-queues/isa/v2_019_isa.pdf | Document Posted | N/A |  | Not Required | N/A | N/A | 10/22/2010 | 6/18/2009 | N/A | N/A |  |  |  | 8/19/2010 |  | 8/19/2010 | N | No
V2-020 | Howard-West End Fostoria 138kV |  | OH | Crawford | Withdrawn | AEP | 150 | 150 | 19.5 |  | Capacity | Generation Interconnection | Wind |  |  | N/A | https://www.pjm.com/pjmfiles/pub/planning/project-queues/feas_docs/v2020_fea.pdf | Document Posted |  | Withdrawn |  |  | N/A |  | N/A |  |  | N/A | N/A |  | 6/26/2009 | N/A | N/A |  | 3/10/2010 | Customer Milestone Not Met | 7/31/2012 | 7/31/2012 |  | N | No
V2-021 | Clayville |  | NJ | Cumberland | Withdrawn | AEC | 64 | 64 | 64 |  | Capacity | Generation Interconnection | Oil |  |  | N/A | https://www.pjm.com/pjmfiles/pub/planning/project-queues/feas_docs/v2021_fea.pdf | Document Posted | https://www.pjm.com/pjmfiles/pub/planning/project-queues/impact_studies/v2021_imp.pdf | Document Posted |  | Withdrawn | N/A |  | N/A |  |  | N/A | N/A |  | 6/26/2009 | N/A | N/A |  | 5/4/2010 | Customer Milestone Not Met | 6/1/2014 |  |  | N | No
V2-022 | Galion-Leesburg 138kV |  | OH | Morrow | Withdrawn | AEP | 201 | 201 | 26.1 |  | Capacity | Generation Interconnection | Wind |  |  | N/A |  | Withdrawn |  |  |  |  | N/A |  | N/A |  |  | N/A | N/A |  | 6/30/2009 | N/A | N/A |  | 8/17/2009 | Customer Initiated Withdrawal | 12/31/2012 |  |  | N | No
V2-023 | Galion-Muskingham River 345kV |  | OH | Morrow | Withdrawn | AEP | 250.5 | 250.5 | 37.5 |  | Capacity | Generation Interconnection | Wind |  |  | N/A | https://www.pjm.com/pjmfiles/pub/planning/project-queues/feas_docs/v2023_fea.pdf | Document Posted |  | Withdrawn |  |  | N/A |  | N/A |  |  | N/A | N/A |  | 6/30/2009 | N/A | N/A |  | 4/7/2010 | Customer Milestone Not Met | 12/31/2012 |  |  | N | No
V2-025 | Turnpike 13.8kV | Kearny SP | NJ | Hudson | In Service | PSEG | 5 | 5 | 1.9 | 2.5 | Capacity | Generation Interconnection | Solar |  |  | N/A | https://www.pjm.com/pjmfiles/pub/planning/project-queues/feas_docs/v2025_fea.pdf | Document Posted | https://www.pjm.com/pjmfiles/pub/planning/project-queues/impact_studies/v2025_imp.pdf | Document Posted |  | Not Required | N/A | Wholesale Market Participation Agreement | https://www.pjm.com/pjmfiles/pub/planning/project-queues/wmpa/v2025_wmpa.pdf |  | Not Required | N/A | N/A |  | 6/30/2009 | N/A | N/A |  |  |  | 1/31/2012 | 1/31/2012 | 3/1/2012 | N | No
V2-026 | Denver 138kV |  | WV | Barbour | Withdrawn | APS | 164 | 164 | 21.32 |  | Capacity | Generation Interconnection | Wind |  |  | N/A | https://www.pjm.com/pjmfiles/pub/planning/project-queues/feas_docs/v2026_fea.pdf | Document Posted |  | Withdrawn |  |  | N/A |  | N/A |  |  | N/A | N/A |  | 6/30/2009 | N/A | N/A |  | 12/11/2009 | Customer Initiated Withdrawal | 12/31/2012 |  |  | N | No
V2-027 | South Milton |  | PA | Northumberland | Withdrawn | PPL | 1.62 | 1.62 | 1.62 |  | Capacity | Generation Interconnection | Methane |  |  | N/A | https://www.pjm.com/pjmfiles/pub/planning/project-queues/feas_docs/v2027_fea.pdf | Document Posted | https://www.pjm.com/pjmfiles/pub/planning/project-queues/impact_studies/v2027_imp.pdf | Document Posted |  | Not Required | N/A | Wholesale Market Participation Agreement | https://www.pjm.com/pjmfiles/pub/planning/project-queues/wmpa/v2027_wmpa.pdf |  | Not Required | N/A | N/A |  | 7/8/2009 | N/A | N/A |  | 2/21/2013 | Customer Initiated Withdrawal | 9/1/2013 | 9/1/2013 |  | N | No
V2-028 | Vienna | Vienna Solar Facility | MD | Dorchester | Withdrawn | DPL | 6 | 6 | 2.28 |  | Capacity | Generation Interconnection | Solar |  |  | N/A | https://www.pjm.com/pjmfiles/pub/planning/project-queues/feas_docs/v2028_fea.pdf | Document Posted | https://www.pjm.com/pjmfiles/pub/planning/project-queues/impact_studies/v2028_imp.pdf | Document Posted |  | Not Required | https://www.pjm.com/pjmfiles/pub/planning/project-queues/isa/v2_028_isa.pdf | Document Posted | N/A | https://www.pjm.com/pjmfiles/pub/planning/project-queues/csa/v2_028_csa.pdf | Document Posted | N/A | N/A |  | 7/8/2009 | N/A | N/A |  | 2/9/2018 |  | 11/30/2018 | 11/30/2018 |  | N | No
V2-030 | Front Royal 500kV | Warren County | VA | Warren | In Service | Dominion | 950 | 950 | 875 | 950 | Capacity | Generation Interconnection | Natural Gas |  |  | N/A | https://www.pjm.com/pjmfiles/pub/planning/project-queues/feas_docs/v2030_fea.pdf | Document Posted | https://www.pjm.com/pjmfiles/pub/planning/project-queues/impact_studies/v2030_imp.pdf | Document Posted | https://www.pjm.com/pjmfiles/pub/planning/project-queues/facilities/v2030_fac.pdf | Document Posted | https://www.pjm.com/pjmfiles/pub/planning/project-queues/isa/v2_030_isa.pdf | Document Posted | N/A | https://www.pjm.com/pjmfiles/pub/planning/project-queues/csa/v2_030_csa.pdf | Document Posted | N/A | N/A | 11/15/2013 | 7/14/2009 | N/A | N/A | 8/11/2014 |  |  | 9/30/2015 | 9/30/2015 | 10/30/2014 | N | No
V2-035 | Pittsgrove | Pittsgrove Solar, LLC | NJ | Salem | In Service | AEC | 2 | 2 | 0 | 2 | Energy | Generation Interconnection | Solar |  |  | N/A | https://www.pjm.com/pjmfiles/pub/planning/project-queues/feas_docs/v2035_fea.pdf | Document Posted | https://www.pjm.com/pjmfiles/pub/planning/project-queues/impact_studies/v2035_imp.pdf | Document Posted | https://www.pjm.com/pjmfiles/pub/planning/project-queues/facilities/v2035_fac.pdf | Document Posted | https://www.pjm.com/pjmfiles/pub/planning/project-queues/isa/v2_035_isa.pdf | Document Posted | N/A | https://www.pjm.com/pjmfiles/pub/planning/project-queues/csa/v2_035_csa.pdf | Document Posted | N/A | N/A |  | 7/20/2009 | N/A | N/A |  |  |  | 4/14/2014 | 4/14/2014 | 4/19/2014 | N | No
V2-037 | White Oak | White Oak | MD | Montgomery | In Service | PEPCO | 24 | 4.5 | 0 | 4.5 | Energy | Generation Interconnection | Natural Gas |  |  | N/A | https://www.pjm.com/pjmfiles/pub/planning/project-queues/feas_docs/v2037_fea.pdf | Document Posted | https://www.pjm.com/pjmfiles/pub/planning/project-queues/impact_studies/v2037_imp.pdf | Document Posted |  | Not Required | https://www.pjm.com/pjmfiles/pub/planning/project-queues/isa/v2_037_isa.pdf | Document Posted | N/A |  | Not Required | N/A | N/A |  | 7/24/2009 | N/A | N/A |  |  |  | 5/3/2010 | 5/3/2010 | 3/31/2010 | N | No
V2-040 | Mountain Road 34.5kV | Henrico County Landfill | VA | Henrico | In Service | Dominion | 4 | 4 | 4 | 4 | Capacity | Generation Interconnection | Methane |  |  | N/A | https://www.pjm.com/pjmfiles/pub/planning/project-queues/feas_docs/v2040_fea.pdf | Document Posted | https://www.pjm.com/pjmfiles/pub/planning/project-queues/impact_studies/v2040_imp.pdf | Document Posted |  | Not Required | https://www.pjm.com/pjmfiles/pub/planning/project-queues/isa/v2_040_isa.pdf | Document Posted | N/A | https://www.pjm.com/pjmfiles/pub/planning/project-queues/csa/v2_040_csa.pdf | Document Posted | N/A | N/A |  | 7/28/2009 | N/A | N/A |  |  |  | 9/23/2010 | 9/23/2010 | 9/23/2010 | N | No
V2-041 | Clayville 12kV | Vineland-Mays Landing | NJ | Cumberland | In Service | AEC | 4 | 4 | 1.52 | 4 | Capacity | Generation Interconnection | Solar |  |  | N/A | https://www.pjm.com/pjmfiles/pub/planning/project-queues/feas_docs/v2041_fea.pdf | Document Posted | https://www.pjm.com/pjmfiles/pub/planning/project-queues/impact_studies/v2041_imp.pdf | Document Posted |  | Not Required | N/A | Wholesale Market Participation Agreement | https://www.pjm.com/pjmfiles/pub/planning/project-queues/wmpa/v2041_wmpa.pdf |  | Not Required | N/A | N/A |  | 7/29/2009 | N/A | N/A |  |  |  | 9/30/2011 | 9/30/2011 | 9/30/2011 | N | No
V2-042 | Calvert Cliffs 500kV |  | MD | Calvert | Withdrawn | BGE | 1640 | 1640 | 1640 |  | Capacity | Generation Interconnection | Nuclear |  |  | N/A | https://www.pjm.com/pjmfiles/pub/planning/project-queues/feas_docs/v2042_fea.pdf | Document Posted | https://www.pjm.com/pjmfiles/pub/planning/project-queues/impact_studies/v2042_imp.pdf | Document Posted |  | Withdrawn | N/A |  | N/A |  |  | N/A | N/A |  | 7/29/2009 | N/A | N/A |  | 9/6/2012 | Customer Initiated Withdrawal | 6/1/2017 |  |  | N | No
V2-042A_AT2 | Galion 138kV |  | OH | Morrow | Withdrawn | ATSI | 200 | 200 | 26 |  | Capacity | Generation Interconnection | Wind |  |  | N/A | https://www.pjm.com/pjmfiles/pub/planning/project-queues/feas_docs/v2042a_at2_fea.pdf | Document Posted | https://www.pjm.com/pjmfiles/pub/planning/project-queues/impact_studies/v2042a_at2_imp.pdf | Document Posted |  | Withdrawn | N/A |  | N/A |  |  | N/A | N/A |  | 7/27/2009 | N/A | N/A |  | 4/14/2014 | Customer Initiated Withdrawal | 12/31/2012 |  |  | N | No
V2-043 | Upper Deerfield Township I |  | NJ | Cumberland | Withdrawn | AEC | 12 | 12 | 4.56 |  | Capacity | Generation Interconnection | Solar |  |  | N/A | https://www.pjm.com/pjmfiles/pub/planning/project-queues/feas_docs/v2043_fea.pdf | Document Posted |  | Withdrawn |  |  | N/A |  | N/A |  |  | N/A | N/A |  | 7/31/2009 | N/A | N/A |  | 3/30/2010 | Customer Initiated Withdrawal | 6/30/2010 |  |  | N | No
V2-044 | Upper Deerfield Township II |  | NJ | Cumberland | Withdrawn | AEC | 12 | 12 | 4.56 |  | Capacity | Generation Interconnection | Solar |  |  | N/A | https://www.pjm.com/pjmfiles/pub/planning/project-queues/feas_docs/v2044_fea.pdf | Document Posted |  | Withdrawn |  |  | N/A |  | N/A |  |  | N/A | N/A |  | 7/31/2009 | N/A | N/A |  | 3/30/2010 | Customer Initiated Withdrawal | 6/30/2010 |  |  | N | No
V2-045 | Bayview |  | VA | Northampton | Withdrawn | ODEC | 20 | 20 | 12.4 |  | Capacity | Generation Interconnection | Solar |  |  | N/A | https://www.pjm.com/pjmfiles/pub/planning/project-queues/feas_docs/v2045_fea.pdf | Document Posted | https://www.pjm.com/pjmfiles/pub/planning/project-queues/impact_studies/v2045_imp.pdf | Document Posted |  | Not Required | N/A |  | N/A |  |  | N/A | N/A |  | 7/31/2009 | N/A | N/A |  | 9/12/2011 | Customer Initiated Withdrawal | 10/1/2011 | 10/1/2011 |  | N | No
V2-046 | Pilesgrove Township 12kV | Pilesgrove SP | NJ | Salem | In Service | AEC | 19.9 | 19.9 | 7 | 18.1 | Capacity | Generation Interconnection | Solar |  |  | N/A | https://www.pjm.com/pjmfiles/pub/planning/project-queues/feas_docs/v2046_fea.pdf | Document Posted | https://www.pjm.com/pjmfiles/pub/planning/project-queues/impact_studies/v2046_imp.pdf | Document Posted |  | Not Required | N/A | Wholesale Market Participation Agreement | https://www.pjm.com/pjmfiles/pub/planning/project-queues/wmpa/v2046_wmpa.pdf |  | Not Required | N/A | N/A |  | 7/31/2009 | N/A | N/A |  |  |  | 7/31/2011 | 7/31/2011 | 7/31/2011 | N | No
V2-047 | Maurice River Township |  | NJ | Cumberland | Withdrawn | AEC | 1.35 | 1.35 | 0 |  | Energy | Generation Interconnection | Solar |  |  | N/A | https://www.pjm.com/pjmfiles/pub/planning/project-queues/feas_docs/v2047_fea.pdf | Document Posted | https://www.pjm.com/pjmfiles/pub/planning/project-queues/impact_studies/v2047_imp.pdf | Document Posted | https://www.pjm.com/pjmfiles/pub/planning/project-queues/facilities/v2047_fac.pdf | Document Posted |  | Withdrawn | N/A |  | Withdrawn | N/A | N/A |  | 7/31/2009 | N/A | N/A |  | 1/31/2013 | Customer Initiated Withdrawal | 12/31/2009 |  |  | N | No
V3-001 | Burches Hill 500kV |  | MD | Prince George's | Withdrawn | PEPCO | 750 | 750 | 750 |  | Capacity | Generation Interconnection | Natural Gas |  |  | N/A | https://www.pjm.com/pjmfiles/pub/planning/project-queues/feas_docs/v3001_fea.pdf | Document Posted |  | Withdrawn |  |  | N/A |  | N/A |  |  | N/A | N/A |  | 8/3/2009 | N/A | N/A |  | 3/2/2010 | Customer Milestone Not Met | 5/1/2015 |  |  | N | No
V3-002 | Ellicott City |  | MD | Howard | Withdrawn | BGE | 1.2 | 1.2 | 0.456 |  | Capacity | Generation Interconnection | Solar |  |  | N/A | https://www.pjm.com/pjmfiles/pub/planning/project-queues/feas_docs/v3002_fea.pdf | Document Posted |  | Withdrawn |  |  | N/A |  | N/A |  |  | N/A | N/A |  | 8/4/2009 | N/A | N/A |  | 3/10/2010 | Customer Milestone Not Met | 6/30/2010 |  |  | N | No
V3-003 | Greentown-Jefferson 765kV |  | IN | Clinton | Withdrawn | AEP | 500 | 500 | 65 |  | Capacity | Generation Interconnection | Wind |  |  | N/A | https://www.pjm.com/pjmfiles/pub/planning/project-queues/feas_docs/v3003_fea.pdf | Document Posted |  | Withdrawn |  |  | N/A |  | N/A |  |  | N/A | N/A |  | 8/5/2009 | N/A | N/A |  | 2/10/2011 | Customer Initiated Withdrawal | 12/31/2010 |  |  | N | No
V3-004 | Siegfried |  | PA | Carbon | Withdrawn | PPL | 83 | 83 | 83 |  | Capacity | Generation Interconnection | Coal |  |  | N/A | https://www.pjm.com/pjmfiles/pub/planning/project-queues/feas_docs/v3004_fea.pdf | Document Posted |  | Withdrawn |  |  | N/A |  | N/A |  |  | N/A | N/A |  | 8/6/2009 | N/A | N/A |  | 4/7/2010 | Customer Milestone Not Met | 10/1/2012 |  |  | N | No
V3-005 | Morris 34.5kV |  | NJ | Morris | Withdrawn | JCPL | 10 | 10 | 3.8 |  | Capacity | Generation Interconnection | Solar |  |  | N/A | https://www.pjm.com/pjmfiles/pub/planning/project-queues/feas_docs/v3005_fea.pdf | Document Posted | https://www.pjm.com/pjmfiles/pub/planning/project-queues/impact_studies/v3005_imp.pdf | Document Posted |  | Not Required | N/A | Wholesale Market Participation Agreement | https://www.pjm.com/pjmfiles/pub/planning/project-queues/wmpa/v3005_wmpa.pdf |  | Not Required | N/A | N/A |  | 8/10/2009 | N/A | N/A |  | 11/7/2013 | Customer Initiated Withdrawal | 12/31/2013 | 12/31/2013 |  | N | No
V3-006 | Linglestown |  | PA | Dauphin | Withdrawn | PPL | 1 | 1 | 0.38 |  | Capacity | Generation Interconnection | Solar |  |  | N/A | https://www.pjm.com/pjmfiles/pub/planning/project-queues/feas_docs/v3006_fea.pdf | Document Posted | https://www.pjm.com/pjmfiles/pub/planning/project-queues/impact_studies/v3006_imp.pdf | Document Posted |  | Not Required | N/A | Wholesale Market Participation Agreement | https://www.pjm.com/pjmfiles/pub/planning/project-queues/wmpa/v3006_wmpa.pdf |  | Not Required | N/A | N/A |  | 8/10/2009 | N/A | N/A |  | 4/14/2011 | Customer Initiated Withdrawal | 12/31/2009 |  |  | N | No
V3-007 | Desoto-Tanners Creek #1 345kV | Headwaters II | IN | Randolph | In Service | AEP | 200 | 200 | 26 | 200 | Capacity | Generation Interconnection | Wind |  |  | N/A | https://www.pjm.com/pjmfiles/pub/planning/project-queues/feas_docs/v3007_fea.pdf | Document Posted | https://www.pjm.com/pjmfiles/pub/planning/project-queues/impact_studies/v3007_imp.pdf | Document Posted | https://www.pjm.com/pjmfiles/pub/planning/project-queues/facilities/v3007_fac.pdf | Document Posted | https://www.pjm.com/pjmfiles/pub/planning/project-queues/isa/v3_007_isa.pdf | Document Posted | N/A | https://www.pjm.com/pjmfiles/pub/planning/project-queues/csa/v3_007_csa.pdf | Document Posted | N/A | N/A | 6/1/2020 | 8/10/2009 | N/A | N/A | 1/26/2021 |  |  | 9/1/2021 | 9/1/2021 | 1/26/2021 | N | No
V3-008 | Desoto-Tanners Creek #1 345kV |  | IN | Randolph | Withdrawn | AEP | 200 | 200 | 26 |  | Capacity | Generation Interconnection | Wind |  |  | N/A | https://www.pjm.com/pjmfiles/pub/planning/project-queues/feas_docs/v3008_fea.pdf | Document Posted | https://www.pjm.com/pjmfiles/pub/planning/project-queues/impact_studies/v3008_imp.pdf | Document Posted | https://www.pjm.com/pjmfiles/pub/planning/project-queues/facilities/v3008_fac.pdf | Document Posted |  | Withdrawn | N/A |  |  | N/A | N/A |  | 8/10/2009 | N/A | N/A |  | 6/3/2016 | Customer Milestone Not Met | 5/18/2018 | 5/18/2018 |  | N | No
V3-009 | Desoto-Tanners Creek #2 345kV |  | IN | Randolph | Withdrawn | AEP | 200 | 200 | 26 |  | Capacity | Generation Interconnection | Wind |  |  | N/A | https://www.pjm.com/pjmfiles/pub/planning/project-queues/feas_docs/v3009_fea.pdf | Document Posted | https://www.pjm.com/pjmfiles/pub/planning/project-queues/impact_studies/v3009_imp.pdf | Document Posted | https://www.pjm.com/pjmfiles/pub/planning/project-queues/facilities/v3009_fac.pdf | Document Posted |  | Withdrawn | N/A |  | Withdrawn | N/A | N/A |  | 8/10/2009 | N/A | N/A |  | 6/3/2016 | Customer Milestone Not Met | 5/19/2019 | 5/19/2019 |  | N | No
V3-010 | Delaware-Modoc 138kV |  | IN | Randolph | Withdrawn | AEP | 100 | 100 | 13 |  | Capacity | Generation Interconnection | Wind |  |  | N/A | https://www.pjm.com/pjmfiles/pub/planning/project-queues/feas_docs/v3010_fea.pdf | Document Posted | https://www.pjm.com/pjmfiles/pub/planning/project-queues/impact_studies/v3010_imp.pdf | Document Posted |  | Withdrawn | N/A |  | N/A |  |  | N/A | N/A |  | 8/10/2009 | N/A | N/A |  | 6/4/2012 | Customer Initiated Withdrawal | 12/31/2013 |  |  | N | No
V3-011 | Sussex 12.47kV | Sussex County Land Fill | NJ | Sussex | Deactivated | JCPL | 3.4 | 3.4 | 3.4 | 3.4 | Capacity | Generation Interconnection | Methane |  |  | N/A | https://www.pjm.com/pjmfiles/pub/planning/project-queues/feas_docs/v3011_fea.pdf | Document Posted | https://www.pjm.com/pjmfiles/pub/planning/project-queues/impact_studies/v3011_imp.pdf | Document Posted |  | Not Required | N/A | Wholesale Market Participation Agreement | https://www.pjm.com/pjmfiles/pub/planning/project-queues/wmpa/v3011_wmpa.pdf |  | Not Required | N/A | N/A |  | 8/11/2009 | N/A | N/A | 6/2/2011 |  |  | 6/3/2011 | 6/3/2011 | 6/3/2011 | N | No
V3-013 | Wilmington 69kV |  | OH | Clinton | Withdrawn | Dayton | 20 | 20 | 7.6 |  | Capacity | Generation Interconnection | Solar |  |  | N/A | https://www.pjm.com/pjmfiles/pub/planning/project-queues/feas_docs/v3013_fea.pdf | Document Posted | https://www.pjm.com/pjmfiles/pub/planning/project-queues/impact_studies/v3013_imp.pdf | Document Posted |  | Not Required |  | Withdrawn | N/A |  |  | N/A | N/A |  | 8/18/2009 | N/A | N/A |  | 10/27/2011 | Customer Initiated Withdrawal | 12/31/2015 | 12/31/2015 |  | N | No
V3-014 | Lee County |  | IL | Lee | Withdrawn | ComEd | 160.2 | 160.2 | 20.8 |  | Capacity | Generation Interconnection | Wind |  |  | N/A | https://www.pjm.com/pjmfiles/pub/planning/project-queues/feas_docs/v3014_fea.pdf | Document Posted |  | Withdrawn |  |  | N/A |  | N/A |  |  | N/A | N/A |  | 8/20/2009 | N/A | N/A |  | 2/23/2012 | Customer Milestone Not Met | 11/20/2011 |  |  | N | No
V3-015 | Keystone 345kV | Wells County Wind Farm | IN | Wells | Withdrawn | AEP | 300 | 300 | 39 |  | Capacity | Generation Interconnection | Wind |  |  | N/A | https://www.pjm.com/pjmfiles/pub/planning/project-queues/feas_docs/v3015_fea.pdf | Document Posted | https://www.pjm.com/pjmfiles/pub/planning/project-queues/impact_studies/v3015_imp.pdf | Document Posted |  | Not Required | https://www.pjm.com/pjmfiles/pub/planning/project-queues/isa/v3_015_isa.pdf | Document Posted | N/A | https://www.pjm.com/pjmfiles/pub/planning/project-queues/csa/v3_015_csa.pdf | Document Posted | N/A | N/A |  | 8/24/2009 | N/A | N/A |  | 4/19/2018 |  | 12/31/2014 | 12/31/2014 |  | N | No
V3-016 | Greenville-West Milton 138kV |  | OH | Darke | Withdrawn | Dayton | 300 | 300 | 39 |  | Capacity | Generation Interconnection | Wind |  |  | N/A | https://www.pjm.com/pjmfiles/pub/planning/project-queues/feas_docs/v3016_fea.pdf | Document Posted | https://www.pjm.com/pjmfiles/pub/planning/project-queues/impact_studies/v3016_imp.pdf | Document Posted |  | Not Required |  | Withdrawn | N/A |  |  | N/A | N/A |  | 8/24/2009 | N/A | N/A |  | 4/9/2012 | Customer Initiated Withdrawal | 8/1/2012 |  |  | N | No
V3-017 | Morgantown-Oak Grove | St. Charles Combined Cycle Facility | MD | Charles | In Service | PEPCO | 725 | 725 | 725 | 725 | Capacity | Generation Interconnection | Natural Gas |  |  | N/A | https://www.pjm.com/pjmfiles/pub/planning/project-queues/feas_docs/v3017_fea.pdf | Document Posted | https://www.pjm.com/pjmfiles/pub/planning/project-queues/impact_studies/v3017_imp.pdf | Document Posted | https://www.pjm.com/pjmfiles/pub/planning/project-queues/facilities/v3017_fac.pdf | Document Posted | https://www.pjm.com/pjmfiles/pub/planning/project-queues/isa/v3_017_isa.pdf | Document Posted | N/A | https://www.pjm.com/pjmfiles/pub/planning/project-queues/csa/v3_017_csa.pdf | Document Posted | N/A | N/A |  | 8/24/2009 | N/A | N/A |  |  |  | 11/1/2016 | 11/1/2016 | 11/25/2016 | N | No
V3-018 | Towanda 115kV |  | PA | Bradford | Withdrawn | PENELEC | 75 | 75 | 9.75 |  | Capacity | Generation Interconnection | Wind |  |  | N/A | https://www.pjm.com/pjmfiles/pub/planning/project-queues/feas_docs/v3018_fea.pdf | Document Posted | https://www.pjm.com/pjmfiles/pub/planning/project-queues/impact_studies/v3018_imp.pdf | Document Posted |  | Withdrawn | N/A |  | N/A |  |  | N/A | N/A |  | 8/24/2009 | N/A | N/A |  | 9/1/2010 | Customer Initiated Withdrawal | 12/31/2012 |  |  | N | No
V3-019 | Edinboro 13.8kV |  | PA | Erie | Withdrawn | PENELEC | 2 | 2 | 2 |  | Capacity | Generation Interconnection | Natural Gas |  |  | N/A | https://www.pjm.com/pjmfiles/pub/planning/project-queues/feas_docs/v3019_fea.pdf | Document Posted | https://www.pjm.com/pjmfiles/pub/planning/project-queues/impact_studies/v3019_imp.pdf | Document Posted |  | Not Required |  | Withdrawn | N/A |  | Not Required | N/A | N/A |  | 8/27/2009 | N/A | N/A |  | 3/24/2010 | Customer Initiated Withdrawal | 1/1/2011 |  |  | N | No
V3-024 | Devils Brook 13.2kV | RE Cranbury Solar I, LLC | NJ | Middlesex | In Service | PSEG | 5 | 5 | 1.9 | 5 | Capacity | Generation Interconnection | Solar |  |  | N/A | https://www.pjm.com/pjmfiles/pub/planning/project-queues/feas_docs/v3024_fea.pdf | Document Posted | https://www.pjm.com/pjmfiles/pub/planning/project-queues/impact_studies/v3024_imp.pdf | Document Posted |  | Not Required | N/A | Wholesale Market Participation Agreement | https://www.pjm.com/pjmfiles/pub/planning/project-queues/wmpa/v3024_wmpa.pdf |  | Not Required | N/A | N/A |  | 8/31/2009 | N/A | N/A |  |  |  | 9/27/2011 | 9/27/2011 | 9/27/2011 | N | No
V3-025 | Cranbury 13.8kV | English SP | NJ | Middlesex | Withdrawn | JCPL | 10 | 10 | 3.8 |  | Capacity | Generation Interconnection | Solar |  |  | N/A | https://www.pjm.com/pjmfiles/pub/planning/project-queues/feas_docs/v3025_fea.pdf | Document Posted | https://www.pjm.com/pjmfiles/pub/planning/project-queues/impact_studies/v3025_imp.pdf | Document Posted |  | Not Required |  | Withdrawn | N/A |  | Not Required | N/A | N/A |  | 8/31/2009 | N/A | N/A |  | 6/9/2010 | Customer Milestone Not Met | 5/31/2010 |  |  | N | No
V3-027 | Pickens 138kV |  | WV | Webster | Withdrawn | APS | 200 | 200 | 26 |  | Capacity | Generation Interconnection | Wind |  |  | N/A | https://www.pjm.com/pjmfiles/pub/planning/project-queues/feas_docs/v3027_fea.pdf | Document Posted |  | Withdrawn |  |  | N/A |  | N/A |  |  | N/A | N/A |  | 8/31/2009 | N/A | N/A |  | 2/25/2010 | Customer Initiated Withdrawal | 12/1/2013 |  |  | N | No
V3-028 | East Lima-Marysville 345kV | Hardin Energy Center | OH | Hardin | In Service | AEP | 20 | 20 | 7.6 | 20 | Capacity | Generation Interconnection | Solar |  |  | N/A | https://www.pjm.com/pjmfiles/pub/planning/project-queues/feas_docs/v3028_fea.pdf | Document Posted | https://www.pjm.com/pjmfiles/pub/planning/project-queues/impact_studies/v3028_imp.pdf | Document Posted |  | Not Required | https://www.pjm.com/pjmfiles/pub/planning/project-queues/isa/v3_028_isa.pdf | Document Posted | N/A | https://www.pjm.com/pjmfiles/pub/planning/project-queues/csa/v3_028_csa.pdf | Document Posted | N/A | N/A |  | 8/31/2009 | N/A | N/A | 10/13/2020 |  |  | 6/1/2021 | 6/1/2021 | 9/29/2020 | N | No
V3-029 | Chatfield 138kV |  | OH | Crawford | Withdrawn | AEP | 150 | 150 | 19.5 |  | Capacity | Generation Interconnection | Wind |  |  | N/A | https://www.pjm.com/pjmfiles/pub/planning/project-queues/feas_docs/v3029_fea.pdf | Document Posted |  | Withdrawn |  |  | N/A |  | N/A |  |  | N/A | N/A |  | 8/31/2009 | N/A | N/A |  | 7/27/2010 | Customer Milestone Not Met | 12/1/2013 |  |  | N | No
V3-030 | St. Benedict-Patton 46kV | Patton Wind Farm | PA | Cambria | In Service | PENELEC | 30.6 | 30.6 | 3.98 | 30.6 | Capacity | Generation Interconnection | Wind |  |  | N/A | https://www.pjm.com/pjmfiles/pub/planning/project-queues/feas_docs/v3030_fea.pdf | Document Posted | https://www.pjm.com/pjmfiles/pub/planning/project-queues/impact_studies/v3030_imp.pdf | Document Posted |  | Not Required | https://www.pjm.com/pjmfiles/pub/planning/project-queues/isa/v3_030_isa.pdf | Document Posted | N/A | https://www.pjm.com/pjmfiles/pub/planning/project-queues/csa/v3_030_csa.pdf | Document Posted | N/A | N/A |  | 8/31/2009 | N/A | N/A |  |  |  | 6/30/2013 | 6/30/2013 | 12/24/2012 | N | No
V3-031 | Germantown |  | PA | Adams | Withdrawn | ME | 20 | 20 | 7.6 |  | Capacity | Generation Interconnection | Solar |  |  | N/A | https://www.pjm.com/pjmfiles/pub/planning/project-queues/feas_docs/v3031_fea.pdf | Document Posted |  | Withdrawn |  |  | N/A |  | N/A |  |  | N/A | N/A |  | 8/31/2009 | N/A | N/A |  | 4/9/2010 | Customer Initiated Withdrawal | 12/31/2010 |  |  | N | No
V3-032 | Darwin-Eugene 345kV |  | IL | Vermilion | Withdrawn | AEP | 200 | 200 | 26 |  | Capacity | Generation Interconnection | Wind |  |  | N/A | https://www.pjm.com/pjmfiles/pub/planning/project-queues/feas_docs/v3032_fea.pdf | Document Posted |  | Withdrawn |  |  | N/A |  | N/A |  |  | N/A | N/A |  | 9/1/2009 | N/A | N/A |  | 7/26/2012 | Customer Initiated Withdrawal | 9/1/2011 |  |  | N | No
V3-034 | Red Oak 230kV |  | NJ | Middlesex | Withdrawn | JCPL | 921.5 | 50 | 50 |  | Capacity | Generation Interconnection | Natural Gas |  |  | N/A |  | Withdrawn |  |  |  |  | N/A |  | N/A |  |  | N/A | N/A |  | 9/8/2009 | N/A | N/A |  | 7/21/2010 | Customer Initiated Withdrawal | 6/30/2011 |  |  | N | No
V3-036 | Ontario 23kV | Midtown Thermal Control Center | NJ | Atlantic | In Service | AEC | 5.5 | 5.5 | 0 | 5 | Energy | Generation Interconnection | Natural Gas |  |  | N/A | https://www.pjm.com/pjmfiles/pub/planning/project-queues/feas_docs/v3036_fea.pdf | Document Posted | https://www.pjm.com/pjmfiles/pub/planning/project-queues/impact_studies/v3036_imp.pdf | Document Posted | https://www.pjm.com/pjmfiles/pub/planning/project-queues/facilities/v3036_fac.pdf | Document Posted | https://www.pjm.com/pjmfiles/pub/planning/project-queues/isa/v3_036_isa.pdf | Document Posted | N/A | https://www.pjm.com/pjmfiles/pub/planning/project-queues/csa/v3_036_csa.pdf | Document Posted | N/A | N/A |  | 9/14/2009 | N/A | N/A |  |  |  | 12/1/2011 | 12/1/2011 | 12/1/2011 | N | No
V3-037 | Naval Academy Junction 13kV | Millersville Landfill & Resource Recovery Facility | MD | Anne Arundel | In Service | BGE | 4 | 4 | 4 | 3.2 | Capacity | Generation Interconnection | Natural Gas |  |  | N/A | https://www.pjm.com/pjmfiles/pub/planning/project-queues/feas_docs/v3037_fea.pdf | Document Posted | https://www.pjm.com/pjmfiles/pub/planning/project-queues/impact_studies/v3037_imp.pdf | Document Posted |  | Not Required | https://www.pjm.com/pjmfiles/pub/planning/project-queues/isa/v3_037_isa.pdf | Document Posted | N/A | https://www.pjm.com/pjmfiles/pub/planning/project-queues/csa/v3_037_csa.pdf | Document Posted | N/A | N/A |  | 9/14/2009 | N/A | N/A |  |  |  | 5/31/2013 | 5/31/2013 | 6/13/2012 | N | No
V3-038 | Turnpike 13kV | Turnpike SP | NJ | Hudson | Withdrawn | PSEG | 0.6 | 0.6 | 0.23 |  | Capacity | Generation Interconnection | Solar |  |  | N/A | https://www.pjm.com/pjmfiles/pub/planning/project-queues/feas_docs/v3038_fea.pdf | Document Posted | https://www.pjm.com/pjmfiles/pub/planning/project-queues/impact_studies/v3038_imp.pdf | Document Posted |  | Not Required | N/A | Wholesale Market Participation Agreement | https://www.pjm.com/pjmfiles/pub/planning/project-queues/wmpa/v3038_wmpa.pdf |  | Not Required | N/A | N/A |  | 9/16/2009 | N/A | N/A |  | 1/10/2013 |  | 12/31/2010 | 12/31/2010 |  | N | No
V3-039 | Harrison 4kV | Harrison SP | NJ | Hudson | Withdrawn | PSEG | 1.2 | 1.2 | 0.45 |  | Capacity | Generation Interconnection | Solar |  |  | N/A | https://www.pjm.com/pjmfiles/pub/planning/project-queues/feas_docs/v3039_fea.pdf | Document Posted | https://www.pjm.com/pjmfiles/pub/planning/project-queues/impact_studies/v3039_imp.pdf | Document Posted |  | Not Required | N/A | Wholesale Market Participation Agreement | https://www.pjm.com/pjmfiles/pub/planning/project-queues/wmpa/v3039_wmpa.pdf |  | Not Required | N/A | N/A |  | 9/16/2009 | N/A | N/A |  | 1/10/2013 |  | 12/31/2010 | 12/31/2010 |  | N | No
V3-040 | Siegfried-Hauto 69kV | PA SP | PA | Carbon | Withdrawn | PPL | 10 | 10 | 3.8 |  | Capacity | Generation Interconnection | Solar |  |  | N/A | https://www.pjm.com/pjmfiles/pub/planning/project-queues/feas_docs/v3040_fea.pdf | Document Posted | https://www.pjm.com/pjmfiles/pub/planning/project-queues/impact_studies/v3040_imp.pdf | Document Posted |  | Not Required | https://www.pjm.com/pjmfiles/pub/planning/project-queues/isa/v3_040_isa.pdf | Document Posted | N/A | https://www.pjm.com/pjmfiles/pub/planning/project-queues/csa/v3_040_csa.pdf | Document Posted | N/A | N/A |  | 9/17/2009 | N/A | N/A |  | 9/19/2016 | Customer Initiated Withdrawal | 6/30/2016 | 6/30/2016 |  | N | No
V3-041 | Daleville | SECCRA Units 1, 2 & 3 | PA | Chester | In Service | PECO | 4 | 2 | 3.2 | 2 | Capacity | Generation Interconnection | Methane |  |  | N/A | https://www.pjm.com/pjmfiles/pub/planning/project-queues/feas_docs/v3041_fea.pdf | Document Posted | https://www.pjm.com/pjmfiles/pub/planning/project-queues/impact_studies/v3041_imp.pdf | Document Posted |  | Not Required | https://www.pjm.com/pjmfiles/pub/planning/project-queues/isa/v3_041_isa.pdf | Document Posted | N/A | https://www.pjm.com/pjmfiles/pub/planning/project-queues/csa/v3_041_csa.pdf | Document Posted | N/A | N/A |  | 9/21/2009 | N/A | N/A |  |  |  | 11/1/2011 | 11/1/2011 | 12/15/2010 | N | No
V3-042 | Thompson 115kV |  | PA | Wayne | Withdrawn | PENELEC | 84 | 84 | 10.9 |  | Capacity | Generation Interconnection | Wind |  |  | N/A | https://www.pjm.com/pjmfiles/pub/planning/project-queues/feas_docs/v3042_fea.pdf | Document Posted | https://www.pjm.com/pjmfiles/pub/planning/project-queues/impact_studies/v3042_imp.pdf | Document Posted | https://www.pjm.com/pjmfiles/pub/planning/project-queues/facilities/v3042_fac.pdf | Document Posted |  | Withdrawn | N/A |  | Withdrawn | N/A | N/A |  | 9/2/2009 | N/A | N/A |  | 8/8/2014 | Customer Initiated Withdrawal | 9/30/2016 | 9/30/2016 |  | N | No
V3-044 | Glendon 34.5kV | Chrin LF | PA | Northampton | Deactivated | ME | 4.8 | 4.8 | 4.8 | 4.8 | Capacity | Generation Interconnection | Methane |  |  | N/A | https://www.pjm.com/pjmfiles/pub/planning/project-queues/feas_docs/v3044_fea.pdf | Document Posted | https://www.pjm.com/pjmfiles/pub/planning/project-queues/impact_studies/v3044_imp.pdf | Document Posted |  | Not Required | N/A | Wholesale Market Participation Agreement | https://www.pjm.com/pjmfiles/pub/planning/project-queues/wmpa/v3044_wmpa.pdf |  | Not Required | N/A | N/A |  | 9/28/2009 | N/A | N/A |  |  |  | 6/14/2011 | 6/14/2011 | 6/14/2011 | N | No
V3-045 | Zimmer-Spurlock 345kV | Meldahl Hydroelectric Plant | OH | Butler | In Service | DEOK | 112 | 112 | 112 | 112 | Capacity | Generation Interconnection | Hydro |  |  | N/A | https://www.pjm.com/pjmfiles/pub/planning/project-queues/feas_docs/v3045_fea.pdf | Document Posted | https://www.pjm.com/pjmfiles/pub/planning/project-queues/impact_studies/v3045_imp.pdf | Document Posted | https://www.pjm.com/pjmfiles/pub/planning/project-queues/facilities/v3045_fac.pdf | Document Posted | https://www.pjm.com/pjmfiles/pub/planning/project-queues/isa/v3_045_isa.pdf | Document Posted | N/A | https://www.pjm.com/pjmfiles/pub/planning/project-queues/csa/v3_045_csa.pdf | Document Posted | N/A | N/A |  | 9/29/2009 | N/A | N/A |  |  |  | 12/31/2015 | 12/31/2015 | 11/1/2015 | N | No
V3-047 | Sutton Dam 69kV |  | WV | Braxton | Withdrawn | APS | 9.9 | 9.9 | 9.9 |  | Capacity | Generation Interconnection | Hydro |  |  | N/A | https://www.pjm.com/pjmfiles/pub/planning/project-queues/feas_docs/v3047_fea.pdf | Document Posted | https://www.pjm.com/pjmfiles/pub/planning/project-queues/impact_studies/v3047_imp.pdf | Document Posted |  | Withdrawn | N/A |  | N/A |  |  | N/A | N/A |  | 9/30/2009 | N/A | N/A |  | 3/1/2010 | Customer Milestone Not Met | 12/21/2010 |  |  | N | No
V3-050 | Penns Neck 13kV |  | NJ | Middlesex | Withdrawn | PSEG | 4.6 | 4.6 | 4.6 |  | Capacity | Generation Interconnection | Natural Gas |  |  | N/A | https://www.pjm.com/pjmfiles/pub/planning/project-queues/feas_docs/v3050_fea.pdf | Document Posted | https://www.pjm.com/pjmfiles/pub/planning/project-queues/impact_studies/v3050_imp.pdf | Document Posted |  | Not Required |  | Withdrawn | N/A |  | Not Required | N/A | N/A |  | 10/12/2009 | N/A | N/A |  | 8/5/2011 | Customer Milestone Not Met | 9/1/2011 | 9/1/2011 |  | N | No
V3-051 | Letort | Turkey Hill Dairy WF | PA | Lancaster | In Service | PPL | 3.2 | 3.2 | 0.4 | 3.2 | Capacity | Generation Interconnection | Wind |  |  | N/A | https://www.pjm.com/pjmfiles/pub/planning/project-queues/feas_docs/v3051_fea.pdf | Document Posted | https://www.pjm.com/pjmfiles/pub/planning/project-queues/impact_studies/v3051_imp.pdf | Document Posted |  | Not Required | https://www.pjm.com/pjmfiles/pub/planning/project-queues/isa/v3_051_isa.pdf | Document Posted | N/A | https://www.pjm.com/pjmfiles/pub/planning/project-queues/csa/v3_051_csa.pdf | Document Posted | N/A | N/A |  | 10/16/2009 | N/A | N/A |  |  |  | 1/17/2011 | 1/17/2011 | 1/17/2011 | N | No
V3-053 | Desoto 138kV |  | IN | Delaware | Withdrawn | AEP | 150 | 150 | 19.5 |  | Capacity | Generation Interconnection | Wind |  |  | N/A | https://www.pjm.com/pjmfiles/pub/planning/project-queues/feas_docs/v3053_fea.pdf | Document Posted | https://www.pjm.com/pjmfiles/pub/planning/project-queues/impact_studies/v3053_imp.pdf | Document Posted | https://www.pjm.com/pjmfiles/pub/planning/project-queues/facilities/v3053_fac.pdf | Document Posted |  | Withdrawn | N/A |  | Withdrawn | N/A | N/A |  | 10/22/2009 | N/A | N/A |  | 10/14/2013 | Customer Milestone Not Met | 12/31/2013 | 12/31/2013 |  | N | No
V3-055 | Engle 69kV |  | KY | Perry | Withdrawn | AEP | 50 | 50 | 50 |  | Capacity | Generation Interconnection | Biomass |  |  | N/A | https://www.pjm.com/pjmfiles/pub/planning/project-queues/feas_docs/v3055_fea.pdf | Document Posted | https://www.pjm.com/pjmfiles/pub/planning/project-queues/impact_studies/v3055_imp.pdf | Document Posted |  | Not Required |  | Withdrawn | N/A |  |  | N/A | N/A |  | 10/23/2009 | N/A | N/A |  | 8/30/2010 | Customer Initiated Withdrawal | 1/1/2013 |  |  | N | No
V3-056 | Metropolitan Court 34.5kV |  | MD | Frederick | Withdrawn | APS | 50 | 50 | 50 |  | Capacity | Generation Interconnection | Biomass |  |  | N/A | https://www.pjm.com/pjmfiles/pub/planning/project-queues/feas_docs/v3056_fea.pdf | Document Posted | https://www.pjm.com/pjmfiles/pub/planning/project-queues/impact_studies/v3056_imp.pdf | Document Posted |  | Withdrawn | N/A |  | N/A |  |  | N/A | N/A |  | 10/30/2009 | N/A | N/A |  | 8/3/2010 | Customer Milestone Not Met | 10/1/2013 | 10/1/2013 |  | N | No
V3-057 | Ironwood 230kV |  | PA | Lebanon | Withdrawn | ME | 20 | 20 | 0 |  | Energy | Generation Interconnection | Storage |  |  | N/A | https://www.pjm.com/pjmfiles/pub/planning/project-queues/feas_docs/v3057_fea.pdf | Document Posted |  | Withdrawn |  |  | N/A |  | N/A |  |  | N/A | N/A |  | 10/30/2009 | N/A | N/A |  | 5/20/2011 | Customer Milestone Not Met | 3/31/2011 | 3/31/2011 |  | N | No
V3-058 | Brunswick 26.4kV | Edgeboro | NJ | Middlesex | In Service | PSEG | 2 | 2 | 0 | 2 | Energy | Generation Interconnection | Solar |  |  | N/A | https://www.pjm.com/pjmfiles/pub/planning/project-queues/feas_docs/v3058_fea.pdf | Document Posted | https://www.pjm.com/pjmfiles/pub/planning/project-queues/impact_studies/v3058_imp.pdf | Document Posted |  | Not Required | https://www.pjm.com/pjmfiles/pub/planning/project-queues/isa/v3_058_isa.pdf | Document Posted | N/A | https://www.pjm.com/pjmfiles/pub/planning/project-queues/csa/v3_058_csa.pdf | Document Posted | N/A | N/A |  | 10/30/2009 | N/A | N/A |  |  |  | 10/1/2010 | 10/1/2010 | 10/24/2011 | N | No
V3-059 | Brunswick 26.4kV | Edgeboro | NJ | Middlesex | In Service | PSEG | 2 | 2 | 0 | 2 | Energy | Generation Interconnection | Solar |  |  | N/A | https://www.pjm.com/pjmfiles/pub/planning/project-queues/feas_docs/v3059_fea.pdf | Document Posted | https://www.pjm.com/pjmfiles/pub/planning/project-queues/impact_studies/v3059_imp.pdf | Document Posted |  | Not Required | https://www.pjm.com/pjmfiles/pub/planning/project-queues/isa/v3_059_isa.pdf | Document Posted | N/A | https://www.pjm.com/pjmfiles/pub/planning/project-queues/csa/v3_059_csa.pdf | Document Posted | N/A | N/A |  | 10/30/2009 | N/A | N/A |  |  |  | 10/1/2010 | 10/1/2010 | 10/24/2011 | N | No
V3-060 | Antioch |  | IL | Lake | Withdrawn | ComEd | 20 | 20 | 2.6 |  | Capacity | Generation Interconnection | Wind |  |  | N/A | https://www.pjm.com/pjmfiles/pub/planning/project-queues/feas_docs/v3060_fea.pdf | Document Posted | https://www.pjm.com/pjmfiles/pub/planning/project-queues/impact_studies/v3060_imp.pdf | Document Posted |  |  | N/A |  | N/A |  |  | N/A | N/A |  | 10/30/2009 | N/A | N/A |  | 7/26/2010 | Customer Initiated Withdrawal | 9/30/2011 |  |  | N | No
V3-061 | Bayview |  | VA | Northampton | Withdrawn | ODEC | 20 | 20 | 7.6 |  | Capacity | Generation Interconnection | Solar |  |  | N/A | https://www.pjm.com/pjmfiles/pub/planning/project-queues/feas_docs/v3061_fea.pdf | Document Posted | https://www.pjm.com/pjmfiles/pub/planning/project-queues/impact_studies/v3061_imp.pdf | Document Posted |  | Not Required | N/A |  | N/A |  |  | N/A | N/A |  | 10/30/2009 | N/A | N/A |  | 11/27/2012 | Customer Initiated Withdrawal | 10/1/2011 |  |  | N | No
V3-062 | McConnellsburg-Guilford 138kV |  | PA | Franklin | Withdrawn | APS | 20 | 20 | 7.6 |  | Capacity | Generation Interconnection | Solar |  |  | N/A | https://www.pjm.com/pjmfiles/pub/planning/project-queues/feas_docs/v3062_fea.pdf | Document Posted | https://www.pjm.com/pjmfiles/pub/planning/project-queues/impact_studies/v3062_imp.pdf | Document Posted |  | Not Required | N/A |  | N/A |  |  | N/A | N/A |  | 10/30/2009 | N/A | N/A |  | 11/27/2012 | Customer Initiated Withdrawal | 10/1/2011 |  |  | N | No
V3-063 | Dupont 69kV |  | VA | City of Martinsville | Withdrawn | AEP | 20 | 20 | 20 |  | Capacity | Generation Interconnection | Biomass |  |  | N/A | https://www.pjm.com/pjmfiles/pub/planning/project-queues/feas_docs/v3063_fea.pdf | Document Posted |  | Withdrawn |  |  | N/A |  | N/A |  |  | N/A | N/A |  | 10/30/2009 | N/A | N/A |  | 2/25/2010 | Customer Initiated Withdrawal | 3/31/2012 |  |  | N | No
V3-064 | Rivesville-Pruntytown 138kV |  | WV | Marion | Withdrawn | APS | 28 | 28 | 28 |  | Capacity | Generation Interconnection | Biomass |  |  | N/A | https://www.pjm.com/pjmfiles/pub/planning/project-queues/feas_docs/v3064_fea.pdf | Document Posted | https://www.pjm.com/pjmfiles/pub/planning/project-queues/impact_studies/v3064_imp.pdf | Document Posted |  | Withdrawn | N/A |  | N/A |  |  | N/A | N/A |  | 10/30/2009 | N/A | N/A |  | 12/17/2011 | Customer Initiated Withdrawal | 12/1/2012 |  |  | N | No
V3-065 | Clay St. 4kV (Barringer) | Clay ST SP | NJ | Essex | In Service | PSEG | 0.549 | 0.549 | 0.21 | 0.549 | Capacity | Generation Interconnection | Solar |  |  | N/A | https://www.pjm.com/pjmfiles/pub/planning/project-queues/feas_docs/v3065_fea.pdf | Document Posted | https://www.pjm.com/pjmfiles/pub/planning/project-queues/impact_studies/v3065_imp.pdf | Document Posted |  | Not Required | N/A | Wholesale Market Participation Agreement | https://www.pjm.com/pjmfiles/pub/planning/project-queues/wmpa/v3065_wmpa.pdf |  | Not Required | N/A | N/A |  | 10/30/2009 | N/A | N/A |  |  |  | 10/1/2010 | 10/1/2010 | 10/1/2010 | N | No
V3-066 | Cook Road 13.8kV (Park) | Cook Rd SP | NJ | Essex | In Service | PSEG | 0.432 | 0.432 | 0.16 | 0.432 | Capacity | Generation Interconnection | Solar |  |  | N/A | https://www.pjm.com/pjmfiles/pub/planning/project-queues/feas_docs/v3066_fea.pdf | Document Posted | https://www.pjm.com/pjmfiles/pub/planning/project-queues/impact_studies/v3066_imp.pdf | Document Posted |  | Not Required | N/A | Wholesale Market Participation Agreement | https://www.pjm.com/pjmfiles/pub/planning/project-queues/wmpa/v3066_wmpa.pdf |  | Not Required | N/A | N/A |  | 10/30/2009 | N/A | N/A |  |  |  | 12/31/2010 | 12/31/2010 | 11/17/2010 | N | No
V3-067 | Norfolk St. 4kV (Central) | Newark I SP | NJ | Essex | In Service | PSEG | 0.773 | 0.773 | 0.29 | 0.773 | Capacity | Generation Interconnection | Solar |  |  | N/A | https://www.pjm.com/pjmfiles/pub/planning/project-queues/feas_docs/v3067_fea.pdf | Document Posted | https://www.pjm.com/pjmfiles/pub/planning/project-queues/impact_studies/v3067_imp.pdf | Document Posted |  | Not Required | N/A | Wholesale Market Participation Agreement | https://www.pjm.com/pjmfiles/pub/planning/project-queues/wmpa/v3067_wmpa.pdf |  | Not Required | N/A | N/A |  | 10/30/2009 | N/A | N/A |  |  |  | 3/16/2011 | 3/16/2011 | 2/16/2011 | N | No
V3-068 | Norfolk St. 4kV (New Central HS) | Newark II SP | NJ | Essex | In Service | PSEG | 0.425 | 0.425 | 0.16 | 0.425 | Capacity | Generation Interconnection | Solar |  |  | N/A | https://www.pjm.com/pjmfiles/pub/planning/project-queues/feas_docs/v3068_fea.pdf | Document Posted | https://www.pjm.com/pjmfiles/pub/planning/project-queues/impact_studies/v3068_imp.pdf | Document Posted |  | Not Required | N/A | Wholesale Market Participation Agreement | https://www.pjm.com/pjmfiles/pub/planning/project-queues/wmpa/v3068_wmpa.pdf |  | Not Required | N/A | N/A |  | 10/30/2009 | N/A | N/A |  |  |  | 12/20/2010 | 12/20/2010 | 12/31/2010 | N | No
V3-069 | Woodbridge 13kV (Matrix Bldg) | Woodbridge SP | NJ | Middlesex | In Service | PSEG | 2.308 | 2.308 | 0.877 | 2.308 | Capacity | Generation Interconnection | Solar |  |  | N/A | https://www.pjm.com/pjmfiles/pub/planning/project-queues/feas_docs/v3069_fea.pdf | Document Posted | https://www.pjm.com/pjmfiles/pub/planning/project-queues/impact_studies/v3069_imp.pdf | Document Posted |  | Not Required | N/A | Wholesale Market Participation Agreement | https://www.pjm.com/pjmfiles/pub/planning/project-queues/wmpa/v3069_wmpa.pdf |  | Not Required | N/A | N/A |  | 10/30/2009 | N/A | N/A |  |  |  | 10/31/2010 | 10/31/2010 | 1/26/2011 | N | No
V3-070 | J. Rinco 34.5kV | Lilac Site | NJ | Hunterdon | In Service | JCPL | 8 | 8 | 3.04 | 8 | Capacity | Generation Interconnection | Solar |  |  | N/A | https://www.pjm.com/pjmfiles/pub/planning/project-queues/feas_docs/v3070_fea.pdf | Document Posted | https://www.pjm.com/pjmfiles/pub/planning/project-queues/impact_studies/v3070_imp.pdf | Document Posted |  | Not Required | N/A | Wholesale Market Participation Agreement | https://www.pjm.com/pjmfiles/pub/planning/project-queues/wmpa/v3070_wmpa.pdf |  | Not Required | N/A | N/A |  | 10/30/2009 | N/A | N/A |  |  |  | 6/1/2013 | 6/1/2013 | 1/2/2012 | N | No
V3-071 | Frenchtown 12.47kV | Frenchtown SP | NJ | Hunterdon | Withdrawn | JCPL | 2 | 2 | 0 |  | Energy | Generation Interconnection | Solar |  |  | N/A | https://www.pjm.com/pjmfiles/pub/planning/project-queues/feas_docs/v3071_fea.pdf | Document Posted | https://www.pjm.com/pjmfiles/pub/planning/project-queues/impact_studies/v3071_imp.pdf | Document Posted |  | Not Required |  | Withdrawn | N/A |  | Not Required | N/A | N/A |  | 10/30/2009 | N/A | N/A |  | 6/21/2012 | Customer Initiated Withdrawal | 10/1/2010 | 10/1/2010 |  | N | No
V4-001 | Lebanon 34.5kV | Lebanon Solar | NJ | Hunterdon | In Service | JCPL | 2 | 2 | 0 | 2 | Energy | Generation Interconnection | Solar |  |  | N/A | https://www.pjm.com/pjmfiles/pub/planning/project-queues/feas_docs/v4001_fea.pdf | Document Posted | https://www.pjm.com/pjmfiles/pub/planning/project-queues/impact_studies/v4001_imp.pdf | Document Posted |  | Not Required | N/A | Wholesale Market Participation Agreement | https://www.pjm.com/pjmfiles/pub/planning/project-queues/wmpa/v4001_wmpa.pdf |  | Not Required | N/A | N/A |  | 11/2/2009 | N/A | N/A |  |  |  | 12/31/2011 | 12/31/2011 | 1/2/2012 | N | No
V4-002 | Graceton 230kV |  | PA | York | Withdrawn | PECO | 575 | 575 | 575 |  | Capacity | Generation Interconnection | Natural Gas |  |  | N/A | https://www.pjm.com/pjmfiles/pub/planning/project-queues/feas_docs/v4002_fea.pdf | Document Posted |  | Withdrawn |  |  | N/A |  | N/A |  |  | N/A | N/A |  | 11/5/2009 | N/A | N/A |  | 5/21/2010 | Customer Initiated Withdrawal | 9/1/2014 |  |  | N | No
V4-003 | Churchmans |  | DE | New Castle | Withdrawn | DPL | 14 | 14 | 5 |  | Capacity | Generation Interconnection | Storage |  |  | N/A | https://www.pjm.com/pjmfiles/pub/planning/project-queues/feas_docs/v4003_fea.pdf | Document Posted |  | Withdrawn |  |  | N/A |  | N/A |  |  | N/A | N/A |  | 11/9/2009 | N/A | N/A |  | 5/17/2010 | Customer Milestone Not Met | 3/31/2010 |  |  | N | No
V4-004 | Roxbury 12.5kV |  | NJ | Morris | Withdrawn | JCPL | 10 | 10 | 3.8 |  | Capacity | Generation Interconnection | Solar |  |  | N/A | https://www.pjm.com/pjmfiles/pub/planning/project-queues/feas_docs/v4004_fea.pdf | Document Posted |  |  |  |  | N/A |  | N/A |  |  | N/A | N/A |  | 11/11/2009 | N/A | N/A |  | 5/7/2010 | Customer Initiated Withdrawal | 7/1/2010 | 7/1/2010 |  | N | No
V4-005 | Southampton 13.8kV | Lumberton SP | NJ | Burlington | In Service | PSEG | 2.9 | 2.9 | 1.1 | 2.9 | Capacity | Generation Interconnection | Solar |  |  | N/A | https://www.pjm.com/pjmfiles/pub/planning/project-queues/feas_docs/v4005_fea.pdf | Document Posted | https://www.pjm.com/pjmfiles/pub/planning/project-queues/impact_studies/v4005_imp.pdf | Document Posted |  | Not Required | N/A | Wholesale Market Participation Agreement | https://www.pjm.com/pjmfiles/pub/planning/project-queues/wmpa/v4005_wmpa.pdf |  | Not Required | N/A | N/A |  | 11/11/2009 | N/A | N/A |  |  |  | 11/10/2011 | 11/10/2011 | 8/1/2010 | N | No
V4-009 | Upper Deerfield | Deerfield Project | NJ | Cumberland | Withdrawn | AEC | 10 | 10 | 3.8 |  | Capacity | Generation Interconnection | Solar |  |  | N/A | https://www.pjm.com/pjmfiles/pub/planning/project-queues/feas_docs/v4009_fea.pdf | Document Posted | https://www.pjm.com/pjmfiles/pub/planning/project-queues/impact_studies/v4009_imp.pdf | Document Posted | https://www.pjm.com/pjmfiles/pub/planning/project-queues/facilities/v4009_fac.pdf | Document Posted | N/A | Wholesale Market Participation Agreement | https://www.pjm.com/pjmfiles/pub/planning/project-queues/wmpa/v4009_wmpa.pdf |  | Not Required | N/A | N/A |  | 11/12/2009 | N/A | N/A |  | 11/25/2013 | Customer Milestone Not Met | 6/1/2014 | 6/1/2014 |  | N | No
V4-010 | Tiffin Center 138kV | Republic Wind LLC | OH | Seneca | Withdrawn | AEP | 200 | 200 | 26 |  | Capacity | Generation Interconnection | Wind |  |  | N/A | https://www.pjm.com/pjmfiles/pub/planning/project-queues/feas_docs/v4010_fea.pdf | Document Posted | https://www.pjm.com/pjmfiles/pub/planning/project-queues/impact_studies/v4010_imp.pdf | Document Posted | https://www.pjm.com/pjmfiles/pub/planning/project-queues/facilities/v4010_fac.pdf | Document Posted | https://www.pjm.com/pjmfiles/pub/planning/project-queues/isa/v4_010_isa.pdf | Document Posted | N/A | https://www.pjm.com/pjmfiles/pub/planning/project-queues/csa/v4_010_csa.pdf | Document Posted | N/A | N/A |  | 11/12/2009 | N/A | N/A |  | 11/18/2021 |  | 12/31/2022 | 12/31/2022 |  | N | No
V4-011 | Granger Electric | Granger Electric of Hancock County | OH | Hancock | In Service | AEP | 3.2 | 3 | 0 | 3 | Energy | Generation Interconnection | Methane |  |  | N/A | https://www.pjm.com/pjmfiles/pub/planning/project-queues/feas_docs/v4011_fea.pdf | Document Posted | https://www.pjm.com/pjmfiles/pub/planning/project-queues/impact_studies/v4011_imp.pdf | Document Posted |  | Not Required | N/A | Wholesale Market Participation Agreement | https://www.pjm.com/pjmfiles/pub/planning/project-queues/wmpa/v4011_wmpa.pdf |  | Not Required | N/A | N/A |  | 11/13/2009 | N/A | N/A |  |  |  | 3/31/2015 | 3/31/2015 | 3/31/2015 | N | No
V4-012 | Morgantown |  | PA | Berks | Withdrawn | PPL | 4.8 | 4.8 | 4.8 |  | Capacity | Generation Interconnection | Methane |  |  | N/A | https://www.pjm.com/pjmfiles/pub/planning/project-queues/feas_docs/v4012_fea.pdf | Document Posted | https://www.pjm.com/pjmfiles/pub/planning/project-queues/impact_studies/v4012_imp.pdf | Document Posted |  | Not Required | N/A | Wholesale Market Participation Agreement | https://www.pjm.com/pjmfiles/pub/planning/project-queues/wmpa/v4012_wmpa.pdf |  | Not Required | N/A | N/A |  | 11/13/2009 | N/A | N/A |  | 11/8/2011 | Customer Initiated Withdrawal | 3/1/2012 | 3/1/2012 |  | N | No
V4-013 | Gloucester 26kV |  | NJ | Gloucester | Withdrawn | PSEG | 5.2 | 5.2 | 1.99 |  | Capacity | Generation Interconnection | Solar |  |  | N/A | https://www.pjm.com/pjmfiles/pub/planning/project-queues/feas_docs/v4013_fea.pdf | Document Posted |  | Withdrawn |  |  | N/A |  | N/A |  |  | N/A | N/A |  | 11/18/2009 | N/A | N/A |  | 6/9/2010 | Customer Milestone Not Met | 9/30/2010 |  |  | N | No
V4-014 | Greenridge Landfill |  | PA | Westmoreland | Withdrawn | APS | 6.5 | 6.5 | 0 |  | Energy | Generation Interconnection | Methane |  |  | N/A | https://www.pjm.com/pjmfiles/pub/planning/project-queues/feas_docs/v4014_fea.pdf | Document Posted | https://www.pjm.com/pjmfiles/pub/planning/project-queues/impact_studies/v4014_imp.pdf | Document Posted |  | Withdrawn | N/A |  | N/A |  |  | N/A | N/A |  | 11/20/2009 | N/A | N/A |  | 11/12/2010 | Customer Milestone Not Met | 12/31/2010 |  |  | N | No
V4-015 | Fostoria Central 138kV |  | OH | Hancock | Withdrawn | AEP | 66.6 | 66.6 | 8.6 |  | Capacity | Generation Interconnection | Wind |  |  | N/A | https://www.pjm.com/pjmfiles/pub/planning/project-queues/feas_docs/v4015_fea.pdf | Document Posted | https://www.pjm.com/pjmfiles/pub/planning/project-queues/impact_studies/v4015_imp.pdf | Document Posted | https://www.pjm.com/pjmfiles/pub/planning/project-queues/facilities/v4015_fac.pdf | Document Posted |  | Withdrawn | N/A |  | Withdrawn | N/A | N/A |  | 11/23/2009 | N/A | N/A |  | 9/15/2014 | Customer Milestone Not Met | 12/31/2015 | 12/31/2015 |  | N | No
V4-016 | Valley 138kV |  | MI | Cass | Withdrawn | AEP | 200 | 200 | 26 |  | Capacity | Generation Interconnection | Wind |  |  | N/A | https://www.pjm.com/pjmfiles/pub/planning/project-queues/feas_docs/v4016_fea.pdf | Document Posted | https://www.pjm.com/pjmfiles/pub/planning/project-queues/impact_studies/v4016_imp.pdf | Document Posted |  | Withdrawn | N/A |  | N/A |  |  | N/A | N/A |  | 11/25/2009 | N/A | N/A |  | 3/27/2015 | Customer Initiated Withdrawal | 11/30/2014 | 11/30/2014 |  | N | No
V4-017 | Woodruffs Gap 345kV |  | NJ | Sussex | Withdrawn | JCPL | 3.5 | 3.5 | 1.3 |  | Capacity | Generation Interconnection | Solar |  |  | N/A | https://www.pjm.com/pjmfiles/pub/planning/project-queues/feas_docs/v4017_fea.pdf | Document Posted | https://www.pjm.com/pjmfiles/pub/planning/project-queues/impact_studies/v4017_imp.pdf | Document Posted |  | Not Required |  | Withdrawn | N/A |  | Withdrawn | N/A | N/A |  | 11/25/2009 | N/A | N/A |  | 2/15/2012 | Customer Milestone Not Met | 9/30/2010 |  |  | N | No
V4-018 | Front Royal 500kV | Warren County | VA | Warren | In Service | Dominion | 1425 | 475 | 415 | 475 | Capacity | Generation Interconnection | Natural Gas |  |  | N/A | https://www.pjm.com/pjmfiles/pub/planning/project-queues/feas_docs/v4018_fea.pdf | Document Posted | https://www.pjm.com/pjmfiles/pub/planning/project-queues/impact_studies/v4018_imp.pdf | Document Posted | https://www.pjm.com/pjmfiles/pub/planning/project-queues/facilities/v4018_fac.pdf | Document Posted | https://www.pjm.com/pjmfiles/pub/planning/project-queues/isa/v4_018_isa.pdf | Document Posted | N/A | https://www.pjm.com/pjmfiles/pub/planning/project-queues/csa/v4_018_csa.pdf | Document Posted | N/A | N/A | 11/15/2013 | 11/25/2009 | N/A | N/A | 8/11/2014 |  |  | 9/30/2015 | 9/30/2015 | 10/30/2014 | N | No
V4-019 | Bergen 230kV | Bergen Generating Station | NJ | Bergen | In Service | PSEG | 1209 | 10 | 10 | 10 | Capacity | Generation Interconnection | Natural Gas |  |  | N/A | https://www.pjm.com/pjmfiles/pub/planning/project-queues/feas_docs/v4019_fea.pdf | Document Posted | https://www.pjm.com/pjmfiles/pub/planning/project-queues/impact_studies/v4019_imp.pdf | Document Posted |  | Not Required | https://www.pjm.com/pjmfiles/pub/planning/project-queues/isa/v4_019_isa.pdf | Document Posted | N/A |  | Not Required | N/A | N/A |  | 11/25/2009 | N/A | N/A |  |  |  | 6/1/2013 |  | 5/31/2013 | N | No
V4-020 | North Temple 230kV |  | PA | Berks | Withdrawn | ME | 650 | 650 | 650 |  | Capacity | Generation Interconnection | Natural Gas |  |  | N/A | https://www.pjm.com/pjmfiles/pub/planning/project-queues/feas_docs/v4020_fea.pdf | Document Posted | https://www.pjm.com/pjmfiles/pub/planning/project-queues/impact_studies/v4020_imp.pdf | Document Posted | https://www.pjm.com/pjmfiles/pub/planning/project-queues/facilities/v4020_fac.pdf | Document Posted |  | Withdrawn | N/A |  | Withdrawn | N/A | N/A |  | 11/25/2009 | N/A | N/A |  | 2/12/2014 | Customer Initiated Withdrawal | 6/1/2016 | 6/1/2016 |  | N | No
V4-021 | Keystone 345kV |  | IN | Wells | Withdrawn | Dayton | 300 | 300 | 39 |  | Capacity | Generation Interconnection | Wind |  |  | N/A | https://www.pjm.com/pjmfiles/pub/planning/project-queues/feas_docs/v4021_fea.pdf | Document Posted | https://www.pjm.com/pjmfiles/pub/planning/project-queues/impact_studies/v4021_imp.pdf | Document Posted |  | Not Required |  | Withdrawn | N/A |  |  | N/A | N/A |  | 11/30/2009 | N/A | N/A |  | 2/23/2012 | Customer Milestone Not Met | 12/15/2014 | 12/15/2014 |  | N | No
V4-022 | Tasley | Tasley Solar | VA | Accomack | Withdrawn | ODEC | 5 | 5 | 1.9 |  | Capacity | Generation Interconnection | Solar |  |  | N/A | https://www.pjm.com/pjmfiles/pub/planning/project-queues/feas_docs/v4022_fea.pdf | Document Posted | https://www.pjm.com/pjmfiles/pub/planning/project-queues/impact_studies/v4022_imp.pdf | Document Posted |  | Not Required | N/A | Wholesale Market Participation Agreement | https://www.pjm.com/pjmfiles/pub/planning/project-queues/wmpa/v4022_wmpa.pdf |  | Not Required | N/A | N/A |  | 11/30/2009 | N/A | N/A |  | 3/13/2019 |  | 11/30/2019 | 11/30/2019 |  | N | No
V4-023 | Upper Pittsgrove 1 | Upper Pittsgrove Project | NJ | Salem | Withdrawn | AEC | 18 | 18 | 6.84 |  | Capacity | Generation Interconnection | Solar |  |  | N/A | https://www.pjm.com/pjmfiles/pub/planning/project-queues/feas_docs/v4023_fea.pdf | Document Posted | https://www.pjm.com/pjmfiles/pub/planning/project-queues/impact_studies/v4023_imp.pdf | Document Posted | https://www.pjm.com/pjmfiles/pub/planning/project-queues/facilities/v4023_fac.pdf | Document Posted | N/A | Wholesale Market Participation Agreement | https://www.pjm.com/pjmfiles/pub/planning/project-queues/wmpa/v4023_wmpa.pdf |  | Not Required | N/A | N/A |  | 11/30/2009 | N/A | N/A |  | 9/30/2014 | Customer Initiated Withdrawal | 10/1/2015 | 10/1/2015 |  | N | No
V4-024 | Upper Pittsgrove 2 | Quinton Project | NJ | Salem | Withdrawn | AEC | 18 | 18 | 6.84 |  | Capacity | Generation Interconnection | Solar |  |  | N/A | https://www.pjm.com/pjmfiles/pub/planning/project-queues/feas_docs/v4024_fea.pdf | Document Posted | https://www.pjm.com/pjmfiles/pub/planning/project-queues/impact_studies/v4024_imp.pdf | Document Posted | https://www.pjm.com/pjmfiles/pub/planning/project-queues/facilities/v4024_fac.pdf | Document Posted | N/A | Wholesale Market Participation Agreement | https://www.pjm.com/pjmfiles/pub/planning/project-queues/wmpa/v4024_wmpa.pdf |  | Not Required | N/A | N/A |  | 11/30/2009 | N/A | N/A |  | 2/12/2015 | Customer Initiated Withdrawal | 11/30/2016 | 11/30/2016 |  | N | No
V4-025 | Upper Pittsgrove 3 | Beckett ProjectWoodstown Project | NJ | Salem | Withdrawn | AEC | 20 | 20 | 7.8 |  | Capacity | Generation Interconnection | Solar |  |  | N/A | https://www.pjm.com/pjmfiles/pub/planning/project-queues/feas_docs/v4025_fea.pdf | Document Posted | https://www.pjm.com/pjmfiles/pub/planning/project-queues/impact_studies/v4025_imp.pdf | Document Posted | https://www.pjm.com/pjmfiles/pub/planning/project-queues/facilities/v4025_fac.pdf | Document Posted | N/A | Wholesale Market Participation Agreement | https://www.pjm.com/pjmfiles/pub/planning/project-queues/wmpa/v4025_wmpa.pdf |  | Not Required | N/A | N/A |  | 11/30/2009 | N/A | N/A |  | 8/12/2015 | Customer Initiated Withdrawal | 10/1/2015 | 10/1/2015 |  | N | No
V4-027 | Quarryville | Keystone Solar | PA | Lancaster | In Service | PPL | 5 | 5 | 1.9 | 5 | Capacity | Generation Interconnection | Solar |  |  | N/A | https://www.pjm.com/pjmfiles/pub/planning/project-queues/feas_docs/v4027_fea.pdf | Document Posted | https://www.pjm.com/pjmfiles/pub/planning/project-queues/impact_studies/v4027_imp.pdf | Document Posted |  | Not Required | https://www.pjm.com/pjmfiles/pub/planning/project-queues/isa/v4_027_isa.pdf | Document Posted | N/A |  | Not Required | N/A | N/A |  | 12/7/2009 | N/A | N/A |  |  |  | 12/30/2012 | 12/30/2012 | 9/17/2012 | N | No
V4-028 | Kuller Road 13.2kV | Kuller Road SP | NJ | Passaic | Withdrawn | PSEG | 4 | 4 | 1.52 |  | Capacity | Generation Interconnection | Solar |  |  | N/A | https://www.pjm.com/pjmfiles/pub/planning/project-queues/feas_docs/v4028_fea.pdf | Document Posted | https://www.pjm.com/pjmfiles/pub/planning/project-queues/impact_studies/v4028_imp.pdf | Document Posted |  | Not Required |  | Withdrawn | N/A |  | Not Required | N/A | N/A |  | 12/7/2009 | N/A | N/A |  | 1/10/2010 | Customer Milestone Not Met | 7/1/2010 |  |  | N | No
V4-029 | Mannington Township |  | NJ | Salem | Withdrawn | AEC | 20 | 20 | 7.6 |  | Capacity | Generation Interconnection | Solar |  |  | N/A | https://www.pjm.com/pjmfiles/pub/planning/project-queues/feas_docs/v4029_fea.pdf | Document Posted | https://www.pjm.com/pjmfiles/pub/planning/project-queues/impact_studies/v4029_imp.pdf | Document Posted | https://www.pjm.com/pjmfiles/pub/planning/project-queues/facilities/v4029_fac.pdf | Document Posted |  | Withdrawn | N/A |  | Withdrawn | N/A | N/A |  | 12/7/2009 | N/A | N/A |  | 9/17/2013 | Customer Initiated Withdrawal | 5/31/2011 |  |  | N | No
V4-033 | Desoto-Tanners Creek 345kV |  | IN | Randolph | Withdrawn | AEP | 299.2 | 299.2 | 39 |  | Capacity | Generation Interconnection | Wind |  |  | N/A | https://www.pjm.com/pjmfiles/pub/planning/project-queues/feas_docs/v4033_fea.pdf | Document Posted | https://www.pjm.com/pjmfiles/pub/planning/project-queues/impact_studies/v4033_imp.pdf | Document Posted | https://www.pjm.com/pjmfiles/pub/planning/project-queues/facilities/v4033_fac.pdf | Document Posted |  | Withdrawn | N/A |  | Withdrawn | N/A | N/A |  | 12/11/2009 | N/A | N/A |  | 9/8/2016 | Customer Milestone Not Met | 12/31/2018 | 12/31/2018 |  | N | No
V4-035 | Yankee 12.5kV |  | OH | Montgomery | Withdrawn | Dayton | 1.5 | 1.5 | 0 |  | Energy | Generation Interconnection | Solar |  |  | N/A |  | Withdrawn |  |  |  |  | N/A |  | N/A |  |  | N/A | N/A |  | 12/14/2009 | N/A | N/A |  | 1/22/2010 | Customer Initiated Withdrawal | 4/30/2010 |  |  | N | No
V4-036 | Newport-South Millville 69kV |  | NJ | Cumberland | Withdrawn | AEC | 20 | 20 | 7.6 |  | Capacity | Generation Interconnection | Solar |  |  | N/A | https://www.pjm.com/pjmfiles/pub/planning/project-queues/feas_docs/v4036_fea.pdf | Document Posted | https://www.pjm.com/pjmfiles/pub/planning/project-queues/impact_studies/v4036_imp.pdf | Document Posted | https://www.pjm.com/pjmfiles/pub/planning/project-queues/facilities/v4036_fac.pdf | Document Posted |  | Withdrawn | N/A |  | Withdrawn | N/A | N/A |  | 12/14/2009 | N/A | N/A |  | 3/20/2012 | Customer Initiated Withdrawal | 9/30/2012 | 9/30/2012 |  | N | No
V4-037 | Pilesgrove 12kV |  | NJ | Salem | Withdrawn | AEC | 10 | 10 | 3.8 |  | Capacity | Generation Interconnection | Solar |  |  | N/A | https://www.pjm.com/pjmfiles/pub/planning/project-queues/feas_docs/v4037_fea.pdf | Document Posted | https://www.pjm.com/pjmfiles/pub/planning/project-queues/impact_studies/v4037_imp.pdf | Document Posted |  | Withdrawn | N/A |  | N/A |  |  | N/A | N/A |  | 12/14/2009 | N/A | N/A |  | 1/18/2013 | Customer Initiated Withdrawal | 5/31/2011 |  |  | N | No
V4-038 | Friendship Manor 34.5kV | Alpha Ridge Landfill | MD | Carroll | In Service | BGE | 1 | 1 | 1 | 1 | Capacity | Generation Interconnection | Methane |  |  | N/A | https://www.pjm.com/pjmfiles/pub/planning/project-queues/feas_docs/v4038_fea.pdf | Document Posted | https://www.pjm.com/pjmfiles/pub/planning/project-queues/impact_studies/v4038_imp.pdf | Document Posted | https://www.pjm.com/pjmfiles/pub/planning/project-queues/facilities/v4038_fac.pdf | Document Posted | https://www.pjm.com/pjmfiles/pub/planning/project-queues/isa/v4_038_isa.pdf | Document Posted | N/A | https://www.pjm.com/pjmfiles/pub/planning/project-queues/csa/v4_038_csa.pdf | Document Posted | N/A | N/A |  | 12/16/2009 | N/A | N/A |  |  |  | 2/28/2013 | 2/28/2013 | 7/31/2012 | N | No
V4-039 | Church |  | MD | Queen Anne's | Withdrawn | DPL | 9 | 9 | 3.4 |  | Capacity | Generation Interconnection | Solar |  |  | N/A | https://www.pjm.com/pjmfiles/pub/planning/project-queues/feas_docs/v4039_fea.pdf | Document Posted | https://www.pjm.com/pjmfiles/pub/planning/project-queues/impact_studies/v4039_imp.pdf | Document Posted |  | Withdrawn | N/A |  | N/A |  |  | N/A | N/A |  | 12/18/2009 | N/A | N/A |  | 5/20/2011 | Customer Initiated Withdrawal | 6/1/2011 |  |  | N | No
V4-039A_AT3 | MOABs A16, A17, A18 |  | OH | Sandusky | Withdrawn | ATSI | 22 | 22 | 22 |  | Capacity | Generation Interconnection | Natural Gas |  |  | N/A | https://www.pjm.com/pjmfiles/pub/planning/project-queues/feas_docs/v4039a_at3_fea.pdf | Document Posted | https://www.pjm.com/pjmfiles/pub/planning/project-queues/impact_studies/v4039a_at3_imp.pdf | Document Posted |  | Not Required | N/A |  | N/A |  |  | N/A | N/A |  | 12/21/2009 | N/A | N/A |  | 7/27/2012 | Queue Not Required | 5/1/2010 |  |  | N | No
V4-040 | Orchard 230kV |  | NJ | Salem | Withdrawn | AEC | 20 | 20 | 7.6 |  | Capacity | Generation Interconnection | Solar |  |  | N/A | https://www.pjm.com/pjmfiles/pub/planning/project-queues/feas_docs/v4040_fea.pdf | Document Posted |  | Withdrawn |  |  | N/A |  | N/A |  |  | N/A | N/A |  | 12/22/2009 | N/A | N/A |  | 5/28/2010 | Customer Milestone Not Met | 6/1/2011 |  |  | N | No
V4-041 | Upper Pittsgrove 4 | Upper Pittsgrove Township - Site 4 | NJ | Salem | Withdrawn | AEC | 20 | 20 | 7.6 |  | Capacity | Generation Interconnection | Solar |  |  | N/A | https://www.pjm.com/pjmfiles/pub/planning/project-queues/feas_docs/v4041_fea.pdf | Document Posted | https://www.pjm.com/pjmfiles/pub/planning/project-queues/impact_studies/v4041_imp.pdf | Document Posted | https://www.pjm.com/pjmfiles/pub/planning/project-queues/facilities/v4041_fac.pdf | Document Posted | N/A | Wholesale Market Participation Agreement | https://www.pjm.com/pjmfiles/pub/planning/project-queues/wmpa/v4041_wmpa.pdf |  | Not Required | N/A | N/A |  | 12/24/2009 | N/A | N/A |  | 9/25/2014 | Customer Initiated Withdrawal | 12/31/2016 | 12/31/2016 |  | N | No
V4-042 | Upper Pittsgrove 5 | Upper Pittsgrove Township - Site 5 | NJ | Salem | Withdrawn | AEC | 20 | 20 | 7.6 |  | Capacity | Generation Interconnection | Solar |  |  | N/A | https://www.pjm.com/pjmfiles/pub/planning/project-queues/feas_docs/v4042_fea.pdf | Document Posted | https://www.pjm.com/pjmfiles/pub/planning/project-queues/impact_studies/v4042_imp.pdf | Document Posted | https://www.pjm.com/pjmfiles/pub/planning/project-queues/facilities/v4042_fac.pdf | Document Posted | N/A | Wholesale Market Participation Agreement | https://www.pjm.com/pjmfiles/pub/planning/project-queues/wmpa/v4042_wmpa.pdf |  | Not Required | N/A | N/A |  | 12/24/2009 | N/A | N/A |  | 9/25/2014 | Customer Initiated Withdrawal | 12/31/2016 | 12/31/2016 |  | N | No
V4-043 | Shirley 12kV | Stewartstown Generating Facility | NJ | Salem | Withdrawn | AEC | 8 | 8 | 3.04 |  | Capacity | Generation Interconnection | Solar |  |  | N/A | https://www.pjm.com/pjmfiles/pub/planning/project-queues/feas_docs/v4043_fea.pdf | Document Posted | https://www.pjm.com/pjmfiles/pub/planning/project-queues/impact_studies/v4043_imp.pdf | Document Posted |  | Withdrawn | N/A |  | N/A |  |  | N/A | N/A |  | 12/24/2009 | N/A | N/A |  | 10/27/2010 | Customer Initiated Withdrawal | 12/1/2010 |  |  | N | No
V4-044 | Mannington Township 2 |  | NJ | Salem | Withdrawn | AEC | 3 | 3 | 1.14 |  | Capacity | Generation Interconnection | Solar |  |  | N/A | https://www.pjm.com/pjmfiles/pub/planning/project-queues/feas_docs/v4044_fea.pdf | Document Posted |  | Withdrawn |  |  | N/A |  | N/A |  |  | N/A | N/A |  | 12/24/2009 | N/A | N/A |  | 6/1/2010 | Customer Milestone Not Met | 12/31/2010 |  |  | N | No
V4-045 | Peach Bottom | Peach Bottom Units 2 & 3 | PA | York | In Service | PECO | 2665.8 | 133.8 | 206 | 133.8 | Capacity | Generation Interconnection | Nuclear |  |  | N/A | https://www.pjm.com/pjmfiles/pub/planning/project-queues/feas_docs/v4045_fea.pdf | Document Posted | https://www.pjm.com/pjmfiles/pub/planning/project-queues/impact_studies/v4045_imp.pdf | Document Posted | https://www.pjm.com/pjmfiles/pub/planning/project-queues/facilities/v4045_fac.pdf | Document Posted | https://www.pjm.com/pjmfiles/pub/planning/project-queues/isa/v4_045_isa.pdf | Document Posted | N/A |  | Not Required | N/A | N/A |  | 12/24/2009 | N/A | N/A |  |  |  | 10/3/2015 |  | 1/6/2016 | N | No
V4-046 | Byron 1 | Byron Nuclear Generating Station, Unit 1 | IL | Ogle | In Service | ComEd | 1232 | 20 | 20 | 20 | Capacity | Generation Interconnection | Nuclear |  |  | N/A | https://www.pjm.com/pjmfiles/pub/planning/project-queues/feas_docs/v4046_fea.pdf | Document Posted | https://www.pjm.com/pjmfiles/pub/planning/project-queues/impact_studies/v4046_imp.pdf | Document Posted | https://www.pjm.com/pjmfiles/pub/planning/project-queues/facilities/v4046_fac.pdf | Document Posted | https://www.pjm.com/pjmfiles/pub/planning/project-queues/isa/v4_046_isa.pdf | Document Posted | N/A |  | Not Required | N/A | N/A |  | 12/24/2009 | N/A | N/A |  |  |  | 1/1/2012 |  | 2/6/2014 | N | No
V4-047 | Byron 2 | Byron Nuclear Generating Station, Unit 2 | IL | Ogle | In Service | ComEd | 1210 | 20 | 20 | 20 | Capacity | Generation Interconnection | Nuclear |  |  | N/A | https://www.pjm.com/pjmfiles/pub/planning/project-queues/feas_docs/v4047_fea.pdf | Document Posted | https://www.pjm.com/pjmfiles/pub/planning/project-queues/impact_studies/v4047_imp.pdf | Document Posted | https://www.pjm.com/pjmfiles/pub/planning/project-queues/facilities/v4047_fac.pdf | Document Posted | https://www.pjm.com/pjmfiles/pub/planning/project-queues/isa/v4_047_isa.pdf | Document Posted | N/A |  | Not Required | N/A | N/A |  | 12/24/2009 | N/A | N/A |  |  |  | 1/1/2012 |  | 2/6/2014 | N | No
V4-048 | Braidwood 1 | Braidwood Nuclear Generating Station, Unit 1 | IL | Will | In Service | ComEd | 1240 | 20 | 20 | 20 | Capacity | Generation Interconnection | Nuclear |  |  | N/A | https://www.pjm.com/pjmfiles/pub/planning/project-queues/feas_docs/v4048_fea.pdf | Document Posted | https://www.pjm.com/pjmfiles/pub/planning/project-queues/impact_studies/v4048_imp.pdf | Document Posted | https://www.pjm.com/pjmfiles/pub/planning/project-queues/facilities/v4048_fac.pdf | Document Posted | https://www.pjm.com/pjmfiles/pub/planning/project-queues/isa/v4_048_isa.pdf | Document Posted | N/A |  | Not Required | N/A | N/A |  | 12/24/2009 | N/A | N/A |  |  |  | 1/1/2012 |  | 2/6/2014 | N | No
V4-049 | Braidwood 2 | Braidwood Nuclear Generating Station, Unit 2 | IL | Will | In Service | ComEd | 1214 | 20 | 20 | 20 | Capacity | Generation Interconnection | Nuclear |  |  | N/A | https://www.pjm.com/pjmfiles/pub/planning/project-queues/feas_docs/v4049_fea.pdf | Document Posted | https://www.pjm.com/pjmfiles/pub/planning/project-queues/impact_studies/v4049_imp.pdf | Document Posted | https://www.pjm.com/pjmfiles/pub/planning/project-queues/facilities/v4049_fac.pdf | Document Posted | https://www.pjm.com/pjmfiles/pub/planning/project-queues/isa/v4_049_isa.pdf | Document Posted | N/A |  | Not Required | N/A | N/A |  | 12/24/2009 | N/A | N/A |  |  |  | 1/1/2012 |  | 2/6/2014 | N | No
V4-052 | West Reading | The Reading Hospital and Medical Center | PA | Berks | In Service | ME | 10 | 10 | 6 | 10 | Capacity | Generation Interconnection | Natural Gas |  |  | N/A | https://www.pjm.com/pjmfiles/pub/planning/project-queues/feas_docs/v4052_fea.pdf | Document Posted | https://www.pjm.com/pjmfiles/pub/planning/project-queues/impact_studies/v4052_imp.pdf | Document Posted |  | Not Required | N/A | Wholesale Market Participation Agreement | https://www.pjm.com/pjmfiles/pub/planning/project-queues/wmpa/v4052_wmpa.pdf |  | Not Required | N/A | N/A |  | 12/28/2009 | N/A | N/A |  |  |  | 7/12/2011 |  | 7/12/2011 | N | No
V4-053 | Double Toll Gate 138kV |  | VA | Clarke | Withdrawn | APS | 20 | 20 | 7.6 |  | Capacity | Generation Interconnection | Solar |  |  | N/A | https://www.pjm.com/pjmfiles/pub/planning/project-queues/feas_docs/v4053_fea.pdf | Document Posted | https://www.pjm.com/pjmfiles/pub/planning/project-queues/impact_studies/v4053_imp.pdf | Document Posted |  | Withdrawn | N/A |  | N/A |  |  | N/A | N/A |  | 12/30/2009 | N/A | N/A |  | 11/28/2012 | Customer Initiated Withdrawal | 11/1/2011 | 11/1/2011 |  | N | No
V4-054 | Fairfield Township 12kV | NJ Oak Solar | NJ | Cumberland | In Service | AEC | 10 | 10 | 3.8 | 10 | Capacity | Generation Interconnection | Solar |  |  | N/A | https://www.pjm.com/pjmfiles/pub/planning/project-queues/feas_docs/v4054_fea.pdf | Document Posted | https://www.pjm.com/pjmfiles/pub/planning/project-queues/impact_studies/v4054_imp.pdf | Document Posted | https://www.pjm.com/pjmfiles/pub/planning/project-queues/facilities/v4054_fac.pdf | Document Posted | https://www.pjm.com/pjmfiles/pub/planning/project-queues/isa/v4_054_isa.pdf | Document Posted | N/A | https://www.pjm.com/pjmfiles/pub/planning/project-queues/csa/v4_054_csa.pdf | Document Posted | N/A | N/A |  | 12/31/2009 | N/A | N/A |  |  |  | 12/20/2011 | 12/20/2011 | 12/20/2011 | N | No
V4-055 | Meigs-Ravenswood 69kV |  | OH | Meigs | Withdrawn | AEP | 11 | 11 | 4.18 |  | Capacity | Generation Interconnection | Solar |  |  | N/A | https://www.pjm.com/pjmfiles/pub/planning/project-queues/feas_docs/v4055_fea.pdf | Document Posted | https://www.pjm.com/pjmfiles/pub/planning/project-queues/impact_studies/v4055_imp.pdf | Document Posted |  | Withdrawn | N/A |  | N/A |  |  | N/A | N/A |  | 1/6/2010 | N/A | N/A |  | 11/16/2010 | Customer Milestone Not Met | 12/31/2011 |  |  | N | No
V4-059 | Pine Creek 46kV |  | WV | Mingo | Withdrawn | AEP | 20 | 20 | 20 |  | Capacity | Generation Interconnection | Biomass |  |  | N/A | https://www.pjm.com/pjmfiles/pub/planning/project-queues/feas_docs/v4059_fea.pdf | Document Posted | https://www.pjm.com/pjmfiles/pub/planning/project-queues/impact_studies/v4059_imp.pdf | Document Posted |  | Withdrawn | N/A |  | N/A |  |  | N/A | N/A |  | 1/11/2010 | N/A | N/A |  | 11/18/2010 | Customer Milestone Not Met | 12/31/2011 |  |  | N | No
V4-062 | Upper Pittsgrove 6 |  | NJ | Salem | Withdrawn | AEC | 3 | 3 | 1.14 |  | Capacity | Generation Interconnection | Solar |  |  | N/A | https://www.pjm.com/pjmfiles/pub/planning/project-queues/feas_docs/v4062_fea.pdf | Document Posted | https://www.pjm.com/pjmfiles/pub/planning/project-queues/impact_studies/v4062_imp.pdf | Document Posted |  | Withdrawn | N/A |  | N/A |  |  | N/A | N/A |  | 1/22/2010 | N/A | N/A |  | 7/18/2013 | Customer Initiated Withdrawal | 12/1/2010 |  |  | N | No
V4-063 | Upper Pittsgrove 7 |  | NJ | Salem | Withdrawn | AEC | 20 | 20 | 7.6 |  | Capacity | Generation Interconnection | Solar |  |  | N/A | https://www.pjm.com/pjmfiles/pub/planning/project-queues/feas_docs/v4063_fea.pdf | Document Posted | https://www.pjm.com/pjmfiles/pub/planning/project-queues/impact_studies/v4063_imp.pdf | Document Posted |  | Withdrawn | N/A |  | N/A |  |  | N/A | N/A |  | 1/22/2010 | N/A | N/A |  | 11/3/2010 | Customer Initiated Withdrawal | 5/31/2011 |  |  | N | No
V4-064 | Tasley-Kellam 69kV |  | VA | Accomack | Withdrawn | ODEC | 20 | 20 | 7.6 |  | Capacity | Generation Interconnection | Solar |  |  | N/A | https://www.pjm.com/pjmfiles/pub/planning/project-queues/feas_docs/v4064_fea.pdf | Document Posted | https://www.pjm.com/pjmfiles/pub/planning/project-queues/impact_studies/v4064_imp.pdf | Document Posted |  | Not Required |  | Withdrawn | N/A |  | Withdrawn | N/A | N/A |  | 1/26/2010 | N/A | N/A |  | 12/11/2013 | Customer Initiated Withdrawal | 9/30/2012 | 9/30/2012 |  | N | No
V4-065 | Meadow Road 13kV | Edison Project | NJ | Middlesex | Withdrawn | PSEG | 10 | 10 | 3.8 |  | Capacity | Generation Interconnection | Solar |  |  | N/A | https://www.pjm.com/pjmfiles/pub/planning/project-queues/feas_docs/v4065_fea.pdf | Document Posted | https://www.pjm.com/pjmfiles/pub/planning/project-queues/impact_studies/v4065_imp.pdf | Document Posted |  | Not Required | N/A | Wholesale Market Participation Agreement | https://www.pjm.com/pjmfiles/pub/planning/project-queues/wmpa/v4065_wmpa.pdf |  | Not Required | N/A | N/A |  | 1/27/2010 | N/A | N/A |  | 2/8/2011 | Customer Milestone Not Met | 8/30/2011 | 8/30/2011 |  | N | No
V4-066 | Egg Harbor Township 12kV |  | NJ | Atlantic | Withdrawn | AEC | 3.6 | 3.6 | 1.36 |  | Capacity | Generation Interconnection | Solar |  |  | N/A |  | Withdrawn |  |  |  |  | N/A |  | N/A |  |  | N/A | N/A |  | 1/28/2010 | N/A | N/A |  | 2/12/2010 | Customer Initiated Withdrawal | 12/1/2010 |  |  | N | No
V4-067 | Cates Road Egg Harbor Township 12kV | McKee City Solar | NJ | Atlantic | Deactivated | AEC | 2.6 | 2.6 | 0.98 | 2.6 | Capacity | Generation Interconnection | Solar |  |  | N/A | https://www.pjm.com/pjmfiles/pub/planning/project-queues/feas_docs/v4067_fea.pdf | Document Posted | https://www.pjm.com/pjmfiles/pub/planning/project-queues/impact_studies/v4067_imp.pdf | Document Posted | https://www.pjm.com/pjmfiles/pub/planning/project-queues/facilities/v4067_fac.pdf | Document Posted | N/A | Wholesale Market Participation Agreement | https://www.pjm.com/pjmfiles/pub/planning/project-queues/wmpa/v4067_wmpa.pdf |  | Not Required | N/A | N/A |  | 1/28/2010 | N/A | N/A |  |  |  | 6/1/2014 | 6/1/2014 | 12/22/2011 | N | No
V4-068 | Murphy's 34.5kV |  | NC | Hertford | In Service | Dominion | 5 | 5 | 3.23 | 5 | Capacity | Generation Interconnection | Solar |  |  | N/A | https://www.pjm.com/pjmfiles/pub/planning/project-queues/feas_docs/v4068_fea.pdf | Document Posted | https://www.pjm.com/pjmfiles/pub/planning/project-queues/impact_studies/v4068_imp.pdf | Document Posted |  | Not Required | https://www.pjm.com/pjmfiles/pub/planning/project-queues/isa/v4_068_isa.pdf | Document Posted | N/A | https://www.pjm.com/pjmfiles/pub/planning/project-queues/csa/v4_068_csa.pdf | Document Posted | N/A | N/A | 8/1/2011 | 1/29/2010 | N/A | N/A | 8/1/2011 |  |  | 12/31/2011 | 12/31/2011 | 12/29/2011 | N | No
V4-069 | Frenchtown 34.5kV | Frenchtown 1 Solar | NJ | Hunterdon | In Service | JCPL | 3 | 3 | 1.14 | 3 | Capacity | Generation Interconnection | Solar |  |  | N/A | https://www.pjm.com/pjmfiles/pub/planning/project-queues/feas_docs/v4069_fea.pdf | Document Posted | https://www.pjm.com/pjmfiles/pub/planning/project-queues/impact_studies/v4069_imp.pdf | Document Posted |  | Not Required | N/A | Wholesale Market Participation Agreement | https://www.pjm.com/pjmfiles/pub/planning/project-queues/wmpa/v4069_wmpa.pdf |  | Not Required | N/A | N/A |  | 1/29/2010 | N/A | N/A |  |  |  | 3/1/2011 | 3/1/2011 | 12/31/2011 | N | No
V4-070 | Frenchtown 12.5kV | Frenchtown 2 Solar | NJ | Hunterdon | In Service | JCPL | 3 | 3 | 1.14 | 3 | Capacity | Generation Interconnection | Solar |  |  | N/A | https://www.pjm.com/pjmfiles/pub/planning/project-queues/feas_docs/v4070_fea.pdf | Document Posted | https://www.pjm.com/pjmfiles/pub/planning/project-queues/impact_studies/v4070_imp.pdf | Document Posted |  | Not Required | N/A | Wholesale Market Participation Agreement | https://www.pjm.com/pjmfiles/pub/planning/project-queues/wmpa/v4070_wmpa.pdf |  | Not Required | N/A | N/A |  | 1/29/2010 | N/A | N/A |  |  |  | 12/31/2011 | 12/31/2011 | 1/2/2012 | N | No
V4-071 | Bixby 13.8kV |  | OH | Franklin | Withdrawn | AEP | 2 | 2 | 0 |  | Energy | Generation Interconnection | Storage |  |  | N/A | https://www.pjm.com/pjmfiles/pub/planning/project-queues/feas_docs/v4071_fea.pdf | Document Posted | https://www.pjm.com/pjmfiles/pub/planning/project-queues/impact_studies/v4071_imp.pdf | Document Posted |  | Not Required |  | Withdrawn | N/A |  | Not Required | N/A | N/A |  | 1/29/2010 | N/A | N/A |  | 7/30/2010 | Customer Milestone Not Met | 6/1/2010 | 6/1/2010 |  | N | No
V4-072 | Blue Ridge Landfill |  | PA | Franklin | Withdrawn | APS | 4.8 | 4.8 | 4.8 |  | Capacity | Generation Interconnection | Methane |  |  | N/A | https://www.pjm.com/pjmfiles/pub/planning/project-queues/feas_docs/v4072_fea.pdf | Document Posted | https://www.pjm.com/pjmfiles/pub/planning/project-queues/impact_studies/v4072_imp.pdf | Document Posted |  | Not Required | N/A | Wholesale Market Participation Agreement | https://www.pjm.com/pjmfiles/pub/planning/project-queues/wmpa/v4072_wmpa.pdf |  | Not Required | N/A | N/A |  | 1/29/2010 | N/A | N/A |  | 5/7/2012 | Customer Initiated Withdrawal | 5/1/2012 | 5/1/2012 |  | N | No
V4-073 | Yankee 12.5kV |  | OH | Montgomery | In Service | Dayton | 2.5 | 2.5 | 0.95 | 0.9 | Capacity | Generation Interconnection | Solar |  |  | N/A | https://www.pjm.com/pjmfiles/pub/planning/project-queues/feas_docs/v4073_fea.pdf | Document Posted | https://www.pjm.com/pjmfiles/pub/planning/project-queues/impact_studies/v4073_imp.pdf | Document Posted |  | Not Required | N/A | Wholesale Market Participation Agreement | https://www.pjm.com/pjmfiles/pub/planning/project-queues/wmpa/v4073_wmpa.pdf |  | Not Required | N/A | N/A |  | 1/29/2010 | N/A | N/A |  |  |  | 5/28/2010 | 5/28/2010 | 5/28/2010 | N | No
V4-074 | Quad Cities Wind |  | IL | Hancock | Withdrawn | ComEd | 1000 | 1000 | 130 |  | Capacity | Generation Interconnection | Wind |  |  | N/A | https://www.pjm.com/pjmfiles/pub/planning/project-queues/feas_docs/v4074_fea.pdf | Document Posted |  | Withdrawn |  |  | N/A |  | N/A |  |  | N/A | N/A |  | 1/29/2010 | N/A | N/A |  | 1/27/2012 | Customer Initiated Withdrawal | 12/31/2013 |  |  | N | No
V4-075 | Warwick 12kV |  | PA | Lancaster | Withdrawn | PPL | 2 | 2 | 0.76 |  | Capacity | Generation Interconnection | Solar |  |  | N/A | https://www.pjm.com/pjmfiles/pub/planning/project-queues/feas_docs/v4075_fea.pdf | Document Posted | https://www.pjm.com/pjmfiles/pub/planning/project-queues/impact_studies/v4075_imp.pdf | Document Posted |  | Not Required | N/A | Wholesale Market Participation Agreement | https://www.pjm.com/pjmfiles/pub/planning/project-queues/wmpa/v4075_wmpa.pdf |  | Not Required | N/A | N/A |  | 1/29/2010 | N/A | N/A |  | 8/11/2014 | Customer Initiated Withdrawal | 3/1/2015 | 3/1/2015 |  | N | No
V4-076 | Carlisle Pike 23kV |  | PA | Cumberland | Withdrawn | PENELEC | 5.3 | 5.3 | 2 |  | Capacity | Generation Interconnection | Solar |  |  | N/A | https://www.pjm.com/pjmfiles/pub/planning/project-queues/feas_docs/v4076_fea.pdf | Document Posted | https://www.pjm.com/pjmfiles/pub/planning/project-queues/impact_studies/v4076_imp.pdf | Document Posted |  | Not Required | N/A | Wholesale Market Participation Agreement | https://www.pjm.com/pjmfiles/pub/planning/project-queues/wmpa/v4076_wmpa.pdf |  | Not Required | N/A | N/A |  | 1/29/2010 | N/A | N/A |  | 8/25/2014 | Customer Initiated Withdrawal | 12/31/2014 | 12/31/2014 |  | N | No
V4-077 | Montgomery Avenue 12.47kV |  | PA | Mifflin | Withdrawn | PENELEC | 13 | 13 | 4.9 |  | Capacity | Generation Interconnection | Solar |  |  | N/A | https://www.pjm.com/pjmfiles/pub/planning/project-queues/feas_docs/v4077_fea.pdf | Document Posted | https://www.pjm.com/pjmfiles/pub/planning/project-queues/impact_studies/v4077_imp.pdf | Document Posted |  | Not Required | N/A | Wholesale Market Participation Agreement | https://www.pjm.com/pjmfiles/pub/planning/project-queues/wmpa/v4077_wmpa.pdf |  | Not Required | N/A | N/A |  | 1/29/2010 | N/A | N/A |  | 8/25/2014 | Customer Initiated Withdrawal | 12/31/2014 | 12/31/2014 |  | N | No
V4-078 | Hawks Bridge Road |  | NJ | Salem | Withdrawn | AEC | 10 | 10 | 3.8 |  | Capacity | Generation Interconnection | Solar |  |  | N/A |  | Withdrawn |  |  |  |  | N/A |  | N/A |  |  | N/A | N/A |  | 1/29/2010 | N/A | N/A |  | 3/15/2010 | Customer Initiated Withdrawal | 2/15/2011 |  |  | N | No
W1-003 | Oak Hall | Oak Hall Project A | VA | Unknown | In Service | DPL | 20 | 20 | 7.6 | 20 | Capacity | Generation Interconnection | Solar |  |  | N/A | https://www.pjm.com/pjmfiles/pub/planning/project-queues/feas_docs/w1003_fea.pdf | Document Posted | https://www.pjm.com/pjmfiles/pub/planning/project-queues/impact_studies/w1003_imp.pdf | Document Posted | https://www.pjm.com/pjmfiles/pub/planning/project-queues/facilities/w1003_fac.pdf | Document Posted | https://www.pjm.com/pjmfiles/pub/planning/project-queues/isa/w1_003_isa.pdf | Document Posted | N/A | https://www.pjm.com/pjmfiles/pub/planning/project-queues/csa/w1_003_csa.pdf | Document Posted | N/A | N/A |  | 2/4/2010 | N/A | N/A |  |  |  | 10/15/2016 | 10/15/2016 | 12/8/2016 | N | No
W1-004 | Oak Hall | Oak Hall Project B | VA | Unknown | In Service | DPL | 20 | 20 | 7.6 | 20 | Capacity | Generation Interconnection | Solar |  |  | N/A | https://www.pjm.com/pjmfiles/pub/planning/project-queues/feas_docs/w1004_fea.pdf | Document Posted | https://www.pjm.com/pjmfiles/pub/planning/project-queues/impact_studies/w1004_imp.pdf | Document Posted | https://www.pjm.com/pjmfiles/pub/planning/project-queues/facilities/w1004_fac.pdf | Document Posted | https://www.pjm.com/pjmfiles/pub/planning/project-queues/isa/w1_004_isa.pdf | Document Posted | N/A | https://www.pjm.com/pjmfiles/pub/planning/project-queues/csa/w1_004_csa.pdf | Document Posted | N/A | N/A |  | 2/4/2010 | N/A | N/A |  |  |  | 12/30/2016 | 12/30/2016 | 12/8/2016 | N | No
W1-005 | Oak Hall | Oak Hall Project C | VA | Unknown | In Service | DPL | 20 | 20 | 7.6 | 20 | Capacity | Generation Interconnection | Solar |  |  | N/A | https://www.pjm.com/pjmfiles/pub/planning/project-queues/feas_docs/w1005_fea.pdf | Document Posted | https://www.pjm.com/pjmfiles/pub/planning/project-queues/impact_studies/w1005_imp.pdf | Document Posted | https://www.pjm.com/pjmfiles/pub/planning/project-queues/facilities/w1005_fac.pdf | Document Posted | https://www.pjm.com/pjmfiles/pub/planning/project-queues/isa/w1_005_isa.pdf | Document Posted | N/A | https://www.pjm.com/pjmfiles/pub/planning/project-queues/csa/w1_005_csa.pdf | Document Posted | N/A | N/A |  | 2/4/2010 | N/A | N/A |  |  |  | 12/30/2017 | 12/30/2017 | 12/8/2016 | N | No
W1-006 | Oak Hall | Oak Hall Project D | VA | Unknown | In Service | DPL | 20 | 20 | 7.6 | 20 | Capacity | Generation Interconnection | Solar |  |  | N/A | https://www.pjm.com/pjmfiles/pub/planning/project-queues/feas_docs/w1006_fea.pdf | Document Posted | https://www.pjm.com/pjmfiles/pub/planning/project-queues/impact_studies/w1006_imp.pdf | Document Posted | https://www.pjm.com/pjmfiles/pub/planning/project-queues/facilities/w1006_fac.pdf | Document Posted | https://www.pjm.com/pjmfiles/pub/planning/project-queues/isa/w1_006_isa.pdf | Document Posted | N/A | https://www.pjm.com/pjmfiles/pub/planning/project-queues/csa/w1_006_csa.pdf | Document Posted | N/A | N/A |  | 2/4/2010 | N/A | N/A |  |  |  | 12/30/2017 | 12/30/2017 | 12/8/2016 | N | No
W1-007 | Oak Hall |  | VA | Accomack | Withdrawn | DPL | 20 | 20 | 7.6 |  | Capacity | Generation Interconnection | Solar |  |  | N/A | https://www.pjm.com/pjmfiles/pub/planning/project-queues/feas_docs/w1007_fea.pdf | Document Posted |  | Withdrawn |  |  | N/A |  | N/A |  |  | N/A | N/A |  | 2/4/2010 | N/A | N/A |  | 8/23/2010 | Customer Initiated Withdrawal | 12/1/2011 |  |  | N | No
W1-008 | Tasley-Kellam 69kV |  | VA | Accomack | Withdrawn | ODEC | 20 | 20 | 7.6 |  | Capacity | Generation Interconnection | Solar |  |  | N/A | https://www.pjm.com/pjmfiles/pub/planning/project-queues/feas_docs/w1008_fea.pdf | Document Posted | https://www.pjm.com/pjmfiles/pub/planning/project-queues/impact_studies/w1008_imp.pdf | Document Posted |  | Not Required |  | Withdrawn | N/A |  | Withdrawn | N/A | N/A |  | 2/4/2010 | N/A | N/A |  | 8/29/2014 | Customer Initiated Withdrawal | 9/30/2016 | 9/30/2016 |  | N | No
W1-009 | Tasley-Kellam 69kV |  | VA | Accomack | Withdrawn | ODEC | 20 | 20 | 7.6 |  | Capacity | Generation Interconnection | Solar |  |  | N/A | https://www.pjm.com/pjmfiles/pub/planning/project-queues/feas_docs/w1009_fea.pdf | Document Posted |  | Withdrawn |  |  | N/A |  | N/A |  |  | N/A | N/A |  | 2/4/2010 | N/A | N/A |  | 8/23/2010 | Customer Initiated Withdrawal | 12/1/2011 |  |  | N | No
W1-010 | Cooper |  | PA | York | Withdrawn | PECO | 20 | 20 | 7.6 |  | Capacity | Generation Interconnection | Solar |  |  | N/A | https://www.pjm.com/pjmfiles/pub/planning/project-queues/feas_docs/w1010_fea.pdf | Document Posted | https://www.pjm.com/pjmfiles/pub/planning/project-queues/impact_studies/w1010_imp.pdf | Document Posted |  | Withdrawn | N/A |  | N/A |  |  | N/A | N/A |  | 2/4/2010 | N/A | N/A |  | 3/7/2012 | Customer Milestone Not Met | 12/1/2011 |  |  | N | No
W1-011 | Orchard 230kV |  | NJ | Salem | Withdrawn | AEC | 70 | 70 | 26.6 |  | Capacity | Generation Interconnection | Solar |  |  | N/A | https://www.pjm.com/pjmfiles/pub/planning/project-queues/feas_docs/w1011_fea.pdf | Document Posted |  | Withdrawn |  |  | N/A |  | N/A |  |  | N/A | N/A |  | 2/4/2010 | N/A | N/A |  | 5/19/2011 | Customer Initiated Withdrawal | 9/30/2011 |  |  | N | No
W1-012 | Millheim-Brush Jct 46kV |  | PA | Centre | Withdrawn | APS | 50 | 50 | 6.5 |  | Capacity | Generation Interconnection | Wind |  |  | N/A | https://www.pjm.com/pjmfiles/pub/planning/project-queues/feas_docs/w1012_fea.pdf | Document Posted | https://www.pjm.com/pjmfiles/pub/planning/project-queues/impact_studies/w1012_imp.pdf | Document Posted |  | Not Required |  | Withdrawn | N/A |  | Not Required | N/A | N/A |  | 2/12/2010 | N/A | N/A |  | 5/8/2012 | Customer Initiated Withdrawal | 12/31/2013 |  |  | N | No
W1-013 | Saint Thomas 34kV I |  | PA | Franklin | Withdrawn | APS | 20 | 20 | 7.6 |  | Capacity | Generation Interconnection | Solar |  |  | N/A | https://www.pjm.com/pjmfiles/pub/planning/project-queues/feas_docs/w1013_fea.pdf | Document Posted | https://www.pjm.com/pjmfiles/pub/planning/project-queues/impact_studies/w1013_imp.pdf | Document Posted |  | Withdrawn | N/A |  | N/A |  |  | N/A | N/A |  | 2/17/2010 | N/A | N/A |  | 10/17/2011 | Customer Milestone Not Met | 12/15/2011 | 12/15/2011 |  | N | No
W1-014 | Saint Thomas 34kV II |  | PA | Franklin | Withdrawn | APS | 20 | 20 | 7.6 |  | Capacity | Generation Interconnection | Solar |  |  | N/A | https://www.pjm.com/pjmfiles/pub/planning/project-queues/feas_docs/w1014_fea.pdf | Document Posted | https://www.pjm.com/pjmfiles/pub/planning/project-queues/impact_studies/w1014_imp.pdf | Document Posted |  | Withdrawn | N/A |  | N/A |  |  | N/A | N/A |  | 2/18/2010 | N/A | N/A |  | 10/17/2011 | Customer Milestone Not Met | 12/15/2011 | 12/15/2011 |  | N | No
W1-015 | Shade Gap 115kV |  | PA | Unknown | Withdrawn | PENELEC | 60.8 | 60.8 | 7.9 |  | Capacity | Generation Interconnection | Wind |  |  | N/A | https://www.pjm.com/pjmfiles/pub/planning/project-queues/feas_docs/w1015_fea.pdf | Document Posted | https://www.pjm.com/pjmfiles/pub/planning/project-queues/impact_studies/w1015_imp.pdf | Document Posted |  | Withdrawn | N/A |  | N/A |  |  | N/A | N/A |  | 2/19/2010 | N/A | N/A |  | 5/14/2012 | Customer Initiated Withdrawal | 12/1/2013 |  |  | N | No
W1-021 | Fairton 69kV I |  | NJ | Cumberland | Withdrawn | AEC | 20 | 20 | 7.6 |  | Capacity | Generation Interconnection | Solar |  |  | N/A | https://www.pjm.com/pjmfiles/pub/planning/project-queues/feas_docs/w1021_fea.pdf | Document Posted | https://www.pjm.com/pjmfiles/pub/planning/project-queues/impact_studies/w1021_imp.pdf | Document Posted |  | Withdrawn | N/A |  | N/A |  |  | N/A | N/A |  | 2/22/2010 | N/A | N/A |  | 10/16/2013 | Customer Initiated Withdrawal | 7/1/2011 |  |  | N | No
W1-022 | Fairton 69kV II |  | NJ | Cumberland | Withdrawn | AEC | 20 | 20 | 7.6 |  | Capacity | Generation Interconnection | Solar |  |  | N/A | https://www.pjm.com/pjmfiles/pub/planning/project-queues/feas_docs/w1022_fea.pdf | Document Posted | https://www.pjm.com/pjmfiles/pub/planning/project-queues/impact_studies/w1022_imp.pdf | Document Posted |  | Withdrawn | N/A |  | N/A |  |  | N/A | N/A |  | 2/24/2010 | N/A | N/A |  | 7/30/2013 | Customer Initiated Withdrawal | 7/1/2011 |  |  | N | No
W1-023 | Fairton 69kV III |  | NJ | Cumberland | Withdrawn | AEC | 10 | 10 | 3.8 |  | Capacity | Generation Interconnection | Solar |  |  | N/A | https://www.pjm.com/pjmfiles/pub/planning/project-queues/feas_docs/w1023_fea.pdf | Document Posted | https://www.pjm.com/pjmfiles/pub/planning/project-queues/impact_studies/w1023_imp.pdf | Document Posted | https://www.pjm.com/pjmfiles/pub/planning/project-queues/facilities/w1023_fac.pdf | Document Posted |  | Withdrawn | N/A |  | Withdrawn | N/A | N/A |  | 2/24/2010 | N/A | N/A |  | 2/18/2014 | Customer Initiated Withdrawal | 7/1/2011 |  |  | N | No
W1-024 | Manalapan 12.5kV | Village at Manalapan Solar Farm | NJ | Monmouth | In Service | JCPL | 4 | 4 | 1.5 | 4 | Capacity | Generation Interconnection | Solar |  |  | N/A | https://www.pjm.com/pjmfiles/pub/planning/project-queues/feas_docs/w1024_fea.pdf | Document Posted | https://www.pjm.com/pjmfiles/pub/planning/project-queues/impact_studies/w1024_imp.pdf | Document Posted |  | Not Required | https://www.pjm.com/pjmfiles/pub/planning/project-queues/isa/w1_024_isa.pdf | Document Posted | N/A | https://www.pjm.com/pjmfiles/pub/planning/project-queues/csa/w1_024_csa.pdf | Document Posted | N/A | N/A |  | 2/24/2010 | N/A | N/A |  |  |  | 6/30/2012 | 6/30/2012 | 12/14/2011 | N | No
W1-029 | Winfall 230kV | Desert Wind Farm | NC | Pasquotank | In Service | Dominion | 208 | 208 | 27 | 208 | Capacity | Generation Interconnection | Wind |  |  | N/A | https://www.pjm.com/pjmfiles/pub/planning/project-queues/feas_docs/w1029_fea.pdf | Document Posted | https://www.pjm.com/pjmfiles/pub/planning/project-queues/impact_studies/w1029_imp.pdf | Document Posted | https://www.pjm.com/pjmfiles/pub/planning/project-queues/facilities/w1029_fac.pdf | Document Posted | https://www.pjm.com/pjmfiles/pub/planning/project-queues/isa/w1_029_isa.pdf | Document Posted | N/A | https://www.pjm.com/pjmfiles/pub/planning/project-queues/csa/w1_029_csa.pdf | Document Posted | N/A | N/A |  | 2/25/2010 | N/A | N/A |  |  |  | 12/31/2020 | 12/31/2020 | 3/2/2017 | N | No
W1-030 | Pontiac Midpoint-Reynolds 345kV |  | IL | Ford | Withdrawn | ComEd | 300 | 300 | 39 |  | Capacity | Generation Interconnection | Wind |  |  | N/A | https://www.pjm.com/pjmfiles/pub/planning/project-queues/feas_docs/w1030_fea.pdf | Document Posted |  | Withdrawn |  |  | N/A |  | N/A |  |  | N/A | N/A |  | 2/25/2010 | N/A | N/A |  | 8/25/2010 | Customer Initiated Withdrawal | 12/31/2014 |  |  | N | No
W1-031 | Pontiac Midpoint-Reynolds 345kV |  | IL | Ford | Withdrawn | ComEd | 300 | 300 | 39 |  | Capacity | Generation Interconnection | Wind |  |  | N/A | https://www.pjm.com/pjmfiles/pub/planning/project-queues/feas_docs/w1031_fea.pdf | Document Posted |  | Withdrawn |  |  | N/A |  | N/A |  |  | N/A | N/A |  | 2/25/2010 | N/A | N/A |  | 8/25/2010 | Customer Initiated Withdrawal | 12/31/2014 |  |  | N | No
W1-032 | Millhurst 12.5kV | Millhurst Solar Farm | NJ | Monmouth | In Service | JCPL | 3 | 3 | 1.14 | 3 | Capacity | Generation Interconnection | Solar |  |  | N/A | https://www.pjm.com/pjmfiles/pub/planning/project-queues/feas_docs/w1032_fea.pdf | Document Posted | https://www.pjm.com/pjmfiles/pub/planning/project-queues/impact_studies/w1032_imp.pdf | Document Posted |  | Not Required | https://www.pjm.com/pjmfiles/pub/planning/project-queues/isa/w1_032_isa.pdf | Document Posted | N/A | https://www.pjm.com/pjmfiles/pub/planning/project-queues/csa/w1_032_csa.pdf | Document Posted | N/A | N/A |  | 2/25/2010 | N/A | N/A |  |  |  | 12/31/2015 | 12/31/2015 | 2/2/2016 | N | No
W1-033 | Pumphrey 115kV | Fairfield Renewable Energy Facility | MD | Baltimore City | Withdrawn | BGE | 157 | 25 | 25 |  | Capacity | Generation Interconnection | Biomass |  |  | N/A | https://www.pjm.com/pjmfiles/pub/planning/project-queues/feas_docs/w1033_fea.pdf | Document Posted | https://www.pjm.com/pjmfiles/pub/planning/project-queues/impact_studies/w1033_imp.pdf | Document Posted | https://www.pjm.com/pjmfiles/pub/planning/project-queues/facilities/w1033_fac.pdf | Document Posted | https://www.pjm.com/pjmfiles/pub/planning/project-queues/isa/w1_033_isa.pdf | Document Posted | N/A | https://www.pjm.com/pjmfiles/pub/planning/project-queues/csa/w1_033_csa.pdf | Document Posted | N/A | N/A |  | 2/25/2010 | N/A | N/A |  | 5/11/2016 | Customer Initiated Withdrawal | 12/31/2016 | 12/31/2016 |  | N | No
W1-034 | Burches Hill |  | MD | Prince George's | Withdrawn | PEPCO | 750 | 750 | 750 |  | Capacity | Generation Interconnection | Natural Gas |  |  | N/A | https://www.pjm.com/pjmfiles/pub/planning/project-queues/feas_docs/w1034_fea.pdf | Document Posted |  | Withdrawn |  |  | N/A |  | N/A |  |  | N/A | N/A |  | 2/26/2010 | N/A | N/A |  | 8/24/2010 | Customer Initiated Withdrawal | 5/1/2015 |  |  | N | No
W1-035 | Baker 345kV |  | KY | Lawrence | Withdrawn | AEP | 750 | 750 | 750 |  | Capacity | Generation Interconnection | Natural Gas |  |  | N/A | https://www.pjm.com/pjmfiles/pub/planning/project-queues/feas_docs/w1035_fea.pdf | Document Posted |  | Withdrawn |  |  | N/A |  | N/A |  |  | N/A | N/A |  | 2/26/2010 | N/A | N/A |  | 11/22/2010 | Customer Milestone Not Met | 6/1/2012 |  |  | N | No
W1-036 | Matt Funk-Tech Drive 138kV | Central Solar Park | VA | Roanoke | Withdrawn | AEP | 45 | 45 | 5.85 |  | Capacity | Generation Interconnection | Wind |  |  | N/A | https://www.pjm.com/pjmfiles/pub/planning/project-queues/feas_docs/w1036_fea.pdf | Document Posted | https://www.pjm.com/pjmfiles/pub/planning/project-queues/impact_studies/w1036_imp.pdf | Document Posted |  | Withdrawn | N/A |  | N/A |  |  | N/A | N/A |  | 2/26/2010 | N/A | N/A |  | 3/21/2012 | Customer Milestone Not Met | 10/1/2012 |  |  | N | No
W1-037 | East Lima-South Kenton 138kV |  | VA | Unknown | Withdrawn | DPL | 20 | 20 | 7.6 |  | Capacity | Generation Interconnection | Solar |  |  | N/A | https://www.pjm.com/pjmfiles/pub/planning/project-queues/feas_docs/w1037_fea.pdf | Document Posted |  | Withdrawn |  |  | N/A |  | N/A |  |  | N/A | N/A |  | 2/26/2010 | N/A | N/A |  | 1/3/2011 | Customer Milestone Not Met | 12/31/2011 |  |  | N | No
W1-038 | Fairlawn 138kV |  | NJ | Bergen | Withdrawn | PSEG | 77 | 10 | 10 |  | Capacity | Generation Interconnection | Natural Gas |  |  | N/A | https://www.pjm.com/pjmfiles/pub/planning/project-queues/feas_docs/w1038_fea.pdf | Document Posted |  | Withdrawn |  |  | N/A |  | N/A |  |  | N/A | N/A |  | 2/26/2010 | N/A | N/A |  | 8/31/2010 | Customer Milestone Not Met | 1/1/2011 |  |  | N | No
W1-039 | Pedricktown 230kV | PCLP Facility | NJ | Salem | Deactivated | AEC | 120.3 | 10 | 10 | 10 | Capacity | Generation Interconnection | Natural Gas |  |  | N/A | https://www.pjm.com/pjmfiles/pub/planning/project-queues/feas_docs/w1039_fea.pdf | Document Posted | https://www.pjm.com/pjmfiles/pub/planning/project-queues/impact_studies/w1039_imp.pdf | Document Posted |  | Not Required | https://www.pjm.com/pjmfiles/pub/planning/project-queues/isa/w1_039_isa.pdf | Document Posted | N/A |  | Not Required | N/A | N/A |  | 2/26/2010 | N/A | N/A |  |  |  | 6/1/2011 |  | 3/7/2012 | N | No
W1-040 | LaSalle |  | IL | Lasalle | Withdrawn | ComEd | 2752 | 350 | 350 |  | Capacity | Generation Interconnection | Nuclear |  |  | N/A | https://www.pjm.com/pjmfiles/pub/planning/project-queues/feas_docs/w1040_fea.pdf | Document Posted |  | Withdrawn |  |  | N/A |  | N/A |  |  | N/A | N/A |  | 2/26/2010 | N/A | N/A |  | 2/13/2012 | Customer Milestone Not Met | 4/10/2016 |  |  | N | No
W1-041 | W. Milton-Greenville |  | OH | Darke | Withdrawn | Dayton | 50 | 50 | 6.5 |  | Capacity | Generation Interconnection | Wind |  |  | N/A | https://www.pjm.com/pjmfiles/pub/planning/project-queues/feas_docs/w1041_fea.pdf | Document Posted | https://www.pjm.com/pjmfiles/pub/planning/project-queues/impact_studies/w1041_imp.pdf | Document Posted |  | Withdrawn | N/A |  | N/A |  |  | N/A | N/A |  | 2/26/2010 | N/A | N/A |  | 1/20/2012 | Customer Initiated Withdrawal | 12/31/2012 |  |  | N | No
W1-042 | Hubar Road 1 |  | PA | Franklin | Withdrawn | APS | 20 | 20 | 7.6 |  | Capacity | Generation Interconnection | Solar |  |  | N/A | https://www.pjm.com/pjmfiles/pub/planning/project-queues/feas_docs/w1042_fea.pdf | Document Posted |  | Withdrawn |  |  | N/A |  | N/A |  |  | N/A | N/A |  | 3/4/2010 | N/A | N/A |  | 4/3/2011 | Customer Initiated Withdrawal | 12/15/2011 | 12/15/2011 |  | N | No
W1-043 | Hubar Road 2 |  | PA | Franklin | Withdrawn | APS | 20 | 20 | 7.6 |  | Capacity | Generation Interconnection | Solar |  |  | N/A | https://www.pjm.com/pjmfiles/pub/planning/project-queues/feas_docs/w1043_fea.pdf | Document Posted |  | Withdrawn |  |  | N/A |  | N/A |  |  | N/A | N/A |  | 3/4/2010 | N/A | N/A |  | 4/3/2011 | Customer Initiated Withdrawal | 12/15/2011 | 12/15/2011 |  | N | No
W1-044 | Mont Alto |  | PA | Franklin | Withdrawn | APS | 20 | 20 | 7.6 |  | Capacity | Generation Interconnection | Solar |  |  | N/A | https://www.pjm.com/pjmfiles/pub/planning/project-queues/feas_docs/w1044_fea.pdf | Document Posted |  | Withdrawn |  |  | N/A |  | N/A |  |  | N/A | N/A |  | 3/4/2010 | N/A | N/A |  | 4/3/2011 | Customer Initiated Withdrawal | 12/15/2011 | 12/15/2011 |  | N | No
W1-045 | Roxbury 23 kV | Roxbury Solar Project | PA | Franklin | In Service | PENELEC | 13.5 | 13.5 | 5.13 | 13.5 | Capacity | Generation Interconnection | Solar |  |  | N/A | https://www.pjm.com/pjmfiles/pub/planning/project-queues/feas_docs/w1045_fea.pdf | Document Posted | https://www.pjm.com/pjmfiles/pub/planning/project-queues/impact_studies/w1045_imp.pdf | Document Posted |  | Not Required | https://www.pjm.com/pjmfiles/pub/planning/project-queues/isa/w1_045_isa.pdf | Document Posted | N/A | https://www.pjm.com/pjmfiles/pub/planning/project-queues/csa/w1_045_csa.pdf | Document Posted | N/A | N/A |  | 3/4/2010 | N/A | N/A | 12/13/2019 |  |  | 12/31/2019 | 12/31/2019 | 12/31/2019 | N | No
W1-046 | Face Rock 69kV |  | PA | Lancaster | Withdrawn | PPL | 15 | 15 | 5.7 |  | Capacity | Generation Interconnection | Solar |  |  | N/A | https://www.pjm.com/pjmfiles/pub/planning/project-queues/feas_docs/w1046_fea.pdf | Document Posted | https://www.pjm.com/pjmfiles/pub/planning/project-queues/impact_studies/w1046_imp.pdf | Document Posted |  | Not Required | https://www.pjm.com/pjmfiles/pub/planning/project-queues/isa/w1_046_isa.pdf | Document Posted | N/A | https://www.pjm.com/pjmfiles/pub/planning/project-queues/csa/w1_046_csa.pdf | Document Posted | N/A | N/A |  | 3/4/2010 | N/A | N/A |  | 11/30/2013 | Customer Initiated Withdrawal | 6/1/2015 | 6/1/2015 |  | N | No
W1-048 | Quinton Township |  | NJ | Salem | Withdrawn | AEC | 5 | 5 | 1.9 |  | Capacity | Generation Interconnection | Solar |  |  | N/A | https://www.pjm.com/pjmfiles/pub/planning/project-queues/feas_docs/w1048_fea.pdf | Document Posted | https://www.pjm.com/pjmfiles/pub/planning/project-queues/impact_studies/w1048_imp.pdf | Document Posted |  | Withdrawn | N/A |  | N/A |  |  | N/A | N/A |  | 3/9/2010 | N/A | N/A |  | 7/18/2013 | Customer Initiated Withdrawal | 3/15/2011 |  |  | N | No
W1-050 | Keller & Valley Camp Roads I |  | PA | Franklin | Withdrawn | APS | 20 | 20 | 7.6 |  | Capacity | Generation Interconnection | Solar |  |  | N/A | https://www.pjm.com/pjmfiles/pub/planning/project-queues/feas_docs/w1050_fea.pdf | Document Posted | https://www.pjm.com/pjmfiles/pub/planning/project-queues/impact_studies/w1050_imp.pdf | Document Posted |  | Withdrawn | N/A |  | N/A |  |  | N/A | N/A |  | 3/12/2010 | N/A | N/A |  | 10/17/2011 | Customer Milestone Not Met | 12/31/2011 |  |  | N | No
W1-051 | St. Thomas 34kV III |  | PA | Franklin | Withdrawn | APS | 130 | 130 | 49.4 |  | Capacity | Generation Interconnection | Solar |  |  | N/A | https://www.pjm.com/pjmfiles/pub/planning/project-queues/feas_docs/w1051_fea.pdf | Document Posted | https://www.pjm.com/pjmfiles/pub/planning/project-queues/impact_studies/w1051_imp.pdf | Document Posted |  | Withdrawn | N/A |  | N/A |  |  | N/A | N/A |  | 3/12/2010 | N/A | N/A |  | 10/14/2011 | Customer Initiated Withdrawal | 7/1/2012 |  |  | N | No
W1-052 | Keller & Valley Camp Roads II |  | PA | Franklin | Withdrawn | APS | 20 | 20 | 7.6 |  | Capacity | Generation Interconnection | Solar |  |  | N/A | https://www.pjm.com/pjmfiles/pub/planning/project-queues/feas_docs/w1052_fea.pdf | Document Posted |  | Withdrawn |  |  | N/A |  | N/A |  |  | N/A | N/A |  | 3/12/2010 | N/A | N/A |  | 4/3/2011 | Customer Initiated Withdrawal | 12/31/2011 |  |  | N | No
W1-054 | South Akron-Prince | Dart Container | PA | Lancaster | In Service | PPL | 11.4 | 11.4 | 11.4 | 11.4 | Capacity | Generation Interconnection | Methane |  |  | N/A | https://www.pjm.com/pjmfiles/pub/planning/project-queues/feas_docs/w1054_fea.pdf | Document Posted | https://www.pjm.com/pjmfiles/pub/planning/project-queues/impact_studies/w1054_imp.pdf | Document Posted |  | Not Required | https://www.pjm.com/pjmfiles/pub/planning/project-queues/isa/w1_054_isa.pdf | Document Posted | N/A | https://www.pjm.com/pjmfiles/pub/planning/project-queues/csa/w1_054_csa.pdf | Document Posted | N/A | N/A |  | 3/16/2010 | N/A | N/A |  |  |  | 12/31/2011 |  | 10/6/2012 | N | No
W1-055 | Broadway 34.5kV |  | NJ | Warren | Withdrawn | JCPL | 10 | 10 | 3.8 |  | Capacity | Generation Interconnection | Solar |  |  | N/A | https://www.pjm.com/pjmfiles/pub/planning/project-queues/feas_docs/w1055_fea.pdf | Document Posted | https://www.pjm.com/pjmfiles/pub/planning/project-queues/impact_studies/w1055_imp.pdf | Document Posted |  | Withdrawn | N/A |  | N/A |  |  | N/A | N/A |  | 3/18/2010 | N/A | N/A |  | 9/28/2011 | Customer Initiated Withdrawal | 5/31/2011 |  |  | N | No
W1-056 | Ada-Dunkirk 69kV | Hog Creek Wind Farm | OH | Hardin | In Service | AEP | 66.7 | 18.4 | 2.4 | 18.4 | Capacity | Generation Interconnection | Wind |  |  | N/A | https://www.pjm.com/pjmfiles/pub/planning/project-queues/feas_docs/w1056_fea.pdf | Document Posted | https://www.pjm.com/pjmfiles/pub/planning/project-queues/impact_studies/w1056_imp.pdf | Document Posted |  | Not Required | https://www.pjm.com/pjmfiles/pub/planning/project-queues/isa/w1_056_isa.pdf | Document Posted | N/A | https://www.pjm.com/pjmfiles/pub/planning/project-queues/csa/w1_056_csa.pdf | Document Posted | N/A | N/A |  | 3/18/2010 | N/A | N/A |  |  |  | 12/31/2017 | 12/31/2017 | 11/15/2017 | N | No
W1-057 | Earleys 34.5kV |  | NC | Hertford | Withdrawn | Dominion | 20 | 20 | 7.6 |  | Capacity | Generation Interconnection | Solar |  |  | N/A | https://www.pjm.com/pjmfiles/pub/planning/project-queues/feas_docs/w1057_fea.pdf | Document Posted | https://www.pjm.com/pjmfiles/pub/planning/project-queues/impact_studies/w1057_imp.pdf | Document Posted | https://www.pjm.com/pjmfiles/pub/planning/project-queues/facilities/w1057_fac.pdf | Document Posted |  | Withdrawn | N/A |  | Withdrawn | N/A | N/A |  | 3/23/2010 | N/A | N/A |  | 12/14/2011 | Customer Milestone Not Met | 5/31/2011 |  |  | N | No
W1-058A_DK1 | AK Steel Middletown-AK Steel 1C 138kV |  | OH | Butler | Withdrawn | Duke | 134.5 | 134.5 | 134.5 |  | Capacity | Generation Interconnection | Natural Gas |  |  | N/A | https://www.pjm.com/pjmfiles/pub/planning/project-queues/feas_docs/w1058a_dk1_fea.pdf | Document Posted | https://www.pjm.com/pjmfiles/pub/planning/project-queues/impact_studies/w1058A_dk1_imp.pdf | Document Posted |  | Withdrawn | N/A |  | N/A |  |  | N/A | N/A |  | 3/23/2010 | N/A | N/A |  | 7/2/2012 | Customer Initiated Withdrawal | 9/30/2012 |  |  | N | No
W1-059 | Denville |  | NJ | Morris | Withdrawn | JCPL | 2 | 2 | 0.78 |  | Capacity | Generation Interconnection | Solar |  |  | N/A | https://www.pjm.com/pjmfiles/pub/planning/project-queues/feas_docs/w1059_fea.pdf | Document Posted | https://www.pjm.com/pjmfiles/pub/planning/project-queues/impact_studies/w1059_imp.pdf | Document Posted |  | Not Required | N/A | Wholesale Market Participation Agreement | https://www.pjm.com/pjmfiles/pub/planning/project-queues/wmpa/w1059_wmpa.pdf |  | Not Required | N/A | N/A |  | 3/24/2010 | N/A | N/A |  | 4/19/2012 | Customer Milestone Not Met | 6/1/2011 |  |  | N | No
W1-060 | Carneys Point Township |  | NJ | Salem | Withdrawn | AEC | 20 | 20 | 7.6 |  | Capacity | Generation Interconnection | Solar |  |  | N/A | https://www.pjm.com/pjmfiles/pub/planning/project-queues/feas_docs/w1060_fea.pdf | Document Posted | https://www.pjm.com/pjmfiles/pub/planning/project-queues/impact_studies/w1060_imp.pdf | Document Posted |  | Withdrawn | N/A |  | N/A |  |  | N/A | N/A |  | 3/25/2010 | N/A | N/A |  | 1/11/2011 | Customer Milestone Not Met | 5/31/2011 |  |  | N | No
W1-062 | Clayton 138kV | Smyrna Units 1 & 2 | DE | Kent | In Service | DPL | 101 | 53 | 53 | 53 | Capacity | Generation Interconnection | Natural Gas |  |  | N/A | https://www.pjm.com/pjmfiles/pub/planning/project-queues/feas_docs/w1062_fea.pdf | Document Posted | https://www.pjm.com/pjmfiles/pub/planning/project-queues/impact_studies/w1062_imp.pdf | Document Posted |  | Not Required | https://www.pjm.com/pjmfiles/pub/planning/project-queues/isa/w1_062_isa.pdf | Document Posted | N/A | https://www.pjm.com/pjmfiles/pub/planning/project-queues/csa/w1_062_csa.pdf | Document Posted | N/A | N/A |  | 3/29/2010 | N/A | N/A |  |  |  | 5/31/2012 | 5/31/2012 | 6/15/2012 | N | No
W1-064 | Grand Point 12kV |  | PA | Franklin | Withdrawn | APS | 1.6 | 1.6 | 1.6 |  | Capacity | Generation Interconnection | Methane |  |  | N/A | https://www.pjm.com/pjmfiles/pub/planning/project-queues/feas_docs/w1064_fea.pdf | Document Posted | https://www.pjm.com/pjmfiles/pub/planning/project-queues/impact_studies/w1064_imp.pdf | Document Posted |  | Not Required |  | Withdrawn | N/A |  | Not Required | N/A | N/A |  | 3/31/2010 | N/A | N/A |  | 7/1/2014 | Customer Initiated Withdrawal | 1/31/2011 |  |  | N | No
W1-065 | Millstone |  | NJ | Monmouth | Withdrawn | JCPL | 1.99 | 1.99 | 0.756 |  | Capacity | Generation Interconnection | Solar |  |  | N/A | https://www.pjm.com/pjmfiles/pub/planning/project-queues/feas_docs/w1065_fea.pdf | Document Posted | https://www.pjm.com/pjmfiles/pub/planning/project-queues/impact_studies/w1065_imp.pdf | Document Posted |  | Not Required |  | Withdrawn | N/A |  | Withdrawn | N/A | N/A |  | 3/31/2010 | N/A | N/A |  | 11/17/2011 | Customer Milestone Not Met | 3/31/2011 |  |  | N | No
W1-066 | New Brooklyn Road 12kV |  | NJ | Camden | Withdrawn | AEC | 9 | 9 | 3.4 |  | Capacity | Generation Interconnection | Solar |  |  | N/A | https://www.pjm.com/pjmfiles/pub/planning/project-queues/feas_docs/w1066_fea.pdf | Document Posted | https://www.pjm.com/pjmfiles/pub/planning/project-queues/impact_studies/w1066_imp.pdf | Document Posted |  | Withdrawn | N/A |  | N/A |  |  | N/A | N/A |  | 3/31/2010 | N/A | N/A |  | 2/27/2012 | Customer Initiated Withdrawal | 9/1/2010 |  |  | N | No
W1-068 | Quinton Township |  | NJ | Salem | Withdrawn | AEC | 20 | 20 | 7.6 |  | Capacity | Generation Interconnection | Solar |  |  | N/A | https://www.pjm.com/pjmfiles/pub/planning/project-queues/feas_docs/w1068_fea.pdf | Document Posted | https://www.pjm.com/pjmfiles/pub/planning/project-queues/impact_studies/w1068_imp.pdf | Document Posted | https://www.pjm.com/pjmfiles/pub/planning/project-queues/facilities/w1068_fac.pdf | Document Posted |  | Withdrawn | N/A |  | Withdrawn | N/A | N/A |  | 4/16/2010 | N/A | N/A |  | 2/20/2014 | Customer Initiated Withdrawal | 4/1/2011 |  |  | N | No
W1-070 | Laurel 69kV |  | MD | Wicomico | Withdrawn | DPL | 20 | 20 | 7.6 |  | Capacity | Generation Interconnection | Solar |  |  | N/A | https://www.pjm.com/pjmfiles/pub/planning/project-queues/feas_docs/w1070_fea.pdf | Document Posted | https://www.pjm.com/pjmfiles/pub/planning/project-queues/impact_studies/w1070_imp.pdf | Document Posted | https://www.pjm.com/pjmfiles/pub/planning/project-queues/facilities/w1070_fac.pdf | Document Posted |  | Withdrawn | N/A |  | Withdrawn | N/A | N/A |  | 4/20/2010 | N/A | N/A |  | 1/6/2014 | Customer Initiated Withdrawal | 5/31/2011 |  |  | N | No
W1-070A_AT4 | Ashtabula 138kV |  | OH | Ashtabula | Withdrawn | ATSI | 50 | 50 | 6.5 |  | Capacity | Generation Interconnection | Wind |  |  | N/A | https://www.pjm.com/pjmfiles/pub/planning/project-queues/feas_docs/w1070a_at4_fea.pdf | Document Posted | https://www.pjm.com/pjmfiles/pub/planning/project-queues/impact_studies/w1070a_at4_imp.pdf | Document Posted | https://www.pjm.com/pjmfiles/pub/planning/project-queues/facilities/w1070a_at4_fac.pdf | Document Posted |  | Withdrawn | N/A |  | Withdrawn | N/A | N/A |  | 4/20/2010 | N/A | N/A |  | 4/16/2014 | Customer Initiated Withdrawal | 12/31/2016 | 12/31/2016 |  | N | No
W1-071 | Elk Road 12kV |  | NJ | Salem | Withdrawn | AEC | 1.03 | 1.04 | 0 |  | Energy | Generation Interconnection | Solar |  |  | N/A | https://www.pjm.com/pjmfiles/pub/planning/project-queues/feas_docs/w1071_fea.pdf | Document Posted | https://www.pjm.com/pjmfiles/pub/planning/project-queues/impact_studies/w1071_imp.pdf | Document Posted |  | Withdrawn | N/A |  | N/A |  |  | N/A | N/A |  | 4/22/2010 | N/A | N/A |  | 1/13/2011 | Customer Milestone Not Met | 10/31/2010 |  |  | N | No
W1-072A_AT5 | Lemoyne | Troy Energy | OH | Wood | In Service | ATSI | 640 | 40 | 40 | 40 | Capacity | Generation Interconnection | Natural Gas |  |  | N/A | https://www.pjm.com/pjmfiles/pub/planning/project-queues/feas_docs/w1072a_at5_fea.pdf | Document Posted | https://www.pjm.com/pjmfiles/pub/planning/project-queues/impact_studies/w1072a_at5_imp.pdf | Document Posted | https://www.pjm.com/pjmfiles/pub/planning/project-queues/facilities/w1072a_at5_fac.pdf | Document Posted | https://www.pjm.com/pjmfiles/pub/planning/project-queues/isa/w1_072a_at5_isa.pdf | Document Posted | N/A |  | Not Required | N/A | N/A |  | 4/26/2010 | N/A | N/A |  |  |  | 6/1/2011 |  | 4/11/2014 | N | No
W1-073 | Ladysmith CT 230kV |  | VA | Caroline | Withdrawn | Dominion | 1562 | 612 | 498 |  | Capacity | Generation Interconnection | Natural Gas |  |  | N/A | https://www.pjm.com/pjmfiles/pub/planning/project-queues/feas_docs/w1073_fea.pdf | Document Posted |  | Withdrawn |  |  | N/A |  | N/A |  |  | N/A | N/A |  | 4/27/2010 | N/A | N/A |  | 8/30/2010 | Customer Initiated Withdrawal | 6/1/2014 |  |  | N | No
W1-074 | Remington CT 230kV |  | VA | Fauquier | Withdrawn | Dominion | 1370 | 610 | 498 |  | Capacity | Generation Interconnection | Natural Gas |  |  | N/A | https://www.pjm.com/pjmfiles/pub/planning/project-queues/feas_docs/w1074_fea.pdf | Document Posted |  | Withdrawn |  |  | N/A |  | N/A |  |  | N/A | N/A |  | 4/27/2010 | N/A | N/A |  | 8/30/2010 | Customer Initiated Withdrawal | 6/1/2014 |  |  | N | No
W1-075 | Hunterstown 115kV |  | PA | Adams | Withdrawn | ME | 20 | 20 | 7.6 |  | Capacity | Generation Interconnection | Solar |  |  | N/A | https://www.pjm.com/pjmfiles/pub/planning/project-queues/feas_docs/w1075_fea.pdf | Document Posted | https://www.pjm.com/pjmfiles/pub/planning/project-queues/impact_studies/w1075_imp.pdf | Document Posted | https://www.pjm.com/pjmfiles/pub/planning/project-queues/facilities/w1075_fac.pdf | Document Posted |  | Withdrawn | N/A |  | Withdrawn | N/A | N/A |  | 4/28/2010 | N/A | N/A |  | 9/12/2012 | Customer Initiated Withdrawal | 12/31/2012 | 12/31/2012 |  | N | No
W1-076 | Kingwood | Keller Solar Farm | NJ | Hunterdon | Withdrawn | JCPL | 10 | 10 | 3.8 |  | Capacity | Generation Interconnection | Solar |  |  | N/A | https://www.pjm.com/pjmfiles/pub/planning/project-queues/feas_docs/w1076_fea.pdf | Document Posted | https://www.pjm.com/pjmfiles/pub/planning/project-queues/impact_studies/w1076_imp.pdf | Document Posted |  | Not Required | https://www.pjm.com/pjmfiles/pub/planning/project-queues/isa/w1_076_isa.pdf | Document Posted | N/A | https://www.pjm.com/pjmfiles/pub/planning/project-queues/csa/w1_076_csa.pdf | Document Posted | N/A | N/A |  | 4/28/2010 | N/A | N/A |  | 5/16/2014 |  | 6/30/2012 | 6/30/2012 |  | N | No
W1-077 | Shacklefords 34.5kV | King and Queen | VA | King and Queen | In Service | Dominion | 14 | 4 | 4 | 4 | Capacity | Generation Interconnection | Methane |  |  | N/A | https://www.pjm.com/pjmfiles/pub/planning/project-queues/feas_docs/w1077_fea.pdf | Document Posted | https://www.pjm.com/pjmfiles/pub/planning/project-queues/impact_studies/w1077_imp.pdf | Document Posted |  | Not Required | https://www.pjm.com/pjmfiles/pub/planning/project-queues/isa/w1_077_isa.pdf | Document Posted | N/A | https://www.pjm.com/pjmfiles/pub/planning/project-queues/csa/w1_077_csa.pdf | Document Posted | N/A | N/A |  | 4/28/2010 | N/A | N/A |  |  |  | 12/31/2011 | 12/31/2011 | 9/1/2011 | N | No
W1-080 | Sutton Dam |  | WV | Braxton | Withdrawn | APS | 9.9 | 9.9 | 9.9 |  | Capacity | Generation Interconnection | Hydro |  |  | N/A | https://www.pjm.com/pjmfiles/pub/planning/project-queues/feas_docs/w1080_fea.pdf | Document Posted | https://www.pjm.com/pjmfiles/pub/planning/project-queues/impact_studies/w1080_imp.pdf | Document Posted |  | Not Required |  | Withdrawn | N/A |  | Not Required | N/A | N/A |  | 4/29/2010 | N/A | N/A |  | 4/12/2011 | Customer Milestone Not Met | 12/31/2012 |  |  | N | No
W1-081 | Mickleton 12kV |  | NJ | Gloucester | Withdrawn | AEC | 5 | 5 | 1.9 |  | Capacity | Generation Interconnection | Solar |  |  | N/A | https://www.pjm.com/pjmfiles/pub/planning/project-queues/feas_docs/w1081_fea.pdf | Document Posted | https://www.pjm.com/pjmfiles/pub/planning/project-queues/impact_studies/w1081_imp.pdf | Document Posted |  | Withdrawn | N/A |  | N/A |  |  | N/A | N/A |  | 4/29/2010 | N/A | N/A |  | 10/5/2011 | Customer Initiated Withdrawal | 6/1/2011 |  |  | N | No
W1-082 | Milford | Milford Solar | NJ | Hunterdon | Withdrawn | JCPL | 20 | 20 | 7.6 |  | Capacity | Generation Interconnection | Solar |  |  | N/A | https://www.pjm.com/pjmfiles/pub/planning/project-queues/feas_docs/w1082_fea.pdf | Document Posted | https://www.pjm.com/pjmfiles/pub/planning/project-queues/impact_studies/w1082_imp.pdf | Document Posted |  | Not Required | N/A | Wholesale Market Participation Agreement | https://www.pjm.com/pjmfiles/pub/planning/project-queues/wmpa/w1082_wmpa.pdf |  | Not Required | N/A | N/A |  | 4/29/2010 | N/A | N/A |  | 3/7/2018 |  | 2/17/2018 | 2/17/2018 |  | N | No
W1-083 | Deptford 13kV | West Deptford Solar | NJ | Gloucester | Withdrawn | PSEG | 4.6 | 4.6 | 1.7 |  | Capacity | Generation Interconnection | Solar |  |  | N/A | https://www.pjm.com/pjmfiles/pub/planning/project-queues/feas_docs/w1083_fea.pdf | Document Posted | https://www.pjm.com/pjmfiles/pub/planning/project-queues/impact_studies/w1083_imp.pdf | Document Posted |  | Not Required | N/A | Wholesale Market Participation Agreement | https://www.pjm.com/pjmfiles/pub/planning/project-queues/wmpa/w1083_wmpa.pdf |  | Not Required | N/A | N/A |  | 4/29/2010 | N/A | N/A |  | 1/10/2013 | Customer Milestone Not Met | 6/30/2012 | 6/30/2012 |  | N | No
W1-084 | Pedricktown 12kV |  | NJ | Salem | Withdrawn | AEC | 5 | 5 | 1.9 |  | Capacity | Generation Interconnection | Solar |  |  | N/A | https://www.pjm.com/pjmfiles/pub/planning/project-queues/feas_docs/w1084_fea.pdf | Document Posted | https://www.pjm.com/pjmfiles/pub/planning/project-queues/impact_studies/w1084_imp.pdf | Document Posted |  | Withdrawn | N/A |  | N/A |  |  | N/A | N/A |  | 4/29/2010 | N/A | N/A |  | 1/13/2011 | Customer Milestone Not Met | 6/1/2011 |  |  | N | No
W1-085 | Millville 1 69kV |  | NJ | Cumberland | Withdrawn | AEC | 20 | 20 | 7.6 |  | Capacity | Generation Interconnection | Solar |  |  | N/A | https://www.pjm.com/pjmfiles/pub/planning/project-queues/feas_docs/w1085_fea.pdf | Document Posted | https://www.pjm.com/pjmfiles/pub/planning/project-queues/impact_studies/w1085_imp.pdf | Document Posted |  | Withdrawn | N/A |  | N/A |  |  | N/A | N/A |  | 4/29/2010 | N/A | N/A |  | 1/24/2014 | Customer Initiated Withdrawal | 10/11/2011 |  |  | N | No
W1-086 | Millville 2 69kV |  | NJ | Cumberland | Withdrawn | AEC | 20 | 20 | 7.6 |  | Capacity | Generation Interconnection | Solar |  |  | N/A | https://www.pjm.com/pjmfiles/pub/planning/project-queues/feas_docs/w1086_fea.pdf | Document Posted | https://www.pjm.com/pjmfiles/pub/planning/project-queues/impact_studies/w1086_imp.pdf | Document Posted |  | Withdrawn | N/A |  | N/A |  |  | N/A | N/A |  | 4/29/2010 | N/A | N/A |  | 1/24/2014 | Customer Initiated Withdrawal | 10/11/2011 |  |  | N | No
W1-087 | Millville 3 69kV |  | NJ | Cumberland | Withdrawn | AEC | 20 | 20 | 7.6 |  | Capacity | Generation Interconnection | Solar |  |  | N/A | https://www.pjm.com/pjmfiles/pub/planning/project-queues/feas_docs/w1087_fea.pdf | Document Posted | https://www.pjm.com/pjmfiles/pub/planning/project-queues/impact_studies/w1087_imp.pdf | Document Posted |  | Withdrawn | N/A |  | N/A |  |  | N/A | N/A |  | 4/29/2010 | N/A | N/A |  | 1/24/2014 | Customer Initiated Withdrawal | 10/11/2011 |  |  | N | No
W1-088 | Millville 4 69kV |  | NJ | Cumberland | Withdrawn | AEC | 20 | 20 | 7.6 |  | Capacity | Generation Interconnection | Solar |  |  | N/A | https://www.pjm.com/pjmfiles/pub/planning/project-queues/feas_docs/w1088_fea.pdf | Document Posted | https://www.pjm.com/pjmfiles/pub/planning/project-queues/impact_studies/w1088_imp.pdf | Document Posted |  | Withdrawn | N/A |  | N/A |  |  | N/A | N/A |  | 4/29/2010 | N/A | N/A |  | 1/24/2014 | Customer Initiated Withdrawal | 10/11/2011 |  |  | N | No
W1-089 | Newport 69kV |  | NJ | Cumberland | Withdrawn | AEC | 18 | 18 | 6.8 |  | Capacity | Generation Interconnection | Solar |  |  | N/A | https://www.pjm.com/pjmfiles/pub/planning/project-queues/feas_docs/w1089_fea.pdf | Document Posted | https://www.pjm.com/pjmfiles/pub/planning/project-queues/impact_studies/w1089_imp.pdf | Document Posted |  | Withdrawn | N/A |  | N/A |  |  | N/A | N/A |  | 4/29/2010 | N/A | N/A |  | 1/24/2014 | Customer Initiated Withdrawal | 1/7/2011 |  |  | N | No
W1-090 | Berlin 69kV |  | NJ | Camden | Withdrawn | AEC | 18 | 18 | 6.8 |  | Capacity | Generation Interconnection | Solar |  |  | N/A | https://www.pjm.com/pjmfiles/pub/planning/project-queues/feas_docs/w1090_fea.pdf | Document Posted | https://www.pjm.com/pjmfiles/pub/planning/project-queues/impact_studies/w1090_imp.pdf | Document Posted |  | Withdrawn | N/A |  | N/A |  |  | N/A | N/A |  | 4/29/2010 | N/A | N/A |  | 1/24/2014 | Customer Initiated Withdrawal | 4/25/2011 |  |  | N | No
W1-091 | Berlin 12kV |  | NJ | Camden | Withdrawn | AEC | 2.5 | 2.5 | 0.95 |  | Capacity | Generation Interconnection | Solar |  |  | N/A | https://www.pjm.com/pjmfiles/pub/planning/project-queues/feas_docs/w1091_fea.pdf | Document Posted |  | Withdrawn |  |  | N/A |  | N/A |  |  | N/A | N/A |  | 4/29/2010 | N/A | N/A |  | 8/25/2010 | Customer Initiated Withdrawal | 4/25/2011 |  |  | N | No
W1-092 | Mays Landing 12kV |  | NJ | Cumberland | Withdrawn | AEC | 8.7 | 8.7 | 3.3 |  | Capacity | Generation Interconnection | Solar |  |  | N/A | https://www.pjm.com/pjmfiles/pub/planning/project-queues/feas_docs/w1092_fea.pdf | Document Posted | https://www.pjm.com/pjmfiles/pub/planning/project-queues/impact_studies/w1092_imp.pdf | Document Posted |  | Withdrawn | N/A |  | N/A |  |  | N/A | N/A |  | 4/29/2010 | N/A | N/A |  | 1/13/2011 | Customer Milestone Not Met | 7/21/2011 |  |  | N | No
W1-093 | Cape May 12kV |  | NJ | Cape May | Withdrawn | AEC | 20 | 20 | 7.6 |  | Capacity | Generation Interconnection | Solar |  |  | N/A | https://www.pjm.com/pjmfiles/pub/planning/project-queues/feas_docs/w1093_fea.pdf | Document Posted | https://www.pjm.com/pjmfiles/pub/planning/project-queues/impact_studies/w1093_imp.pdf | Document Posted |  | Withdrawn | N/A |  | N/A |  |  | N/A | N/A |  | 4/29/2010 | N/A | N/A |  | 1/13/2011 | Customer Milestone Not Met | 7/21/2011 |  |  | N | No
W1-094 | Williamstown 12kV |  | NJ | Gloucester | Withdrawn | AEC | 10 | 10 | 3.8 |  | Capacity | Generation Interconnection | Solar |  |  | N/A | https://www.pjm.com/pjmfiles/pub/planning/project-queues/feas_docs/w1094_fea.pdf | Document Posted | https://www.pjm.com/pjmfiles/pub/planning/project-queues/impact_studies/w1094_imp.pdf | Document Posted |  | Withdrawn | N/A |  | N/A |  |  | N/A | N/A |  | 4/29/2010 | N/A | N/A |  | 1/13/2011 | Customer Milestone Not Met | 7/21/2011 |  |  | N | No
W1-095 | Buena 12kV |  | NJ | Atlantic | Withdrawn | AEC | 18 | 18 | 7.02 |  | Capacity | Generation Interconnection | Solar |  |  | N/A | https://www.pjm.com/pjmfiles/pub/planning/project-queues/feas_docs/w1095_fea.pdf | Document Posted | https://www.pjm.com/pjmfiles/pub/planning/project-queues/impact_studies/w1095_imp.pdf | Document Posted |  | Withdrawn | N/A |  | N/A |  |  | N/A | N/A |  | 4/29/2010 | N/A | N/A |  | 1/13/2011 | Customer Milestone Not Met | 7/21/2011 |  |  | N | No
W1-096 | Woodbine 12kV |  | NJ | Cape May | Withdrawn | AEC | 7 | 7 | 2.7 |  | Capacity | Generation Interconnection | Solar |  |  | N/A | https://www.pjm.com/pjmfiles/pub/planning/project-queues/feas_docs/w1096_fea.pdf | Document Posted | https://www.pjm.com/pjmfiles/pub/planning/project-queues/impact_studies/w1096_imp.pdf | Document Posted |  | Withdrawn | N/A |  | N/A |  |  | N/A | N/A |  | 4/29/2010 | N/A | N/A |  | 1/13/2011 | Customer Milestone Not Met | 7/21/2011 |  |  | N | No
W1-097 | Fairfield Township 12kV |  | NJ | Cumberland | Withdrawn | AEC | 2 | 2 | 0 |  | Energy | Generation Interconnection | Solar |  |  | N/A | https://www.pjm.com/pjmfiles/pub/planning/project-queues/feas_docs/w1097_fea.pdf | Document Posted | https://www.pjm.com/pjmfiles/pub/planning/project-queues/impact_studies/w1097_imp.pdf | Document Posted |  | Withdrawn | N/A |  | N/A |  |  | N/A | N/A |  | 4/30/2010 | N/A | N/A |  | 1/13/2011 | Customer Milestone Not Met | 12/30/2010 |  |  | N | No
W1-098 | Levittown 13kV | Levittown SP | NJ | Burlington | Withdrawn | PSEG | 0.965 | 0.965 | 0.367 |  | Capacity | Generation Interconnection | Solar |  |  | N/A | https://www.pjm.com/pjmfiles/pub/planning/project-queues/feas_docs/w1098_fea.pdf | Document Posted | https://www.pjm.com/pjmfiles/pub/planning/project-queues/impact_studies/w1098_imp.pdf | Document Posted |  | Not Required | N/A | Wholesale Market Participation Agreement | https://www.pjm.com/pjmfiles/pub/planning/project-queues/wmpa/w1098_wmpa.pdf |  | Not Required | N/A | N/A |  | 4/30/2010 | N/A | N/A |  | 3/11/2011 | Customer Initiated Withdrawal | 1/1/2011 |  |  | N | No
W1-099 | Levittown 13kV | Levittown 2 SP | NJ | Burlington | Withdrawn | PSEG | 1.282 | 1.282 | 0.487 |  | Capacity | Generation Interconnection | Solar |  |  | N/A | https://www.pjm.com/pjmfiles/pub/planning/project-queues/feas_docs/w1099_fea.pdf | Document Posted | https://www.pjm.com/pjmfiles/pub/planning/project-queues/impact_studies/w1099_imp.pdf | Document Posted |  | Not Required | N/A | Wholesale Market Participation Agreement | https://www.pjm.com/pjmfiles/pub/planning/project-queues/wmpa/w1099_wmpa.pdf |  | Not Required | N/A | N/A |  | 4/30/2010 | N/A | N/A |  | 3/11/2011 | Customer Initiated Withdrawal | 1/1/2011 |  |  | N | No
W1-100 | Minue Street 12kV | Rathway SP | NJ | Middlesex | Withdrawn | PSEG | 1.741 | 1.741 | 0.662 |  | Capacity | Generation Interconnection | Solar |  |  | N/A | https://www.pjm.com/pjmfiles/pub/planning/project-queues/feas_docs/w1100_fea.pdf | Document Posted | https://www.pjm.com/pjmfiles/pub/planning/project-queues/impact_studies/w1100_imp.pdf | Document Posted |  | Not Required | N/A | Wholesale Market Participation Agreement | https://www.pjm.com/pjmfiles/pub/planning/project-queues/wmpa/w1100_wmpa.pdf |  | Not Required | N/A | N/A |  | 4/30/2010 | N/A | N/A |  | 3/11/2011 | Customer Initiated Withdrawal | 1/1/2011 |  |  | N | No
W1-101 | Bayonne 13kV | Bayonne SP | NJ | Hudson | In Service | PSEG | 1.4 | 1.4 | 0.532 | 1.4 | Capacity | Generation Interconnection | Solar |  |  | N/A | https://www.pjm.com/pjmfiles/pub/planning/project-queues/feas_docs/w1101_fea.pdf | Document Posted | https://www.pjm.com/pjmfiles/pub/planning/project-queues/impact_studies/w1101_imp.pdf | Document Posted |  | Not Required | N/A | Wholesale Market Participation Agreement | https://www.pjm.com/pjmfiles/pub/planning/project-queues/wmpa/w1101_wmpa.pdf |  | Not Required | N/A | N/A |  | 4/30/2010 | N/A | N/A |  |  |  | 3/14/2011 | 3/14/2011 | 3/14/2011 | N | No
W1-102 | Southampton 13kV |  | NJ | Burlington | Withdrawn | PSEG | 1.9 | 1.9 | 0.722 |  | Capacity | Generation Interconnection | Solar |  |  | N/A |  | Withdrawn |  |  |  |  | N/A |  | N/A |  |  | N/A | N/A |  | 4/30/2010 | N/A | N/A |  | 6/1/2010 | Customer Milestone Not Met | 2/1/2011 |  |  | N | No
W1-103 | Millville 12kV |  | NJ | Cumberland | Withdrawn | AEC | 20 | 20 | 7.6 |  | Capacity | Generation Interconnection | Solar |  |  | N/A | https://www.pjm.com/pjmfiles/pub/planning/project-queues/feas_docs/w1103_fea.pdf | Document Posted |  | Withdrawn |  |  | N/A |  | N/A |  |  | N/A | N/A |  | 4/30/2010 | N/A | N/A |  | 8/27/2010 | Customer Initiated Withdrawal | 6/15/2011 |  |  | N | No
W1-104 | Bellefonte 12kV |  | PA | Centre | Withdrawn | APS | 0.65 | 0.65 | 0.25 |  | Capacity | Generation Interconnection | Solar |  |  | N/A | https://www.pjm.com/pjmfiles/pub/planning/project-queues/feas_docs/w1104_fea.pdf | Document Posted | https://www.pjm.com/pjmfiles/pub/planning/project-queues/impact_studies/w1104_imp.pdf | Document Posted |  | Not Required |  | Withdrawn | N/A |  | Not Required | N/A | N/A |  | 4/30/2010 | N/A | N/A |  | 9/4/2012 | Customer Initiated Withdrawal | 10/1/2011 |  |  | N | No
W1-105 | Reamstown | Heatherwoods Solar Farm | PA | Lancaster | Withdrawn | PPL | 3 | 3 | 1.14 |  | Capacity | Generation Interconnection | Solar |  |  | N/A | https://www.pjm.com/pjmfiles/pub/planning/project-queues/feas_docs/w1105_fea.pdf | Document Posted | https://www.pjm.com/pjmfiles/pub/planning/project-queues/impact_studies/w1105_imp.pdf | Document Posted |  | Not Required | N/A | Wholesale Market Participation Agreement | https://www.pjm.com/pjmfiles/pub/planning/project-queues/wmpa/w1105_wmpa.pdf |  | Not Required | N/A | N/A |  | 4/30/2010 | N/A | N/A |  | 8/11/2014 | Customer Initiated Withdrawal | 6/30/2017 | 6/30/2017 |  | N | No
W1-106 | West Carlisle | Shover Solar Farm | PA | Cumberland | Withdrawn | PPL | 5 | 5 | 1.9 |  | Capacity | Generation Interconnection | Solar |  |  | N/A | https://www.pjm.com/pjmfiles/pub/planning/project-queues/feas_docs/w1106_fea.pdf | Document Posted | https://www.pjm.com/pjmfiles/pub/planning/project-queues/impact_studies/w1106_imp.pdf | Document Posted |  | Not Required | N/A | Wholesale Market Participation Agreement | https://www.pjm.com/pjmfiles/pub/planning/project-queues/wmpa/w1106_wmpa.pdf |  | Not Required | N/A | N/A |  | 4/30/2010 | N/A | N/A |  | 8/11/2014 | Customer Initiated Withdrawal | 6/30/2017 | 6/30/2017 |  | N | No
W1-107 | Grove City Road 12kV | Grove City Road 12kV | PA | Butler | Withdrawn | APS | 2 | 2 | 0.74 |  | Capacity | Generation Interconnection | Solar |  |  | N/A | https://www.pjm.com/pjmfiles/pub/planning/project-queues/feas_docs/w1107_fea.pdf | Document Posted | https://www.pjm.com/pjmfiles/pub/planning/project-queues/impact_studies/w1107_imp.pdf | Document Posted |  | Not Required | N/A | Wholesale Market Participation Agreement | https://www.pjm.com/pjmfiles/pub/planning/project-queues/wmpa/w1107_wmpa.pdf |  | Not Required | N/A | N/A |  | 4/30/2010 | N/A | N/A |  | 10/12/2015 | Customer Milestone Not Met | 8/31/2015 | 8/31/2015 |  | N | No
W1-108 | Grays Ferry 230kV | Grays Ferry Cogeneration Partnership | PA | Philadelphia | In Service | PECO | 163 | 13 | 13 | 13 | Capacity | Generation Interconnection | Natural Gas |  |  | N/A | https://www.pjm.com/pjmfiles/pub/planning/project-queues/feas_docs/w1108_fea.pdf | Document Posted | https://www.pjm.com/pjmfiles/pub/planning/project-queues/impact_studies/w1108_imp.pdf | Document Posted |  | Not Required | https://www.pjm.com/pjmfiles/pub/planning/project-queues/isa/w1_108_isa.pdf | Document Posted | N/A |  | Not Required | N/A | N/A |  | 4/30/2010 | N/A | N/A |  |  |  | 6/1/2011 |  | 7/29/2013 | N | No
W1-109 | Bloom 138kV |  | IL | Cook | Withdrawn | ComEd | 20 | 20 | 0 |  | Energy | Generation Interconnection | Storage |  |  | N/A | https://www.pjm.com/pjmfiles/pub/planning/project-queues/feas_docs/w1109_fea.pdf | Document Posted | https://www.pjm.com/pjmfiles/pub/planning/project-queues/impact_studies/w1109_imp.pdf | Document Posted |  | Withdrawn | N/A |  | N/A |  |  | N/A | N/A |  | 4/30/2010 | N/A | N/A |  | 11/4/2011 | Customer Initiated Withdrawal | 1/20/2014 | 1/20/2014 |  | N | No
W1-110 | Galloway Township 12kV |  | NJ | Atlantic | Withdrawn | AEC | 3.21 | 3.21 | 1.19 |  | Capacity | Generation Interconnection | Solar |  |  | N/A | https://www.pjm.com/pjmfiles/pub/planning/project-queues/feas_docs/w1110_fea.pdf | Document Posted |  | Withdrawn |  |  | N/A |  | N/A |  |  | N/A | N/A |  | 4/30/2010 | N/A | N/A |  | 8/31/2010 | Customer Initiated Withdrawal | 9/3/2012 |  |  | N | No
W1-111 | Harwood-Berwick 69kV | Beacon Power Flywheel Station | PA | Luzerne | In Service | PPL | 20 | 20 | 0 | 20 | Energy | Generation Interconnection | Storage |  |  | N/A | https://www.pjm.com/pjmfiles/pub/planning/project-queues/feas_docs/w1111_fea.pdf | Document Posted | https://www.pjm.com/pjmfiles/pub/planning/project-queues/impact_studies/w1111_imp.pdf | Document Posted | https://www.pjm.com/pjmfiles/pub/planning/project-queues/facilities/w1111_fac.pdf | Document Posted | https://www.pjm.com/pjmfiles/pub/planning/project-queues/isa/w1_111_isa.pdf | Document Posted | N/A | https://www.pjm.com/pjmfiles/pub/planning/project-queues/csa/w1_111_csa.pdf | Document Posted | N/A | N/A |  | 4/30/2010 | N/A | N/A |  |  |  | 6/1/2014 | 6/1/2014 | 7/24/2014 | N | No
W1-112 | Holmdel | Holmdel SP | NJ | Monmouth | In Service | JCPL | 4 | 4 | 1.52 | 4 | Capacity | Generation Interconnection | Solar |  |  | N/A | https://www.pjm.com/pjmfiles/pub/planning/project-queues/feas_docs/w1112_fea.pdf | Document Posted | https://www.pjm.com/pjmfiles/pub/planning/project-queues/impact_studies/w1112_imp.pdf | Document Posted |  | Not Required | N/A | Wholesale Market Participation Agreement | https://www.pjm.com/pjmfiles/pub/planning/project-queues/wmpa/w1112_wmpa.pdf |  | Not Required | N/A | N/A |  | 4/30/2010 | N/A | N/A |  |  |  | 3/1/2013 | 3/1/2013 | 3/1/2013 | N | No
W1-113 | Millstone 2 | Northpark Solar Farm #1 | NJ | Monmouth | In Service | JCPL | 8 | 8 | 3 | 8 | Capacity | Generation Interconnection | Solar |  |  | N/A | https://www.pjm.com/pjmfiles/pub/planning/project-queues/feas_docs/w1113_fea.pdf | Document Posted | https://www.pjm.com/pjmfiles/pub/planning/project-queues/impact_studies/w1113_imp.pdf | Document Posted |  | Not Required | https://www.pjm.com/pjmfiles/pub/planning/project-queues/isa/w1_113_isa.pdf | Document Posted | N/A | https://www.pjm.com/pjmfiles/pub/planning/project-queues/csa/w1_113_csa.pdf | Document Posted | N/A | N/A |  | 4/30/2010 | N/A | N/A |  |  |  | 12/31/2015 | 12/31/2015 | 3/22/2016 | N | No
W1-114 | Port Carbon | East Norwegian Township Solar I | PA | Schuylkill | Withdrawn | PPL | 3 | 3 | 1.14 |  | Capacity | Generation Interconnection | Solar |  |  | N/A | https://www.pjm.com/pjmfiles/pub/planning/project-queues/feas_docs/w1114_fea.pdf | Document Posted | https://www.pjm.com/pjmfiles/pub/planning/project-queues/impact_studies/w1114_imp.pdf | Document Posted |  | Not Required | N/A | Wholesale Market Participation Agreement | https://www.pjm.com/pjmfiles/pub/planning/project-queues/wmpa/w1114_wmpa.pdf |  | Not Required | N/A | N/A |  | 4/30/2010 | N/A | N/A |  | 12/19/2016 |  | 12/31/2013 | 12/31/2013 |  | N | No
W1-115 | Tamanend | Ryan Township Solar I | PA | Schuylkill | Withdrawn | PPL | 3 | 3 | 1.14 |  | Capacity | Generation Interconnection | Solar |  |  | N/A | https://www.pjm.com/pjmfiles/pub/planning/project-queues/feas_docs/w1115_fea.pdf | Document Posted | https://www.pjm.com/pjmfiles/pub/planning/project-queues/impact_studies/w1115_imp.pdf | Document Posted |  | Not Required | N/A | Wholesale Market Participation Agreement | https://www.pjm.com/pjmfiles/pub/planning/project-queues/wmpa/w1115_wmpa.pdf |  | Not Required | N/A | N/A |  | 4/30/2010 | N/A | N/A |  | 12/19/2017 |  | 6/30/2014 | 6/30/2014 |  | N | No
W1-116 | Emmitsburg 34kV | Mount St. Mary's PV Park | MD | Frederick | In Service | APS | 14 | 14 | 5.32 | 14 | Capacity | Generation Interconnection | Solar |  |  | N/A | https://www.pjm.com/pjmfiles/pub/planning/project-queues/feas_docs/w1116_fea.pdf | Document Posted | https://www.pjm.com/pjmfiles/pub/planning/project-queues/impact_studies/w1116_imp.pdf | Document Posted |  | Not Required | https://www.pjm.com/pjmfiles/pub/planning/project-queues/isa/w1_116_isa.pdf | Document Posted | N/A | https://www.pjm.com/pjmfiles/pub/planning/project-queues/csa/w1_116_csa.pdf | Document Posted | N/A | N/A |  | 4/30/2010 | N/A | N/A |  |  |  | 4/30/2012 | 4/30/2012 | 7/5/2012 | N | No
W1-117 | Silica Spur 1 |  | NJ | Cumberland | Withdrawn | AEC | 20 | 20 | 7.6 |  | Capacity | Generation Interconnection | Solar |  |  | N/A | https://www.pjm.com/pjmfiles/pub/planning/project-queues/feas_docs/w1117_fea.pdf | Document Posted | https://www.pjm.com/pjmfiles/pub/planning/project-queues/impact_studies/w1117_imp.pdf | Document Posted |  | Withdrawn | N/A |  | N/A |  |  | N/A | N/A |  | 4/30/2010 | N/A | N/A |  | 1/29/2014 | Customer Initiated Withdrawal | 6/30/2011 |  |  | N | No
W1-118 | Silica Spur 2 |  | NJ | Cumberland | Withdrawn | AEC | 20 | 20 | 7.6 |  | Capacity | Generation Interconnection | Solar |  |  | N/A | https://www.pjm.com/pjmfiles/pub/planning/project-queues/feas_docs/w1118_fea.pdf | Document Posted | https://www.pjm.com/pjmfiles/pub/planning/project-queues/impact_studies/w1118_imp.pdf | Document Posted |  | Withdrawn | N/A |  | N/A |  |  | N/A | N/A |  | 4/30/2010 | N/A | N/A |  | 1/29/2014 | Customer Initiated Withdrawal | 12/31/2011 |  |  | N | No
W1-119 | Pemberton Township 1 34.5 kV | Greenburg Solar | NJ | Burlington | In Service | JCPL | 8.8 | 8.8 | 3.34 | 8.8 | Capacity | Generation Interconnection | Solar |  |  | N/A | https://www.pjm.com/pjmfiles/pub/planning/project-queues/feas_docs/w1119_fea.pdf | Document Posted | https://www.pjm.com/pjmfiles/pub/planning/project-queues/impact_studies/w1119_imp.pdf | Document Posted |  | Not Required | N/A | Wholesale Market Participation Agreement | https://www.pjm.com/pjmfiles/pub/planning/project-queues/wmpa/w1119_wmpa.pdf |  | Not Required | N/A | N/A |  | 4/30/2010 | N/A | N/A |  |  |  | 10/31/2017 | 10/31/2017 | 6/16/2017 | N | No
W1-120 | Pemberton Township 2 34.5 kV | Perez Solar | NJ | Burlington | In Service | JCPL | 8.8 | 8.8 | 3.34 | 8.8 | Capacity | Generation Interconnection | Solar |  |  | N/A | https://www.pjm.com/pjmfiles/pub/planning/project-queues/feas_docs/w1120_fea.pdf | Document Posted | https://www.pjm.com/pjmfiles/pub/planning/project-queues/impact_studies/w1120_imp.pdf | Document Posted |  | Not Required | N/A | Wholesale Market Participation Agreement | https://www.pjm.com/pjmfiles/pub/planning/project-queues/wmpa/w1120_wmpa.pdf |  | Not Required | N/A | N/A |  | 4/30/2010 | N/A | N/A |  |  |  | 10/31/2017 | 10/31/2017 | 6/15/2017 | N | No
W1-121 | Crosswicks 13kV | Property #6 | NJ | Mercer | In Service | PSEG | 8 | 8 | 3.04 | 8 | Capacity | Generation Interconnection | Solar |  |  | N/A | https://www.pjm.com/pjmfiles/pub/planning/project-queues/feas_docs/w1121_fea.pdf | Document Posted | https://www.pjm.com/pjmfiles/pub/planning/project-queues/impact_studies/w1121_imp.pdf | Document Posted |  | Not Required | N/A | Wholesale Market Participation Agreement | https://www.pjm.com/pjmfiles/pub/planning/project-queues/wmpa/w1121_wmpa.pdf |  | Not Required | N/A | N/A |  | 4/30/2010 | N/A | N/A |  |  |  | 1/1/2012 | 1/1/2012 | 12/14/2011 | N | No
W1-122 | Wantage 12.47kV | Lower Unionville Road Solar Farm | NJ | Sussex | Withdrawn | JCPL | 5.13 | 5.13 | 1.93 |  | Capacity | Generation Interconnection | Solar |  |  | N/A | https://www.pjm.com/pjmfiles/pub/planning/project-queues/feas_docs/w1122_fea.pdf | Document Posted | https://www.pjm.com/pjmfiles/pub/planning/project-queues/impact_studies/w1122_imp.pdf | Document Posted |  | Not Required | N/A | Wholesale Market Participation Agreement | https://www.pjm.com/pjmfiles/pub/planning/project-queues/wmpa/w1122_wmpa.pdf |  | Not Required | N/A | N/A |  | 4/30/2010 | N/A | N/A |  | 3/7/2014 |  | 12/31/2014 | 12/31/2014 |  | N | No
W1-123 | Mannington Township 1 12kV |  | NJ | Salem | Withdrawn | AEC | 10 | 10 | 3.8 |  | Capacity | Generation Interconnection | Solar |  |  | N/A | https://www.pjm.com/pjmfiles/pub/planning/project-queues/feas_docs/w1123_fea.pdf | Document Posted |  | Withdrawn |  |  | N/A |  | N/A |  |  | N/A | N/A |  | 4/30/2010 | N/A | N/A |  | 9/1/2010 | Customer Initiated Withdrawal | 6/1/2011 |  |  | N | No
W1-124 | Tinton Falls 34.5kV | Tinton Falls Solar | NJ | Monmouth | In Service | JCPL | 16.9 | 16.9 | 6.4 | 16.9 | Capacity | Generation Interconnection | Solar |  |  | N/A | https://www.pjm.com/pjmfiles/pub/planning/project-queues/feas_docs/w1124_fea.pdf | Document Posted | https://www.pjm.com/pjmfiles/pub/planning/project-queues/impact_studies/w1124_imp.pdf | Document Posted |  | Not Required | https://www.pjm.com/pjmfiles/pub/planning/project-queues/isa/w1_124_isa.pdf | Document Posted | N/A | https://www.pjm.com/pjmfiles/pub/planning/project-queues/csa/w1_124_csa.pdf | Document Posted | N/A | N/A |  | 4/30/2010 | N/A | N/A |  |  |  | 8/1/2014 | 8/1/2014 | 12/6/2012 | N | No
W1-125 | Mannington Township 2 12kV |  | NJ | Salem | Withdrawn | AEC | 12 | 12 | 4.56 |  | Capacity | Generation Interconnection | Solar |  |  | N/A | https://www.pjm.com/pjmfiles/pub/planning/project-queues/feas_docs/w1125_fea.pdf | Document Posted |  | Withdrawn |  |  | N/A |  | N/A |  |  | N/A | N/A |  | 4/30/2010 | N/A | N/A |  | 8/26/2010 | Customer Milestone Not Met | 7/1/2011 |  |  | N | No
W1-126 | White | White Solar Farm | NJ | Warren | Withdrawn | JCPL | 10 | 10 | 3.8 |  | Capacity | Generation Interconnection | Solar |  |  | N/A | https://www.pjm.com/pjmfiles/pub/planning/project-queues/feas_docs/w1126_fea.pdf | Document Posted | https://www.pjm.com/pjmfiles/pub/planning/project-queues/impact_studies/w1126_imp.pdf | Document Posted |  | Not Required | https://www.pjm.com/pjmfiles/pub/planning/project-queues/isa/w1_126_isa.pdf | Document Posted | N/A | https://www.pjm.com/pjmfiles/pub/planning/project-queues/csa/w1_126_csa.pdf | Document Posted | N/A | N/A |  | 4/30/2010 | N/A | N/A |  | 11/21/2012 | Customer Initiated Withdrawal | 12/30/2013 | 12/30/2013 |  | N | No
W1-127 | Phillipsburg 12.47kV | Harmony Solar Farm | NJ | Warren | In Service | JCPL | 3 | 3 | 1.1 | 3 | Capacity | Generation Interconnection | Solar |  |  | N/A | https://www.pjm.com/pjmfiles/pub/planning/project-queues/feas_docs/w1127_fea.pdf | Document Posted | https://www.pjm.com/pjmfiles/pub/planning/project-queues/impact_studies/w1127_imp.pdf | Document Posted |  | Not Required | https://www.pjm.com/pjmfiles/pub/planning/project-queues/isa/w1_127_isa.pdf | Document Posted | N/A | https://www.pjm.com/pjmfiles/pub/planning/project-queues/csa/w1_127_csa.pdf | Document Posted | N/A | N/A |  | 4/30/2010 | N/A | N/A |  |  |  | 9/30/2015 | 9/30/2015 | 6/30/2015 | N | No
W1-128 | Red School Lane 69kV |  | NJ | Warren | Withdrawn | JCPL | 20 | 20 | 7.6 |  | Capacity | Generation Interconnection | Solar |  |  | N/A | https://www.pjm.com/pjmfiles/pub/planning/project-queues/feas_docs/w1128_fea.pdf | Document Posted | https://www.pjm.com/pjmfiles/pub/planning/project-queues/impact_studies/w1128_imp.pdf | Document Posted |  | Withdrawn | N/A |  | N/A |  |  | N/A | N/A |  | 4/30/2010 | N/A | N/A |  | 2/9/2011 | Customer Milestone Not Met | 11/30/2011 |  |  | N | No
W1-129 | Cookstown 34.5kV | Jacobstown Solar Farm | NJ | Burlington | In Service | JCPL | 5 | 5 | 1.9 | 5 | Capacity | Generation Interconnection | Solar |  |  | N/A | https://www.pjm.com/pjmfiles/pub/planning/project-queues/feas_docs/w1129_fea.pdf | Document Posted | https://www.pjm.com/pjmfiles/pub/planning/project-queues/impact_studies/w1129_imp.pdf | Document Posted |  | Not Required | https://www.pjm.com/pjmfiles/pub/planning/project-queues/isa/w1_129_isa.pdf | Document Posted | N/A | https://www.pjm.com/pjmfiles/pub/planning/project-queues/csa/w1_129_csa.pdf | Document Posted | N/A | N/A |  | 4/30/2010 | N/A | N/A |  |  |  | 5/29/2014 | 5/29/2014 | 9/20/2014 | N | No
W1-130 | Vine Road 12kV | Cedar Branch Solar Farm | NJ | Cumberland | In Service | AEC | 9.2 | 9.2 | 3.5 | 6 | Capacity | Generation Interconnection | Solar |  |  | N/A | https://www.pjm.com/pjmfiles/pub/planning/project-queues/feas_docs/w1130_fea.pdf | Document Posted | https://www.pjm.com/pjmfiles/pub/planning/project-queues/impact_studies/w1130_imp.pdf | Document Posted | https://www.pjm.com/pjmfiles/pub/planning/project-queues/facilities/w1130_fac.pdf | Document Posted | N/A | Wholesale Market Participation Agreement | https://www.pjm.com/pjmfiles/pub/planning/project-queues/wmpa/w1130_wmpa.pdf |  | Not Required | N/A | N/A |  | 4/30/2010 | N/A | N/A |  |  |  | 12/31/2016 | 12/31/2016 | 10/27/2016 | N | No
W1-131 | Kenney |  | MD | Worcester | Withdrawn | DPL | 5 | 5 | 1.9 |  | Capacity | Generation Interconnection | Solar |  |  | N/A | https://www.pjm.com/pjmfiles/pub/planning/project-queues/feas_docs/w1131_fea.pdf | Document Posted | https://www.pjm.com/pjmfiles/pub/planning/project-queues/impact_studies/w1131_imp.pdf | Document Posted |  | Withdrawn | N/A |  | N/A |  |  | N/A | N/A |  | 4/30/2010 | N/A | N/A |  | 2/3/2011 | Customer Milestone Not Met | 4/30/2011 |  |  | N | No
W1-132 | Pittstown | Paunch Solar | NJ | Hunterdon | In Service | JCPL | 2 | 2 | 0 | 2 | Energy | Generation Interconnection | Solar |  |  | N/A | https://www.pjm.com/pjmfiles/pub/planning/project-queues/feas_docs/w1132_fea.pdf | Document Posted | https://www.pjm.com/pjmfiles/pub/planning/project-queues/impact_studies/w1132_imp.pdf | Document Posted |  | Not Required | N/A | Wholesale Market Participation Agreement | https://www.pjm.com/pjmfiles/pub/planning/project-queues/wmpa/w1132_wmpa.pdf |  | Not Required | N/A | N/A |  | 4/30/2010 | N/A | N/A |  |  |  | 6/30/2014 | 6/30/2014 | 12/6/2013 | N | No
W2-001 | Fostoria Central 138/kV |  | OH | Hancock | Withdrawn | AEP | 66.6 | 66.6 | 8.6 |  | Capacity | Generation Interconnection | Wind |  |  | N/A | https://www.pjm.com/pjmfiles/pub/planning/project-queues/feas_docs/w2001_fea.pdf | Document Posted | https://www.pjm.com/pjmfiles/pub/planning/project-queues/impact_studies/w2001_imp.pdf | Document Posted | https://www.pjm.com/pjmfiles/pub/planning/project-queues/facilities/w2001_fac.pdf | Document Posted |  | Withdrawn | N/A |  | Withdrawn | N/A | N/A |  | 5/6/2010 | N/A | N/A |  | 9/15/2014 | Customer Milestone Not Met | 12/31/2015 | 12/31/2015 |  | N | No
W2-002 | Kennedyville 1 69kV |  | MD | Kent | Withdrawn | DPL | 20 | 20 | 7.6 |  | Capacity | Generation Interconnection | Solar |  |  | N/A | https://www.pjm.com/pjmfiles/pub/planning/project-queues/feas_docs/w2002_fea.pdf | Document Posted |  | Withdrawn |  |  | N/A |  | N/A |  |  | N/A | N/A |  | 5/10/2010 | N/A | N/A |  | 12/13/2010 | Customer Initiated Withdrawal | 12/1/2011 |  |  | N | No
W2-003 | Kennedyville 2 69kV |  | MD | Kent | Withdrawn | DPL | 20 | 20 | 7.6 |  | Capacity | Generation Interconnection | Solar |  |  | N/A | https://www.pjm.com/pjmfiles/pub/planning/project-queues/feas_docs/w2003_fea.pdf | Document Posted |  | Withdrawn |  |  | N/A |  | N/A |  |  | N/A | N/A |  | 5/10/2010 | N/A | N/A |  | 12/13/2010 | Customer Initiated Withdrawal | 12/1/2011 |  |  | N | No
W2-004 | Foundry St. 138kV |  | NJ | Essex | Withdrawn | PSEG | 45 | 45 | 45 |  | Capacity | Generation Interconnection | Other |  |  | N/A | https://www.pjm.com/pjmfiles/pub/planning/project-queues/feas_docs/w2004_fea.pdf | Document Posted | https://www.pjm.com/pjmfiles/pub/planning/project-queues/impact_studies/w2004_imp.pdf | Document Posted |  | Not Required | N/A |  | N/A |  |  | N/A | N/A |  | 5/12/2010 | N/A | N/A |  | 5/23/2012 | Customer Milestone Not Met | 9/1/2012 |  |  | N | No
W2-005 | Pruntytown 138kV |  | WV | Taylor | Withdrawn | APS | 30 | 30 | 30 |  | Capacity | Generation Interconnection | Hydro |  |  | N/A | https://www.pjm.com/pjmfiles/pub/planning/project-queues/feas_docs/w2005_fea.pdf | Document Posted |  | Withdrawn |  |  | N/A |  | N/A |  |  | N/A | N/A |  | 5/12/2010 | N/A | N/A |  | 12/16/2010 | Customer Milestone Not Met | 10/30/2013 |  |  | N | No
W2-006 | Newburgh 12kV |  | NJ | Morris | Withdrawn | JCPL | 1 | 1 | 0.38 |  | Capacity | Generation Interconnection | Solar |  |  | N/A | https://www.pjm.com/pjmfiles/pub/planning/project-queues/feas_docs/w2006_fea.pdf | Document Posted |  | Withdrawn |  |  | N/A |  | N/A |  |  | N/A | N/A |  | 5/12/2010 | N/A | N/A |  | 11/19/2010 | Customer Milestone Not Met | 11/30/2010 |  |  | N | No
W2-007 | East Leipsic 138kV |  | OH | Putnam | Withdrawn | AEP | 100 | 100 | 13 |  | Capacity | Generation Interconnection | Wind |  |  | N/A | https://www.pjm.com/pjmfiles/pub/planning/project-queues/feas_docs/w2007_fea.pdf | Document Posted | https://www.pjm.com/pjmfiles/pub/planning/project-queues/impact_studies/w2007_imp.pdf | Document Posted |  | Withdrawn | N/A |  | N/A |  |  | N/A | N/A |  | 5/14/2010 | N/A | N/A |  | 1/29/2013 | Customer Initiated Withdrawal | 12/31/2013 |  |  | N | No
W2-009 | Hopewell 230kV |  | VA | City of Hopewell | Withdrawn | Dominion | 18 | 18 | 8 |  | Capacity | Generation Interconnection | Natural Gas |  |  | N/A | https://www.pjm.com/pjmfiles/pub/planning/project-queues/feas_docs/w2009_fea.pdf | Document Posted | https://www.pjm.com/pjmfiles/pub/planning/project-queues/impact_studies/w2009_imp.pdf | Document Posted |  | Not Required |  | Withdrawn | N/A |  | Not Required | N/A | N/A |  | 5/19/2010 | N/A | N/A |  | 12/22/2010 | Customer Initiated Withdrawal | 5/31/2011 |  |  | N | No
W2-010 | Conemaugh Unit 1 | Conemaugh Generating Station | PA | Indiana | In Service | PENELEC | 870 | 20 | 20 | 20 | Capacity | Generation Interconnection | Coal |  |  | N/A | https://www.pjm.com/pjmfiles/pub/planning/project-queues/feas_docs/w2010_fea.pdf | Document Posted | https://www.pjm.com/pjmfiles/pub/planning/project-queues/impact_studies/w2010_imp.pdf | Document Posted |  | Not Required | https://www.pjm.com/pjmfiles/pub/planning/project-queues/isa/w2_010_isa.pdf | Document Posted | N/A |  | Not Required | N/A | N/A |  | 5/20/2010 | N/A | N/A |  |  |  | 6/30/2013 |  | 7/9/2012 | N | No
W2-011 | Conemaugh Unit 2 | Conemaugh Generating Station | PA | Indiana | In Service | PENELEC | 870 | 20 | 20 | 20 | Capacity | Generation Interconnection | Coal |  |  | N/A | https://www.pjm.com/pjmfiles/pub/planning/project-queues/feas_docs/w2011_fea.pdf | Document Posted | https://www.pjm.com/pjmfiles/pub/planning/project-queues/impact_studies/w2011_imp.pdf | Document Posted |  | Not Required | https://www.pjm.com/pjmfiles/pub/planning/project-queues/isa/w2_011_isa.pdf | Document Posted | N/A |  | Not Required | N/A | N/A |  | 5/20/2010 | N/A | N/A |  |  |  | 6/30/2013 |  | 7/9/2012 | N | No
W2-014 | Richmond |  | PA | Philadelphia | In Service | PECO | 98 | 2 | 2 | 2 | Capacity | Generation Interconnection | Oil |  |  | N/A | https://www.pjm.com/pjmfiles/pub/planning/project-queues/feas_docs/w2014_fea.pdf | Document Posted | https://www.pjm.com/pjmfiles/pub/planning/project-queues/impact_studies/w2014_imp.pdf | Document Posted |  | Not Required | https://www.pjm.com/pjmfiles/pub/planning/project-queues/isa/w2_014_isa.pdf | Document Posted | N/A |  | Not Required | N/A | N/A |  | 5/25/2010 | N/A | N/A |  |  |  | 11/25/2010 |  | 6/24/2014 | N | No
W2-015 | Bridgeton 12kV |  | NJ | Cumberland | Withdrawn | AEC | 10 | 10 | 3.8 |  | Capacity | Generation Interconnection | Solar |  |  | N/A | https://www.pjm.com/pjmfiles/pub/planning/project-queues/feas_docs/w2015_fea.pdf | Document Posted |  | Withdrawn |  |  | N/A |  | N/A |  |  | N/A | N/A |  | 5/25/2010 | N/A | N/A |  | 12/1/2010 | Customer Milestone Not Met | 12/31/2011 |  |  | N | No
W2-016 | Frenchtown 34.5kV | Barbertown-Point Breeze Solar Farm | NJ | Hunterdon | In Service | JCPL | 15 | 15 | 5.7 | 8 | Capacity | Generation Interconnection | Solar |  |  | N/A | https://www.pjm.com/pjmfiles/pub/planning/project-queues/feas_docs/w2016_fea.pdf | Document Posted | https://www.pjm.com/pjmfiles/pub/planning/project-queues/impact_studies/w2016_imp.pdf | Document Posted |  | Not Required | N/A | Wholesale Market Participation Agreement | https://www.pjm.com/pjmfiles/pub/planning/project-queues/wmpa/w2016_wmpa.pdf |  | Not Required | N/A | N/A |  | 5/25/2010 | N/A | N/A |  |  |  | 6/30/2014 | 6/30/2014 | 12/31/2013 | N | No
W2-017 | Pennsville Township |  | NJ | Salem | Withdrawn | AEC | 6 | 6 | 2.28 |  | Capacity | Generation Interconnection | Solar |  |  | N/A |  | Withdrawn |  |  |  |  | N/A |  | N/A |  |  | N/A | N/A |  | 5/28/2010 | N/A | N/A |  | 6/16/2010 |  | 6/1/2012 |  |  | N | No
W2-018 | Cumberland County Landfill | Cumberland County Landfill | PA | Cumberland | In Service | PENELEC | 11.2 | 4.8 | 4.8 | 0 | Capacity | Generation Interconnection | Methane |  |  | N/A | https://www.pjm.com/pjmfiles/pub/planning/project-queues/feas_docs/w2018_fea.pdf | Document Posted | https://www.pjm.com/pjmfiles/pub/planning/project-queues/impact_studies/w2018_imp.pdf | Document Posted |  | Not Required | https://www.pjm.com/pjmfiles/pub/planning/project-queues/isa/w2_018_isa.pdf | Document Posted | N/A |  | Not Required | N/A | N/A |  | 5/28/2010 | N/A | N/A |  |  |  | 12/31/2012 | 12/31/2012 | 4/22/2012 | N | No
W2-019 | Wrightstown 34.5kV | Shemesh Solar Farm | NJ | Burlington | In Service | JCPL | 6 | 6 | 2.3 | 4.8 | Capacity | Generation Interconnection | Solar |  |  | N/A | https://www.pjm.com/pjmfiles/pub/planning/project-queues/feas_docs/w2019_fea.pdf | Document Posted | https://www.pjm.com/pjmfiles/pub/planning/project-queues/impact_studies/w2019_imp.pdf | Document Posted |  | Not Required | https://www.pjm.com/pjmfiles/pub/planning/project-queues/isa/w2_019_isa.pdf | Document Posted | N/A | https://www.pjm.com/pjmfiles/pub/planning/project-queues/csa/w2_019_csa.pdf | Document Posted | N/A | N/A | 9/22/2016 | 5/28/2010 | N/A | N/A | 10/1/2016 |  |  | 9/30/2016 | 9/30/2016 | 10/24/2016 | N | No
W2-020 | Deptford 13kV |  | NJ | Camden | Withdrawn | PSEG | 5 | 5 | 1.9 |  | Capacity | Generation Interconnection | Solar |  |  | N/A | https://www.pjm.com/pjmfiles/pub/planning/project-queues/feas_docs/w2020_fea.pdf | Document Posted | https://www.pjm.com/pjmfiles/pub/planning/project-queues/impact_studies/w2020_imp.pdf | Document Posted |  | Not Required | N/A | Wholesale Market Participation Agreement | https://www.pjm.com/pjmfiles/pub/planning/project-queues/wmpa/w2020_wmpa.pdf |  | Not Required | N/A | N/A |  | 5/28/2010 | N/A | N/A |  | 8/28/2012 | Customer Milestone Not Met | 8/30/2011 | 8/30/2011 |  | N | No
W2-021 | Deptford 13kV |  | NJ | Camden | Withdrawn | PSEG | 5 | 5 | 1.9 |  | Capacity | Generation Interconnection | Solar |  |  | N/A | https://www.pjm.com/pjmfiles/pub/planning/project-queues/feas_docs/w2021_fea.pdf | Document Posted | https://www.pjm.com/pjmfiles/pub/planning/project-queues/impact_studies/w2021_imp.pdf | Document Posted |  | Not Required | N/A | Wholesale Market Participation Agreement | https://www.pjm.com/pjmfiles/pub/planning/project-queues/wmpa/w2021_wmpa.pdf |  | Not Required | N/A | N/A |  | 5/28/2010 | N/A | N/A |  | 8/28/2012 | Customer Milestone Not Met | 8/30/2011 | 8/30/2011 |  | N | No
W2-022 | Pantego 115kV | Pantego Wind Farm | NC | Hyde | Withdrawn | Dominion | 73.6 | 73.6 | 9.57 |  | Capacity | Generation Interconnection | Wind |  |  | N/A | https://www.pjm.com/pjmfiles/pub/planning/project-queues/feas_docs/w2022_fea.pdf | Document Posted | https://www.pjm.com/pjmfiles/pub/planning/project-queues/impact_studies/w2022_imp.pdf | Document Posted | https://www.pjm.com/pjmfiles/pub/planning/project-queues/facilities/w2022_fac.pdf | Document Posted | https://www.pjm.com/pjmfiles/pub/planning/project-queues/isa/w2_022_isa.pdf | Document Posted | N/A | https://www.pjm.com/pjmfiles/pub/planning/project-queues/csa/w2_022_csa.pdf | Document Posted | N/A | N/A |  | 5/28/2010 | N/A | N/A |  | 11/22/2016 | Customer Initiated Withdrawal | 10/15/2018 | 10/15/2018 |  | N | No
W2-023 | Sewaren 230kV |  | NJ | Middlesex | Withdrawn | PSEG | 625 | 625 | 625 |  | Capacity | Generation Interconnection | Natural Gas |  |  | N/A | https://www.pjm.com/pjmfiles/pub/planning/project-queues/feas_docs/w2023_fea.pdf | Document Posted | https://www.pjm.com/pjmfiles/pub/planning/project-queues/impact_studies/w2023_imp.pdf | Document Posted | https://www.pjm.com/pjmfiles/pub/planning/project-queues/facilities/w2023_fac.pdf | Document Posted |  | Withdrawn | N/A |  | Withdrawn | N/A | N/A |  | 5/28/2010 | N/A | N/A |  | 2/24/2015 | Customer Initiated Withdrawal | 5/31/2017 | 5/31/2017 |  | N | No
W2-024 | Kearny 138kV |  | NJ | Middlesex | Withdrawn | PSEG | 625 | 625 | 625 |  | Capacity | Generation Interconnection | Natural Gas |  |  | N/A | https://www.pjm.com/pjmfiles/pub/planning/project-queues/feas_docs/w2024_fea.pdf | Document Posted |  | Withdrawn |  |  | N/A |  | N/A |  |  | N/A | N/A |  | 5/28/2010 | N/A | N/A |  | 11/29/2011 | Customer Milestone Not Met | 5/31/2014 |  |  | N | No
W2-025 | Oldmans Township |  | NJ | Salem | Withdrawn | AEC | 20 | 20 | 7.6 |  | Capacity | Generation Interconnection | Solar |  |  | N/A | https://www.pjm.com/pjmfiles/pub/planning/project-queues/feas_docs/w2025_fea.pdf | Document Posted |  | Withdrawn |  |  | N/A |  | N/A |  |  | N/A | N/A |  | 5/28/2010 | N/A | N/A |  | 11/23/2010 | Customer Initiated Withdrawal | 9/30/2011 |  |  | N | No
W2-026 | Glassboro Road | Suncatcher Clean Energy | NJ | Gloucester | Withdrawn | AEC | 1.5 | 1.5 | 0 |  | Energy | Generation Interconnection | Solar |  |  | N/A | https://www.pjm.com/pjmfiles/pub/planning/project-queues/feas_docs/w2026_fea.pdf | Document Posted | https://www.pjm.com/pjmfiles/pub/planning/project-queues/impact_studies/w2026_imp.pdf | Document Posted | https://www.pjm.com/pjmfiles/pub/planning/project-queues/facilities/w2026_fac.pdf | Document Posted | N/A | Wholesale Market Participation Agreement | https://www.pjm.com/pjmfiles/pub/planning/project-queues/wmpa/w2026_wmpa.pdf |  | Not Required | N/A | N/A |  | 5/28/2010 | N/A | N/A |  | 5/14/2013 | Customer Milestone Not Met | 4/30/2013 | 4/30/2013 |  | N | No
W2-027 | Terrace 12kV |  | NJ | Gloucester | Withdrawn | PSEG | 5 | 5 | 1.9 |  | Capacity | Generation Interconnection | Solar |  |  | N/A | https://www.pjm.com/pjmfiles/pub/planning/project-queues/feas_docs/w2027_fea.pdf | Document Posted | https://www.pjm.com/pjmfiles/pub/planning/project-queues/impact_studies/w2027_imp.pdf | Document Posted |  | Not Required |  | Withdrawn | N/A |  | Withdrawn | N/A | N/A |  | 5/28/2010 | N/A | N/A |  | 1/5/2011 | Customer Milestone Not Met | 9/30/2011 | 9/30/2011 |  | N | No
W2-028 | Limerick #1 |  | PA | Montgomery | Withdrawn | PECO | 1218 | 5 | 5 |  | Capacity | Generation Interconnection | Nuclear |  |  | N/A | https://www.pjm.com/pjmfiles/pub/planning/project-queues/feas_docs/w2028_fea.pdf | Document Posted | https://www.pjm.com/pjmfiles/pub/planning/project-queues/impact_studies/w2028_imp.pdf | Document Posted |  | Not Required | N/A |  | N/A |  |  | N/A | N/A |  | 6/1/2010 | N/A | N/A |  | 7/7/2020 |  | 12/31/2014 | 12/31/2014 |  | N | No
W2-029 | Limerick #2 |  | PA | Montgomery | Withdrawn | PECO | 1218 | 5 | 5 |  | Capacity | Generation Interconnection | Nuclear |  |  | N/A | https://www.pjm.com/pjmfiles/pub/planning/project-queues/feas_docs/w2029_fea.pdf | Document Posted | https://www.pjm.com/pjmfiles/pub/planning/project-queues/impact_studies/w2029_imp.pdf | Document Posted |  | Not Required | N/A |  | N/A |  |  | N/A | N/A |  | 6/1/2010 | N/A | N/A |  | 7/7/2020 |  | 12/31/2014 | 12/31/2014 |  | N | No
W2-030 | Egg Harbor Township | 1307 Doughty Road | NJ | Atlantic | In Service | AEC | 9.6 | 9.6 | 3.65 | 9 | Capacity | Generation Interconnection | Solar |  |  | N/A | https://www.pjm.com/pjmfiles/pub/planning/project-queues/feas_docs/w2030_fea.pdf | Document Posted | https://www.pjm.com/pjmfiles/pub/planning/project-queues/impact_studies/w2030_imp.pdf | Document Posted | https://www.pjm.com/pjmfiles/pub/planning/project-queues/facilities/w2030_fac.pdf | Document Posted | N/A | Wholesale Market Participation Agreement | https://www.pjm.com/pjmfiles/pub/planning/project-queues/wmpa/w2030_wmpa.pdf |  | Not Required | N/A | N/A |  | 6/3/2010 | N/A | N/A |  |  |  | 9/30/2016 | 9/30/2016 | 10/4/2016 | N | No
W2-031 | Gloucester 26kV |  | NJ | Gloucester | Withdrawn | PSEG | 8.5 | 8.5 | 3.23 |  | Capacity | Generation Interconnection | Solar |  |  | N/A | https://www.pjm.com/pjmfiles/pub/planning/project-queues/feas_docs/w2031_fea.pdf | Document Posted | https://www.pjm.com/pjmfiles/pub/planning/project-queues/impact_studies/w2031_imp.pdf | Document Posted |  | Not Required |  | Withdrawn | N/A | https://www.pjm.com/pjmfiles/pub/planning/project-queues/csa/w2_031_csa.pdf | Document Posted | N/A | N/A |  | 6/10/2010 | N/A | N/A |  | 9/13/2011 | Customer Initiated Withdrawal | 12/31/2012 |  |  | N | No
W2-032 | Stow Creek Township |  | NJ | Cumberland | Withdrawn | AEC | 20 | 20 | 7.6 |  | Capacity | Generation Interconnection | Solar |  |  | N/A | https://www.pjm.com/pjmfiles/pub/planning/project-queues/feas_docs/w2032_fea.pdf | Document Posted |  | Withdrawn |  |  | N/A |  | N/A |  |  | N/A | N/A |  | 6/10/2010 | N/A | N/A |  | 11/30/2010 | Customer Initiated Withdrawal | 12/31/2011 |  |  | N | No
W2-034 | Cohansey Road |  | NJ | Salem | Withdrawn | AEC | 20 | 20 | 7.5 |  | Capacity | Generation Interconnection | Solar |  |  | N/A | https://www.pjm.com/pjmfiles/pub/planning/project-queues/feas_docs/w2034_fea.pdf | Document Posted |  | Withdrawn |  |  | N/A |  | N/A |  |  | N/A | N/A |  | 6/16/2010 | N/A | N/A |  | 2/2/2011 | Customer Initiated Withdrawal | 9/1/2011 |  |  | N | No
W2-035 | Cohansey Road |  | NJ | Salem | Withdrawn | AEC | 16 | 16 | 6 |  | Capacity | Generation Interconnection | Solar |  |  | N/A | https://www.pjm.com/pjmfiles/pub/planning/project-queues/feas_docs/w2035_fea.pdf | Document Posted | https://www.pjm.com/pjmfiles/pub/planning/project-queues/impact_studies/w2035_imp.pdf | Document Posted |  | Withdrawn | N/A |  | N/A |  |  | N/A | N/A |  | 6/16/2010 | N/A | N/A |  | 2/3/2014 | Customer Initiated Withdrawal | 9/1/2011 |  |  | N | No
W2-036 | Polhemus Lane 13kV | Central SP | NJ | Somerset | In Service | PSEG | 0.749 | 0.749 | 0.284 | 0.749 | Capacity | Generation Interconnection | Solar |  |  | N/A | https://www.pjm.com/pjmfiles/pub/planning/project-queues/feas_docs/w2036_fea.pdf | Document Posted | https://www.pjm.com/pjmfiles/pub/planning/project-queues/impact_studies/w2036_imp.pdf | Document Posted |  | Not Required | N/A | Wholesale Market Participation Agreement | https://www.pjm.com/pjmfiles/pub/planning/project-queues/wmpa/w2036_wmpa.pdf |  | Not Required | N/A | N/A |  | 6/18/2010 | N/A | N/A |  |  |  | 3/21/2010 | 3/21/2010 | 3/21/2011 | N | No
W2-037 | Cookstown 34.5kV |  | NJ | Burlington | Withdrawn | JCPL | 7 | 7 | 2.66 |  | Capacity | Generation Interconnection | Solar |  |  | N/A | https://www.pjm.com/pjmfiles/pub/planning/project-queues/feas_docs/w2037_fea.pdf | Document Posted |  | Withdrawn |  |  | N/A |  | N/A |  |  | N/A | N/A |  | 6/22/2010 | N/A | N/A |  | 12/1/2010 | Customer Milestone Not Met | 11/30/2011 |  |  | N | No
W2-039 | Clayville 69kV | Clayville Unit #1 | NJ | Cumberland | In Service | AEC | 63 | 63 | 63 | 63 | Capacity | Generation Interconnection | Natural Gas |  |  | N/A | https://www.pjm.com/pjmfiles/pub/planning/project-queues/feas_docs/w2039_fea.pdf | Document Posted | https://www.pjm.com/pjmfiles/pub/planning/project-queues/impact_studies/w2039_imp.pdf | Document Posted | https://www.pjm.com/pjmfiles/pub/planning/project-queues/facilities/w2039_fac.pdf | Document Posted | https://www.pjm.com/pjmfiles/pub/planning/project-queues/isa/w2_039_isa.pdf | Document Posted | N/A | https://www.pjm.com/pjmfiles/pub/planning/project-queues/csa/w2_039_csa.pdf | Document Posted | N/A | N/A |  | 6/28/2010 | N/A | N/A |  |  |  | 6/1/2015 | 6/1/2015 | 11/1/2015 | N | No
W2-040 | Camden 69kV | Preble Solar Energy | OH | Preble | Withdrawn | Dayton | 20 | 20 | 7.6 |  | Capacity | Generation Interconnection | Solar |  |  | N/A | https://www.pjm.com/pjmfiles/pub/planning/project-queues/feas_docs/w2040_fea.pdf | Document Posted | https://www.pjm.com/pjmfiles/pub/planning/project-queues/impact_studies/w2040_imp.pdf | Document Posted |  | Not Required | https://www.pjm.com/pjmfiles/pub/planning/project-queues/isa/w2_040_isa.pdf | Document Posted | N/A | https://www.pjm.com/pjmfiles/pub/planning/project-queues/csa/w2_040_csa.pdf | Document Posted | N/A | N/A |  | 6/29/2010 | N/A | N/A |  | 1/23/2020 |  | 6/1/2018 | 6/1/2018 |  | N | No
W2-041 | Egg Harbor Township |  | NJ | Atlantic | Withdrawn | AEC | 2.6 | 2.5 | 0.95 |  | Capacity | Generation Interconnection | Solar |  |  | N/A |  | Withdrawn |  |  |  |  | N/A |  | N/A |  |  | N/A | N/A |  | 6/29/2010 | N/A | N/A |  | 8/2/2010 | Customer Initiated Withdrawal | 3/1/2011 |  |  | N | No
W2-042 | Dennis Township |  | NJ | Cape May | Withdrawn | AEC | 5 | 5 | 1.9 |  | Capacity | Generation Interconnection | Solar |  |  | N/A | https://www.pjm.com/pjmfiles/pub/planning/project-queues/feas_docs/w2042_fea.pdf | Document Posted |  | Withdrawn |  |  | N/A |  | N/A |  |  | N/A | N/A |  | 6/29/2010 | N/A | N/A |  | 12/1/2010 | Customer Milestone Not Met | 6/30/2011 |  |  | N | No
W2-044 | Columbia 138kV |  | IN | Whitley | Withdrawn | AEP | 100.5 | 100.5 | 13.06 |  | Capacity | Generation Interconnection | Wind |  |  | N/A | https://www.pjm.com/pjmfiles/pub/planning/project-queues/feas_docs/w2044_fea.pdf | Document Posted |  | Withdrawn |  |  | N/A |  | N/A |  |  | N/A | N/A |  | 6/30/2010 | N/A | N/A |  | 1/5/2011 | Customer Initiated Withdrawal | 9/1/2011 |  |  | N | No
W2-046 | Powerton-Goodings Grove 345kV |  | IL | Livingston | Withdrawn | ComEd | 450 | 450 | 58.5 |  | Capacity | Generation Interconnection | Wind |  |  | N/A |  | Withdrawn |  |  |  |  | N/A |  | N/A |  |  | N/A | N/A |  | 6/30/2010 | N/A | N/A |  | 12/7/2011 | Customer Initiated Withdrawal | 12/31/2013 |  |  | N | No
W2-047 | Oldmans Township |  | NJ | Salem | Withdrawn | AEC | 7.5 | 7.5 | 2.85 |  | Capacity | Generation Interconnection | Solar |  |  | N/A | https://www.pjm.com/pjmfiles/pub/planning/project-queues/feas_docs/w2047_fea.pdf | Document Posted | https://www.pjm.com/pjmfiles/pub/planning/project-queues/impact_studies/w2047_imp.pdf | Document Posted | https://www.pjm.com/pjmfiles/pub/planning/project-queues/facilities/w2047_fac.pdf | Document Posted |  | Withdrawn | N/A |  | Not Required | N/A | N/A |  | 6/30/2010 | N/A | N/A |  | 5/15/2014 | Customer Initiated Withdrawal | 8/31/2011 |  |  | N | No
W2-048 | Brokaw-Lanesville | Hilltopper Wind, LLC | IL | Logan | In Service | ComEd | 62.5 | 62.5 | 0 | 62.5 | Energy | Generation Interconnection | Wind |  |  | N/A | https://www.pjm.com/pjmfiles/pub/planning/project-queues/feas_docs/w2048_fea.pdf | Document Posted | https://www.pjm.com/pjmfiles/pub/planning/project-queues/impact_studies/w2048_imp.pdf | Document Posted | https://www.pjm.com/pjmfiles/pub/planning/project-queues/facilities/w2048_fac.pdf | Document Posted | https://www.pjm.com/pjmfiles/pub/planning/project-queues/isa/w2_048_isa.pdf | Document Posted | N/A | https://www.pjm.com/pjmfiles/pub/planning/project-queues/csa/w2_048_csa.pdf | Document Posted | N/A | N/A |  | 6/30/2010 | N/A | N/A |  |  |  | 5/31/2019 | 5/31/2019 | 11/1/2018 | N | No
W2-049 | Reedy Creek 115kV | South Boston Energy Facility | VA | Halifax | In Service | Dominion | 47.4 | 47.4 | 47.4 | 47.4 | Capacity | Generation Interconnection | Biomass |  |  | N/A | https://www.pjm.com/pjmfiles/pub/planning/project-queues/feas_docs/w2049_fea.pdf | Document Posted | https://www.pjm.com/pjmfiles/pub/planning/project-queues/impact_studies/w2049_imp.pdf | Document Posted | https://www.pjm.com/pjmfiles/pub/planning/project-queues/facilities/w2049_fac.pdf | Document Posted | https://www.pjm.com/pjmfiles/pub/planning/project-queues/isa/w2_049_isa.pdf | Document Posted | N/A | https://www.pjm.com/pjmfiles/pub/planning/project-queues/csa/w2_049_csa.pdf | Document Posted | N/A | N/A |  | 6/30/2010 | N/A | N/A |  |  |  | 5/30/2013 |  | 9/24/2013 | N | No
W2-050 | Flemington | Flemington Solar Farm | NJ | Hunterdon | In Service | JCPL | 10 | 10 | 0 | 8 | Energy | Generation Interconnection | Solar |  |  | N/A | https://www.pjm.com/pjmfiles/pub/planning/project-queues/feas_docs/w2050_fea.pdf | Document Posted | https://www.pjm.com/pjmfiles/pub/planning/project-queues/impact_studies/w2050_imp.pdf | Document Posted |  | Not Required | https://www.pjm.com/pjmfiles/pub/planning/project-queues/isa/w2_050_isa.pdf | Document Posted | N/A | https://www.pjm.com/pjmfiles/pub/planning/project-queues/csa/w2_050_csa.pdf | Document Posted | N/A | N/A | 4/1/2016 | 7/13/2010 | N/A | N/A |  |  |  | 4/1/2016 | 4/1/2016 | 3/22/2016 | N | No
W2-051 | Woodstown 69kV |  | NJ | Salem | Withdrawn | AEC | 20 | 2 | 7.6 |  | Capacity | Generation Interconnection | Solar |  |  | N/A | https://www.pjm.com/pjmfiles/pub/planning/project-queues/feas_docs/w2051_fea.pdf | Document Posted |  | Withdrawn |  |  | N/A |  | N/A |  |  | N/A | N/A |  | 7/13/2010 | N/A | N/A |  | 11/30/2010 | Customer Initiated Withdrawal | 12/31/2011 |  |  | N | No
W2-052 | Pierson Avenue 13kV |  | NJ | Middlesex | In Service | PSEG | 0.592 | 0.592 | 0.225 | 0.592 | Capacity | Generation Interconnection | Solar |  |  | N/A | https://www.pjm.com/pjmfiles/pub/planning/project-queues/feas_docs/w2052_fea.pdf | Document Posted | https://www.pjm.com/pjmfiles/pub/planning/project-queues/impact_studies/w2052_imp.pdf | Document Posted |  | Not Required | N/A | Wholesale Market Participation Agreement | https://www.pjm.com/pjmfiles/pub/planning/project-queues/wmpa/w2052_wmpa.pdf |  | Not Required | N/A | N/A |  | 7/19/2010 | N/A | N/A |  |  |  | 3/14/2011 | 3/14/2011 | 3/14/2011 | N | No
W2-053 | West Waynesboro 34.5kV I |  | PA | Franklin | Withdrawn | APS | 20 | 20 | 7.6 |  | Capacity | Generation Interconnection | Solar |  |  | N/A | https://www.pjm.com/pjmfiles/pub/planning/project-queues/feas_docs/w2053_fea.pdf | Document Posted | https://www.pjm.com/pjmfiles/pub/planning/project-queues/impact_studies/w2053_imp.pdf | Document Posted |  | Withdrawn | N/A |  | N/A |  |  | N/A | N/A |  | 7/21/2010 | N/A | N/A |  | 4/3/2011 | Customer Initiated Withdrawal | 7/1/2012 |  |  | N | No
W2-054 | West Waynesboro II 34.5kV II |  | PA | Franklin | Withdrawn | APS | 20 | 20 | 7.6 |  | Capacity | Generation Interconnection | Solar |  |  | N/A | https://www.pjm.com/pjmfiles/pub/planning/project-queues/feas_docs/w2054_fea.pdf | Document Posted | https://www.pjm.com/pjmfiles/pub/planning/project-queues/impact_studies/w2054_imp.pdf | Document Posted |  | Withdrawn | N/A |  | N/A |  |  | N/A | N/A |  | 7/21/2010 | N/A | N/A |  | 4/3/2011 | Customer Initiated Withdrawal | 7/1/2012 |  |  | N | No
W2-056 | Lumberton 13kV | Reeves Station Road Solar | NJ | Burlington | In Service | PSEG | 11 | 11 | 4.18 | 11 | Capacity | Generation Interconnection | Solar |  |  | N/A | https://www.pjm.com/pjmfiles/pub/planning/project-queues/feas_docs/w2056_fea.pdf | Document Posted | https://www.pjm.com/pjmfiles/pub/planning/project-queues/impact_studies/w2056_imp.pdf | Document Posted |  | Not Required | N/A | Wholesale Market Participation Agreement | https://www.pjm.com/pjmfiles/pub/planning/project-queues/wmpa/w2056_wmpa.pdf |  | Not Required | N/A | N/A |  | 7/23/2010 | N/A | N/A |  |  |  | 9/1/2012 | 9/1/2012 | 10/16/2012 | N | No
W2-057 | Laurel Mountain | Laurel Mountain BT | WV | Barbour | In Service | APS | 125 | 27.4 | 0 | 27.4 | Energy | Generation Interconnection | Storage |  |  | N/A | https://www.pjm.com/pjmfiles/pub/planning/project-queues/feas_docs/w2057_fea.pdf | Document Posted | https://www.pjm.com/pjmfiles/pub/planning/project-queues/impact_studies/w2057_imp.pdf | Document Posted |  | Not Required | https://www.pjm.com/pjmfiles/pub/planning/project-queues/isa/w2_057_isa.pdf | Document Posted | N/A |  | Not Required | N/A | N/A |  | 7/28/2010 | N/A | N/A |  |  |  | 7/30/2011 | 7/30/2011 | 9/21/2011 | N | No
W2-058 | Southampton 13kV |  | NJ | Burlington | Withdrawn | PSEG | 1 | 1 | 0.38 |  | Capacity | Generation Interconnection | Solar |  |  | N/A | https://www.pjm.com/pjmfiles/pub/planning/project-queues/feas_docs/w2058_fea.pdf | Document Posted | https://www.pjm.com/pjmfiles/pub/planning/project-queues/impact_studies/w2058_imp.pdf | Document Posted |  | Not Required |  | Withdrawn | N/A |  | Not Required | N/A | N/A |  | 7/29/2010 | N/A | N/A |  | 1/5/2011 | Customer Milestone Not Met | 2/28/2012 | 2/28/2012 |  | N | No
W2-059 | Strasburg 12kV | Sight & Sound Theaters | PA | Lancaster | Withdrawn | PPL | 2.4 | 2.4 | 1 |  | Capacity | Generation Interconnection | Diesel |  |  | N/A | https://www.pjm.com/pjmfiles/pub/planning/project-queues/feas_docs/w2059_fea.pdf | Document Posted | https://www.pjm.com/pjmfiles/pub/planning/project-queues/impact_studies/w2059_imp.pdf | Document Posted |  | Not Required | N/A | Wholesale Market Participation Agreement | https://www.pjm.com/pjmfiles/pub/planning/project-queues/wmpa/w2059_wmpa.pdf |  | Not Required | N/A | N/A |  | 7/29/2010 | N/A | N/A |  | 8/27/2012 | CIW | 12/31/2012 | 12/31/2012 |  | N | No
W2-060 | Burlington 26kV | Florence solar | NJ | Burlington | Withdrawn | PSEG | 20 | 20 | 7.6 |  | Capacity | Generation Interconnection | Solar |  |  | N/A | https://www.pjm.com/pjmfiles/pub/planning/project-queues/feas_docs/w2060_fea.pdf | Document Posted | https://www.pjm.com/pjmfiles/pub/planning/project-queues/impact_studies/w2060_imp.pdf | Document Posted |  | Not Required | N/A | Wholesale Market Participation Agreement | https://www.pjm.com/pjmfiles/pub/planning/project-queues/wmpa/w2060_wmpa.pdf |  | Not Required | N/A | N/A |  | 7/29/2010 | N/A | N/A |  | 5/30/2013 | Customer Initiated Withdrawal | 2/28/2014 | 2/28/2014 |  | N | No
W2-061 | Ringoes 12kV | Everitt Solar Farm | NJ | Hunterdon | In Service | JCPL | 3 | 3 | 1.1 | 3 | Capacity | Generation Interconnection | Solar |  |  | N/A | https://www.pjm.com/pjmfiles/pub/planning/project-queues/feas_docs/w2061_fea.pdf | Document Posted | https://www.pjm.com/pjmfiles/pub/planning/project-queues/impact_studies/w2061_imp.pdf | Document Posted |  | Not Required | N/A | Wholesale Market Participation Agreement | https://www.pjm.com/pjmfiles/pub/planning/project-queues/wmpa/w2061_wmpa.pdf |  | Not Required | N/A | N/A | 5/23/2016 | 7/29/2010 | N/A | N/A | 5/23/2016 |  |  | 1/18/2017 | 1/18/2017 | 6/1/2016 | N | No
W2-062 | Engle 69kV |  | KY | Perry | Withdrawn | AEP | 62.1 | 12.1 | 12.1 |  | Capacity | Generation Interconnection | Biomass |  |  | N/A |  | Withdrawn |  |  |  |  | N/A |  | N/A |  |  | N/A | N/A |  | 7/29/2010 | N/A | N/A |  | 8/30/2010 | Customer Initiated Withdrawal | 12/31/2012 |  |  | N | No
W2-063 | Millbrook Park 138kV |  | KY | Greenup | Withdrawn | AEP | 70 | 70 | 70 |  | Capacity | Generation Interconnection | Hydro |  |  | N/A | https://www.pjm.com/pjmfiles/pub/planning/project-queues/feas_docs/w2063_fea.pdf | Document Posted | https://www.pjm.com/pjmfiles/pub/planning/project-queues/impact_studies/w2063_imp.pdf | Document Posted |  | Not Required |  | Withdrawn | N/A |  |  | N/A | N/A |  | 7/30/2010 | N/A | N/A |  | 9/11/2013 | Customer Initiated Withdrawal | 3/31/2014 | 3/31/2014 |  | N | No
W2-064 | Ringoes 34.5kV | Ringoes Solar Farm | NJ | Hunterdon | Withdrawn | JCPL | 10 | 10 | 3.8 |  | Capacity | Generation Interconnection | Solar |  |  | N/A | https://www.pjm.com/pjmfiles/pub/planning/project-queues/feas_docs/w2064_fea.pdf | Document Posted | https://www.pjm.com/pjmfiles/pub/planning/project-queues/impact_studies/w2064_imp.pdf | Document Posted |  | Not Required | N/A | Wholesale Market Participation Agreement | https://www.pjm.com/pjmfiles/pub/planning/project-queues/wmpa/w2064_wmpa.pdf |  | Not Required | N/A | N/A |  | 7/30/2010 | N/A | N/A |  | 1/24/2012 | Customer Initiated Withdrawal | 6/30/2014 | 6/30/2014 |  | N | No
W2-065 | Woodstown Road 12kV |  | NJ | Gloucester | Withdrawn | AEC | 5 | 5 | 1.9 |  | Capacity | Generation Interconnection | Solar |  |  | N/A | https://www.pjm.com/pjmfiles/pub/planning/project-queues/feas_docs/w2065_fea.pdf | Document Posted |  | Withdrawn |  |  | N/A |  | N/A |  |  | N/A | N/A |  | 7/30/2010 | N/A | N/A |  | 12/1/2010 | Customer Milestone Not Met | 8/1/2011 |  |  | N | No
W2-067 | Amsterdam 138kV |  | OH | Darke | Withdrawn | Dayton | 50 | 50 | 6.5 |  | Capacity | Generation Interconnection | Wind |  |  | N/A | https://www.pjm.com/pjmfiles/pub/planning/project-queues/feas_docs/w2067_fea.pdf | Document Posted |  | Withdrawn |  |  | N/A |  | N/A |  |  | N/A | N/A |  | 7/30/2010 | N/A | N/A |  | 8/24/2012 | Customer Initiated Withdrawal | 12/31/2011 |  |  | N | No
W2-068 | Bluff Point 138kV |  | OH | Mercer | Withdrawn | AEP | 150 | 150 | 19.5 |  | Capacity | Generation Interconnection | Wind |  |  | N/A | https://www.pjm.com/pjmfiles/pub/planning/project-queues/feas_docs/w2068_fea.pdf | Document Posted | https://www.pjm.com/pjmfiles/pub/planning/project-queues/impact_studies/w2068_imp.pdf | Document Posted |  | Withdrawn | N/A |  | N/A |  |  | N/A | N/A |  | 7/30/2010 | N/A | N/A |  | 1/31/2012 | Customer Initiated Withdrawal | 12/31/2011 |  |  | N | No
W2-069 | Fishburn/Tanney 46kV |  | PA | Centre | Withdrawn | APS | 10 | 10 | 3.8 |  | Capacity | Generation Interconnection | Solar |  |  | N/A | https://www.pjm.com/pjmfiles/pub/planning/project-queues/feas_docs/w2069_fea.pdf | Document Posted | https://www.pjm.com/pjmfiles/pub/planning/project-queues/impact_studies/w2069_imp.pdf | Document Posted |  | Withdrawn | N/A |  | N/A |  |  | N/A | N/A |  | 7/30/2010 | N/A | N/A |  | 5/4/2011 | Customer Initiated Withdrawal | 12/1/2012 | 12/1/2012 |  | N | No
W2-070 | Pedricktown 12kV |  | NJ | Salem | Withdrawn | AEC | 10 | 10 | 3.8 |  | Capacity | Generation Interconnection | Solar |  |  | N/A | https://www.pjm.com/pjmfiles/pub/planning/project-queues/feas_docs/w2070_fea.pdf | Document Posted |  | Withdrawn |  |  | N/A |  | N/A |  |  | N/A | N/A |  | 7/30/2010 | N/A | N/A |  | 12/2/2010 | Customer Initiated Withdrawal | 10/1/2011 |  |  | N | No
W2-071 | Mt. Laurel 13kV |  | NJ | Burlington | In Service | PSEG | 2.8 | 2.8 | 1.06 | 2.8 | Capacity | Generation Interconnection | Solar |  |  | N/A | https://www.pjm.com/pjmfiles/pub/planning/project-queues/feas_docs/w2071_fea.pdf | Document Posted | https://www.pjm.com/pjmfiles/pub/planning/project-queues/impact_studies/w2071_imp.pdf | Document Posted |  | Not Required | N/A | Wholesale Market Participation Agreement | https://www.pjm.com/pjmfiles/pub/planning/project-queues/wmpa/w2071_wmpa.pdf |  | Not Required | N/A | N/A |  | 7/30/2010 | N/A | N/A |  |  |  | 10/31/2011 | 10/31/2011 | 12/15/2011 | N | No
W2-072 | Pilesgrove 12kV |  | NJ | Salem | Withdrawn | AEC | 20 | 20 | 7.6 |  | Capacity | Generation Interconnection | Solar |  |  | N/A | https://www.pjm.com/pjmfiles/pub/planning/project-queues/feas_docs/w2072_fea.pdf | Document Posted |  | Withdrawn |  |  | N/A |  | N/A |  |  | N/A | N/A |  | 7/30/2010 | N/A | N/A |  | 2/18/2011 | Customer Initiated Withdrawal | 12/31/2011 |  |  | N | No
W2-073 | New Canton 12kV | Ward's Nursery Solar Farm | NJ | Middlesex | Withdrawn | JCPL | 4 | 4 | 1.5 |  | Capacity | Generation Interconnection | Solar |  |  | N/A | https://www.pjm.com/pjmfiles/pub/planning/project-queues/feas_docs/w2073_fea.pdf | Document Posted | https://www.pjm.com/pjmfiles/pub/planning/project-queues/impact_studies/w2073_imp.pdf | Document Posted |  | Not Required | N/A | Wholesale Market Participation Agreement | https://www.pjm.com/pjmfiles/pub/planning/project-queues/wmpa/w2073_wmpa.pdf |  | Not Required | N/A | N/A |  | 7/30/2010 | N/A | N/A |  | 3/17/2017 | Customer Initiated Withdrawal | 9/30/2017 | 9/30/2017 |  | N | No
W2-074 | Bennett 12kV | Hurley Solar Farm | NJ | Monmouth | Withdrawn | JCPL | 1 | 1 | 0 |  | Energy | Generation Interconnection | Solar |  |  | N/A | https://www.pjm.com/pjmfiles/pub/planning/project-queues/feas_docs/w2074_fea.pdf | Document Posted | https://www.pjm.com/pjmfiles/pub/planning/project-queues/impact_studies/w2074_imp.pdf | Document Posted |  | Not Required | N/A | Wholesale Market Participation Agreement | https://www.pjm.com/pjmfiles/pub/planning/project-queues/wmpa/w2074_wmpa.pdf |  | Not Required | N/A | N/A |  | 7/30/2010 | N/A | N/A |  | 3/7/2014 |  | 6/30/2014 | 6/30/2014 |  | N | No
W2-075 | Tolna Unit 2 | Tolna Unit 2 | PA | York | In Service | ME | 20 | 0.9 | 0.9 | 0 | Capacity | Generation Interconnection | Oil |  |  | N/A | https://www.pjm.com/pjmfiles/pub/planning/project-queues/feas_docs/w2075_fea.pdf | Document Posted | https://www.pjm.com/pjmfiles/pub/planning/project-queues/impact_studies/w2075_imp.pdf | Document Posted |  | Not Required | https://www.pjm.com/pjmfiles/pub/planning/project-queues/isa/w2_075_isa.pdf | Document Posted | N/A |  | Not Required | N/A | N/A |  | 7/30/2010 | N/A | N/A |  |  |  | 8/31/2010 |  | 7/28/2011 | N | No
W2-076 | Rocktown 4.8kV | West Amwell Mason Supply Solar Farm | NJ | Hunterdon | Withdrawn | JCPL | 2 | 2 | 0.8 |  | Capacity | Generation Interconnection | Solar |  |  | N/A | https://www.pjm.com/pjmfiles/pub/planning/project-queues/feas_docs/w2076_fea.pdf | Document Posted | https://www.pjm.com/pjmfiles/pub/planning/project-queues/impact_studies/w2076_imp.pdf | Document Posted |  | Not Required | N/A | Wholesale Market Participation Agreement | https://www.pjm.com/pjmfiles/pub/planning/project-queues/wmpa/w2076_wmpa.pdf |  | Not Required | N/A | N/A |  | 7/30/2010 | N/A | N/A |  | 11/15/2016 |  | 5/30/2017 | 5/30/2017 |  | N | No
W2-077 | Wrightstown 34.5kV |  | NJ | Burlington | Withdrawn | JCPL | 2.06 | 2.06 | 0 |  | Energy | Generation Interconnection | Solar |  |  | N/A |  | Withdrawn |  |  |  |  | N/A |  | N/A |  |  | N/A | N/A |  | 7/30/2010 | N/A | N/A |  | 9/8/2010 | Customer Milestone Not Met | 4/1/2011 |  |  | N | No
W2-078 | Applegarth 12.5kV | Northpark Solar Farm #2 | NJ | Monmouth | In Service | JCPL | 9 | 9 | 3.4 | 9 | Capacity | Generation Interconnection | Solar |  |  | N/A | https://www.pjm.com/pjmfiles/pub/planning/project-queues/feas_docs/w2078_fea.pdf | Document Posted | https://www.pjm.com/pjmfiles/pub/planning/project-queues/impact_studies/w2078_imp.pdf | Document Posted |  | Not Required | https://www.pjm.com/pjmfiles/pub/planning/project-queues/isa/w2_078_isa.pdf | Document Posted | N/A |  | Not Required | N/A | N/A |  | 7/30/2010 | N/A | N/A |  |  |  | 12/31/2015 | 12/31/2015 | 3/22/2016 | N | No
W2-079 | Stillman Valley |  | IL | Winnebago | Withdrawn | ComEd | 19.4 | 19.4 | 7.37 |  | Capacity | Generation Interconnection | Solar |  |  | N/A | https://www.pjm.com/pjmfiles/pub/planning/project-queues/feas_docs/w2079_fea.pdf | Document Posted | https://www.pjm.com/pjmfiles/pub/planning/project-queues/impact_studies/w2079_imp.pdf | Document Posted |  | Withdrawn | N/A |  | N/A |  |  | N/A | N/A |  | 7/30/2010 | N/A | N/A |  | 12/30/2013 | Customer Milestone Not Met | 3/31/2011 |  |  | N | No
W2-080 | Stanton 12kV | Fisher Solar Farm | NJ | Hunterdon | In Service | JCPL | 2 | 2 | 0.8 | 2 | Capacity | Generation Interconnection | Solar |  |  | N/A | https://www.pjm.com/pjmfiles/pub/planning/project-queues/feas_docs/w2080_fea.pdf | Document Posted | https://www.pjm.com/pjmfiles/pub/planning/project-queues/impact_studies/w2080_imp.pdf | Document Posted |  | Not Required | N/A | Wholesale Market Participation Agreement | https://www.pjm.com/pjmfiles/pub/planning/project-queues/wmpa/w2080_wmpa.pdf |  | Not Required | N/A | N/A |  | 7/30/2010 | N/A | N/A |  |  |  | 6/25/2017 | 6/25/2017 | 5/30/2017 | N | No
W2-081 | Port Carbon 12kV |  | PA | Schuylkill | Withdrawn | PPL | 3 | 3 | 1.14 |  | Capacity | Generation Interconnection | Solar |  |  | N/A | https://www.pjm.com/pjmfiles/pub/planning/project-queues/feas_docs/w2081_fea.pdf | Document Posted | https://www.pjm.com/pjmfiles/pub/planning/project-queues/impact_studies/w2081_imp.pdf | Document Posted |  | Not Required |  | Withdrawn | N/A |  | Not Required | N/A | N/A |  | 7/30/2010 | N/A | N/A |  | 11/2/2011 | Customer Milestone Not Met | 2/22/2011 |  |  | N | No
W2-082 | Fort Dix-McGuire 34.5kV | North Hanover Solar Farm | NJ | Burlington | In Service | JCPL | 8 | 17 | 3 | 8.25 | Capacity | Generation Interconnection | Solar |  |  | N/A | https://www.pjm.com/pjmfiles/pub/planning/project-queues/feas_docs/w2082_fea.pdf | Document Posted | https://www.pjm.com/pjmfiles/pub/planning/project-queues/impact_studies/w2082_imp.pdf | Document Posted |  | Not Required | N/A | Wholesale Market Participation Agreement | https://www.pjm.com/pjmfiles/pub/planning/project-queues/wmpa/w2082_wmpa.pdf |  | Not Required | N/A | N/A | 3/17/2017 | 7/30/2010 | N/A | N/A | 3/17/2017 |  |  | 1/17/2017 | 1/17/2017 | 3/17/2017 | N | No
W2-083 | Frenchtown-Rosemont 34.5kV | Perotti Solar Farm | NJ | Hunterdon | Withdrawn | JCPL | 17 | 17 | 6.5 |  | Capacity | Generation Interconnection | Solar |  |  | N/A | https://www.pjm.com/pjmfiles/pub/planning/project-queues/feas_docs/w2083_fea.pdf | Document Posted | https://www.pjm.com/pjmfiles/pub/planning/project-queues/impact_studies/w2083_imp.pdf | Document Posted |  | Not Required | N/A | Wholesale Market Participation Agreement | https://www.pjm.com/pjmfiles/pub/planning/project-queues/wmpa/w2083_wmpa.pdf |  | Not Required | N/A | N/A |  | 7/30/2010 | N/A | N/A |  | 12/7/2015 | Customer Initiated Withdrawal | 6/30/2014 | 6/30/2014 |  | N | No
W2-084 | Branchville-Holiday Lakes 34.5kV | Roberts Solar Farm | NJ | Sussex | Withdrawn | JCPL | 10 | 10 | 3.8 |  | Capacity | Generation Interconnection | Solar |  |  | N/A | https://www.pjm.com/pjmfiles/pub/planning/project-queues/feas_docs/w2084_fea.pdf | Document Posted | https://www.pjm.com/pjmfiles/pub/planning/project-queues/impact_studies/w2084_imp.pdf | Document Posted |  | Not Required | N/A | Wholesale Market Participation Agreement | https://www.pjm.com/pjmfiles/pub/planning/project-queues/wmpa/w2084_wmpa.pdf |  | Not Required | N/A | N/A |  | 7/30/2010 | N/A | N/A |  | 2/19/2013 | Customer Milestone Not Met | 6/30/2014 | 6/30/2014 |  | N | No
W2-085 | Baptistown-Frenchtown 34.5kV | Gombasi Solar Farm | NJ | Hunterdon | Withdrawn | JCPL | 10 | 10 | 3.8 |  | Capacity | Generation Interconnection | Solar |  |  | N/A | https://www.pjm.com/pjmfiles/pub/planning/project-queues/feas_docs/w2085_fea.pdf | Document Posted | https://www.pjm.com/pjmfiles/pub/planning/project-queues/impact_studies/w2085_imp.pdf | Document Posted |  | Not Required | N/A | Wholesale Market Participation Agreement | https://www.pjm.com/pjmfiles/pub/planning/project-queues/wmpa/w2085_wmpa.pdf |  | Not Required | N/A | N/A |  | 7/30/2010 | N/A | N/A |  | 2/19/2013 | Customer Milestone Not Met | 6/30/2014 | 6/30/2014 |  | N | No
W2-086 | Baptistown-East Flemington 34.5kV |  | NJ | Hunterdon | Withdrawn | JCPL | 10 | 10 | 3.8 |  | Capacity | Generation Interconnection | Solar |  |  | N/A | https://www.pjm.com/pjmfiles/pub/planning/project-queues/feas_docs/w2086_fea.pdf | Document Posted | https://www.pjm.com/pjmfiles/pub/planning/project-queues/impact_studies/w2086_imp.pdf | Document Posted |  | Not Required |  | Withdrawn | N/A |  | Not Required | N/A | N/A |  | 7/30/2010 | N/A | N/A |  | 6/1/2011 | Customer Milestone Not Met | 1/10/2011 |  |  | N | No
W2-087 | Mt. Holly 26kV |  | NJ | Burlington | Withdrawn | PSEG | 10 | 10 | 3.8 |  | Capacity | Generation Interconnection | Solar |  |  | N/A | https://www.pjm.com/pjmfiles/pub/planning/project-queues/feas_docs/w2087_fea.pdf | Document Posted | https://www.pjm.com/pjmfiles/pub/planning/project-queues/impact_studies/w2087_imp.pdf | Document Posted |  | Not Required |  | Withdrawn | N/A |  | Not Required | N/A | N/A |  | 7/30/2010 | N/A | N/A |  | 6/16/2011 | Customer Milestone Not Met | 6/1/2012 |  |  | N | No
W2-088 | Gravel Hill-Smithburg 34.5kV | Freehold Solar Farm | NJ | Monmouth | Withdrawn | JCPL | 17 | 17 | 6.5 |  | Capacity | Generation Interconnection | Solar |  |  | N/A | https://www.pjm.com/pjmfiles/pub/planning/project-queues/feas_docs/w2088_fea.pdf | Document Posted | https://www.pjm.com/pjmfiles/pub/planning/project-queues/impact_studies/w2088_imp.pdf | Document Posted |  | Not Required | N/A | Wholesale Market Participation Agreement | https://www.pjm.com/pjmfiles/pub/planning/project-queues/wmpa/w2088_wmpa.pdf |  | Not Required | N/A | N/A |  | 7/30/2010 | N/A | N/A |  | 12/7/2015 | Customer Initiated Withdrawal | 6/30/2014 | 6/30/2014 |  | N | No
W2-089 | Cookstown-Fort Dix 34.5kV |  | NJ | Burlington | Withdrawn | JCPL | 20 | 17 | 6.46 |  | Capacity | Generation Interconnection | Solar |  |  | N/A | https://www.pjm.com/pjmfiles/pub/planning/project-queues/feas_docs/w2089_fea.pdf | Document Posted | https://www.pjm.com/pjmfiles/pub/planning/project-queues/impact_studies/w2089_imp.pdf | Document Posted |  | Not Required |  | Withdrawn | N/A |  | Not Required | N/A | N/A |  | 7/30/2010 | N/A | N/A |  | 6/8/2011 | Customer Milestone Not Met | 1/6/2012 |  |  | N | No
W2-090 | Lumberton 230kV | Stacy Haines Road | NJ | Burlington | Withdrawn | PSEG | 20 | 20 | 7.6 |  | Capacity | Generation Interconnection | Solar |  |  | N/A | https://www.pjm.com/pjmfiles/pub/planning/project-queues/feas_docs/w2090_fea.pdf | Document Posted | https://www.pjm.com/pjmfiles/pub/planning/project-queues/impact_studies/w2090_imp.pdf | Document Posted |  | Not Required | N/A | Wholesale Market Participation Agreement | https://www.pjm.com/pjmfiles/pub/planning/project-queues/wmpa/w2090_wmpa.pdf |  | Not Required | N/A | N/A |  | 7/30/2010 | N/A | N/A |  | 1/19/2016 | Customer Initiated Withdrawal | 12/31/2016 | 12/31/2016 |  | N | No
W2-091 | Broadway-Stewartsville 34.5kV | Stewartsville Solar Farm | NJ | Warren | In Service | JCPL | 10 | 10 | 0 | 8 | Energy | Generation Interconnection | Solar |  |  | N/A | https://www.pjm.com/pjmfiles/pub/planning/project-queues/feas_docs/w2091_fea.pdf | Document Posted | https://www.pjm.com/pjmfiles/pub/planning/project-queues/impact_studies/w2091_imp.pdf | Document Posted |  | Not Required | N/A | Wholesale Market Participation Agreement | https://www.pjm.com/pjmfiles/pub/planning/project-queues/wmpa/w2091_wmpa.pdf |  | Not Required | N/A | N/A | 5/20/2016 | 7/30/2010 | N/A | N/A | 5/20/2016 |  |  | 6/13/2016 | 6/13/2016 | 5/31/2016 | N | No
W2-092 | Hunterstown 115kV II |  | PA | Adams | Withdrawn | ME | 20 | 20 | 7.6 |  | Capacity | Generation Interconnection | Solar |  |  | N/A | https://www.pjm.com/pjmfiles/pub/planning/project-queues/feas_docs/w2092_fea.pdf | Document Posted | https://www.pjm.com/pjmfiles/pub/planning/project-queues/impact_studies/w2092_imp.pdf | Document Posted | https://www.pjm.com/pjmfiles/pub/planning/project-queues/facilities/w2092_fac.pdf | Document Posted |  | Withdrawn | N/A |  | Withdrawn | N/A | N/A |  | 7/30/2010 | N/A | N/A |  | 9/12/2012 | Customer Initiated Withdrawal | 6/1/2013 |  |  | N | No
W2-093 | Hunterstown 115kV III |  | PA | Adams | Withdrawn | ME | 20 | 20 | 7.6 |  | Capacity | Generation Interconnection | Solar |  |  | N/A | https://www.pjm.com/pjmfiles/pub/planning/project-queues/feas_docs/w2093_fea.pdf | Document Posted | https://www.pjm.com/pjmfiles/pub/planning/project-queues/impact_studies/w2093_imp.pdf | Document Posted | https://www.pjm.com/pjmfiles/pub/planning/project-queues/facilities/w2093_fac.pdf | Document Posted |  | Withdrawn | N/A |  | Withdrawn | N/A | N/A |  | 7/30/2010 | N/A | N/A |  | 9/12/2012 | Customer Initiated Withdrawal | 6/1/2013 |  |  | N | No
W2-094 | Lincoln 13.2kV | Lincoln Solar Farm | PA | Adams | Withdrawn | ME | 3 | 3 | 1.1 |  | Capacity | Generation Interconnection | Solar |  |  | N/A | https://www.pjm.com/pjmfiles/pub/planning/project-queues/feas_docs/w2094_fea.pdf | Document Posted | https://www.pjm.com/pjmfiles/pub/planning/project-queues/impact_studies/w2094_imp.pdf | Document Posted |  | Not Required | N/A | Wholesale Market Participation Agreement | https://www.pjm.com/pjmfiles/pub/planning/project-queues/wmpa/w2094_wmpa.pdf |  | Not Required | N/A | N/A |  | 7/30/2010 | N/A | N/A |  |  |  | 12/31/2016 | 12/31/2016 |  | N | No
W2-095 | Guilford 34.5kV |  | PA | Franklin | Withdrawn | APS | 10 | 10 | 3.8 |  | Capacity | Generation Interconnection | Solar |  |  | N/A | https://www.pjm.com/pjmfiles/pub/planning/project-queues/feas_docs/w2095_fea.pdf | Document Posted | https://www.pjm.com/pjmfiles/pub/planning/project-queues/impact_studies/w2095_imp.pdf | Document Posted |  | Withdrawn | N/A |  | N/A |  |  | N/A | N/A |  | 7/30/2010 | N/A | N/A |  | 5/23/2011 | Customer Milestone Not Met | 6/30/2012 | 6/30/2012 |  | N | No
W2-096 | West Carlisle-Newville 1 69kV |  | PA | Cumberland | Withdrawn | PPL | 20 | 20 | 7.6 |  | Capacity | Generation Interconnection | Solar |  |  | N/A | https://www.pjm.com/pjmfiles/pub/planning/project-queues/feas_docs/w2096_fea.pdf | Document Posted | https://www.pjm.com/pjmfiles/pub/planning/project-queues/impact_studies/w2096_imp.pdf | Document Posted | https://www.pjm.com/pjmfiles/pub/planning/project-queues/facilities/w2096_fac.pdf | Document Posted |  | Withdrawn | N/A |  | Withdrawn | N/A | N/A |  | 7/30/2010 | N/A | N/A |  | 3/7/2012 | Customer Initiated Withdrawal | 6/1/2012 |  |  | N | No
W2-097 | West Carlisle-Newville 2 69kV |  | PA | Cumberland | Withdrawn | PPL | 20 | 20 | 7.6 |  | Capacity | Generation Interconnection | Solar |  |  | N/A | https://www.pjm.com/pjmfiles/pub/planning/project-queues/feas_docs/w2097_fea.pdf | Document Posted | https://www.pjm.com/pjmfiles/pub/planning/project-queues/impact_studies/w2097_imp.pdf | Document Posted | https://www.pjm.com/pjmfiles/pub/planning/project-queues/facilities/w2097_fac.pdf | Document Posted | N/A |  | N/A |  |  | N/A | N/A |  | 7/30/2010 | N/A | N/A |  | 3/7/2012 | Customer Initiated Withdrawal | 6/1/2012 |  |  | N | No
W2-098 | Hunterstown 115kV IV |  | PA | Adams | Withdrawn | ME | 20 | 20 | 7.6 |  | Capacity | Generation Interconnection | Solar |  |  | N/A | https://www.pjm.com/pjmfiles/pub/planning/project-queues/feas_docs/w2098_fea.pdf | Document Posted | https://www.pjm.com/pjmfiles/pub/planning/project-queues/impact_studies/w2098_imp.pdf | Document Posted | https://www.pjm.com/pjmfiles/pub/planning/project-queues/facilities/w2098_fac.pdf | Document Posted |  | Withdrawn | N/A |  | Withdrawn | N/A | N/A |  | 7/30/2010 | N/A | N/A |  | 9/13/2012 | Customer Initiated Withdrawal | 6/1/2013 |  |  | N | No
W2-099 | Kenney 69kV |  | MD | Worcester | Withdrawn | DPL | 20 | 20 | 7.6 |  | Capacity | Generation Interconnection | Solar |  |  | N/A | https://www.pjm.com/pjmfiles/pub/planning/project-queues/feas_docs/w2099_fea.pdf | Document Posted | https://www.pjm.com/pjmfiles/pub/planning/project-queues/impact_studies/w2099_imp.pdf | Document Posted |  | Withdrawn | N/A |  | N/A |  |  | N/A | N/A |  | 7/30/2010 | N/A | N/A |  | 5/4/2011 | Customer Milestone Not Met | 6/1/2012 |  |  | N | No
W2-100 | Quinton Township |  | NJ | Salem | Withdrawn | AEC | 10 | 10 | 3.8 |  | Capacity | Generation Interconnection | Solar |  |  | N/A | https://www.pjm.com/pjmfiles/pub/planning/project-queues/feas_docs/w2100_fea.pdf | Document Posted |  | Withdrawn |  |  | N/A |  | N/A |  |  | N/A | N/A |  | 7/30/2010 | N/A | N/A |  | 11/19/2010 | Customer Initiated Withdrawal | 6/1/2012 |  |  | N | No
W2-101 | Quinton Township |  | NJ | Salem | Withdrawn | AEC | 20 | 20 | 7.6 |  | Capacity | Generation Interconnection | Solar |  |  | N/A | https://www.pjm.com/pjmfiles/pub/planning/project-queues/feas_docs/w2101_fea.pdf | Document Posted | https://www.pjm.com/pjmfiles/pub/planning/project-queues/impact_studies/w2101_imp.pdf | Document Posted | https://www.pjm.com/pjmfiles/pub/planning/project-queues/facilities/w2101_fac.pdf | Document Posted |  | Withdrawn | N/A |  | Withdrawn | N/A | N/A |  | 7/30/2010 | N/A | N/A |  | 10/16/2014 | Customer Initiated Withdrawal | 12/31/2017 | 12/31/2017 |  | N | No
W2-102 | Mt. Holly 26.4kV | West Pemberton Solar | NJ | Burlington | In Service | PSEG | 7 | 7 | 2.66 | 7 | Capacity | Generation Interconnection | Solar |  |  | N/A | https://www.pjm.com/pjmfiles/pub/planning/project-queues/feas_docs/w2102_fea.pdf | Document Posted | https://www.pjm.com/pjmfiles/pub/planning/project-queues/impact_studies/w2102_imp.pdf | Document Posted |  | Not Required | https://www.pjm.com/pjmfiles/pub/planning/project-queues/isa/w2_102_isa.pdf | Document Posted | N/A | https://www.pjm.com/pjmfiles/pub/planning/project-queues/csa/w2_102_csa.pdf | Document Posted | N/A | N/A |  | 7/30/2010 | N/A | N/A |  |  |  | 6/30/2014 | 6/30/2014 | 7/3/2014 | N | No
W3-001 | Gilbert-Morris Park 34.5kV | Alpha Solar Farm | NJ | Warren | Withdrawn | JCPL | 8 | 8 | 3.04 |  | Capacity | Generation Interconnection | Solar |  |  | N/A | https://www.pjm.com/pjmfiles/pub/planning/project-queues/feas_docs/w3001_fea.pdf | Document Posted | https://www.pjm.com/pjmfiles/pub/planning/project-queues/impact_studies/w3001_imp.pdf | Document Posted |  | Not Required | N/A | Wholesale Market Participation Agreement | https://www.pjm.com/pjmfiles/pub/planning/project-queues/wmpa/w3001_wmpa.pdf |  | Not Required | N/A | N/A |  | 7/28/2010 | N/A | N/A |  | 9/28/2012 | Customer Initiated Withdrawal | 9/1/2014 | 9/1/2014 |  | N | No
W3-002 | Occoquan 34.5kV | I-95 Landfill Phase 2 | VA | Fairfax | In Service | Dominion | 3.2 | 3.2 | 2.9 | 3.2 | Capacity | Generation Interconnection | Methane |  |  | N/A | https://www.pjm.com/pjmfiles/pub/planning/project-queues/feas_docs/w3002_fea.pdf | Document Posted | https://www.pjm.com/pjmfiles/pub/planning/project-queues/impact_studies/w3002_imp.pdf | Document Posted |  | Not Required | https://www.pjm.com/pjmfiles/pub/planning/project-queues/isa/w3_002_isa.pdf | Document Posted | N/A |  | Not Required | N/A | N/A |  | 8/2/2010 | N/A | N/A |  |  |  | 4/1/2011 | 4/1/2011 | 4/1/2011 | N | No
W3-003 | East Flemington-Frenchtown 34.5kV | Quakertown Solar Farm #1 | NJ | Hunterdon | In Service | JCPL | 10 | 10 | 0 | 10 | Energy | Generation Interconnection | Solar |  |  | N/A | https://www.pjm.com/pjmfiles/pub/planning/project-queues/feas_docs/w3003_fea.pdf | Document Posted | https://www.pjm.com/pjmfiles/pub/planning/project-queues/impact_studies/w3003_imp.pdf | Document Posted |  | Not Required | https://www.pjm.com/pjmfiles/pub/planning/project-queues/isa/w3_003_isa.pdf | Document Posted | N/A | https://www.pjm.com/pjmfiles/pub/planning/project-queues/csa/w3_003_csa.pdf | Document Posted | N/A | N/A |  | 8/3/2010 | N/A | N/A |  |  |  | 10/31/2018 | 10/31/2018 | 10/30/2018 | N | No
W3-004 | Ridgefield 13kV |  | NJ | Bergen | Withdrawn | PSEG | 1.261 | 1.261 | 0.479 |  | Capacity | Generation Interconnection | Solar |  |  | N/A | https://www.pjm.com/pjmfiles/pub/planning/project-queues/feas_docs/w3004_fea.pdf | Document Posted | https://www.pjm.com/pjmfiles/pub/planning/project-queues/impact_studies/w3004_imp.pdf | Document Posted |  | Not Required |  | Withdrawn | N/A |  | Not Required | N/A | N/A |  | 8/3/2010 | N/A | N/A |  | 3/11/2011 | Customer Initiated Withdrawal | 1/15/2011 |  |  | N | No
W3-005 | Fostoria Central-Galion (FE) 345kV |  | OH | Huron | Withdrawn | AEP | 500 | 500 | 65 |  | Capacity | Generation Interconnection | Wind |  |  | N/A | https://www.pjm.com/pjmfiles/pub/planning/project-queues/feas_docs/w3005_fea.pdf | Document Posted | https://www.pjm.com/pjmfiles/pub/planning/project-queues/impact_studies/w3005_imp.pdf | Document Posted |  | Withdrawn |  | Withdrawn | N/A |  | Not Required | N/A | N/A |  | 8/3/2010 | N/A | N/A |  | 6/18/2014 | Customer Initiated Withdrawal | 11/30/2013 |  |  | N | No
W3-006 | Newburgh 12kV |  | NJ | Morris | Withdrawn | JCPL | 6 | 5 | 0.38 |  | Capacity | Generation Interconnection | Solar |  |  | N/A | https://www.pjm.com/pjmfiles/pub/planning/project-queues/feas_docs/w3006_fea.pdf | Document Posted |  | Withdrawn |  |  | N/A |  | N/A |  |  | N/A | N/A |  | 8/5/2010 | N/A | N/A |  | 3/7/2011 | Customer Milestone Not Met | 6/1/2011 |  |  | N | No
W3-007 | Reed 34.5kV |  | PA | Franklin | Withdrawn | APS | 20 | 20 | 7.6 |  | Capacity | Generation Interconnection | Solar |  |  | N/A | https://www.pjm.com/pjmfiles/pub/planning/project-queues/feas_docs/w3007_fea.pdf | Document Posted |  | Withdrawn |  |  | N/A |  | N/A |  |  | N/A | N/A |  | 8/6/2010 | N/A | N/A |  | 4/3/2011 | Customer Initiated Withdrawal | 7/1/2012 |  |  | N | No
W3-008 | Mercersburg 34.5kV |  | PA | Franklin | Withdrawn | APS | 20 | 20 | 7.6 |  | Capacity | Generation Interconnection | Solar |  |  | N/A | https://www.pjm.com/pjmfiles/pub/planning/project-queues/feas_docs/w3008_fea.pdf | Document Posted | https://www.pjm.com/pjmfiles/pub/planning/project-queues/impact_studies/w3008_imp.pdf | Document Posted |  | Withdrawn | N/A |  | N/A |  |  | N/A | N/A |  | 8/6/2010 | N/A | N/A |  | 9/12/2013 | Customer Initiated Withdrawal | 7/1/2012 |  |  | N | No
W3-009 | Fairton |  | NJ | Cumberland | Withdrawn | AEC | 10 | 10 | 3.8 |  | Capacity | Generation Interconnection | Solar |  |  | N/A | https://www.pjm.com/pjmfiles/pub/planning/project-queues/feas_docs/w3009_fea.pdf | Document Posted | https://www.pjm.com/pjmfiles/pub/planning/project-queues/impact_studies/w3009_imp.pdf | Document Posted |  | Withdrawn | N/A |  | N/A |  |  | N/A | N/A |  | 8/6/2010 | N/A | N/A |  | 7/24/2013 | Customer Initiated Withdrawal | 7/1/2012 |  |  | N | No
W3-010 | Hans Meadow 12.47KV |  | VA | Montgomery | Withdrawn | AEP | 0.34 | 0.34 | 0 |  | Energy | Generation Interconnection | Methane |  |  | N/A | https://www.pjm.com/pjmfiles/pub/planning/project-queues/feas_docs/w3010_fea.pdf | Document Posted | https://www.pjm.com/pjmfiles/pub/planning/project-queues/impact_studies/w3010_imp.pdf | Document Posted |  | Not Required |  | Withdrawn | N/A |  | Not Required | N/A | N/A |  | 8/10/2010 | N/A | N/A |  | 6/16/2011 | Customer Milestone Not Met | 8/1/2010 |  |  | Y | No
W3-011 | East Lima-Fostoria Central 345kV |  | OH | Hancock | Withdrawn | AEP | 300 | 300 | 39 |  | Capacity | Generation Interconnection | Wind |  |  | N/A | https://www.pjm.com/pjmfiles/pub/planning/project-queues/feas_docs/w3011_fea.pdf | Document Posted |  | Withdrawn |  |  | N/A |  | N/A |  |  | N/A | N/A |  | 8/10/2010 | N/A | N/A |  | 9/2/2011 | Customer Initiated Withdrawal | 12/31/2014 |  |  | N | No
W3-012 | East Lima-Fostoria Central 345kV |  | OH | Hancock | Withdrawn | AEP | 300 | 300 | 39 |  | Capacity | Generation Interconnection | Wind |  |  | N/A | https://www.pjm.com/pjmfiles/pub/planning/project-queues/feas_docs/w3012_fea.pdf | Document Posted |  | Withdrawn |  |  | N/A |  | N/A |  |  | N/A | N/A |  | 8/10/2010 | N/A | N/A |  | 3/2/2012 | Customer Initiated Withdrawal | 12/31/2014 |  |  | N | No
W3-013 | Miami |  | OH | Miami | Withdrawn | Dayton | 300 | 300 | 39 |  | Capacity | Generation Interconnection | Wind |  |  | N/A | https://www.pjm.com/pjmfiles/pub/planning/project-queues/feas_docs/w3013_fea.pdf | Document Posted |  | Withdrawn |  |  | N/A |  | N/A |  |  | N/A | N/A |  | 8/10/2010 | N/A | N/A |  | 3/16/2011 | Customer Initiated Withdrawal | 12/31/2014 |  |  | N | No
W3-014 | Galion-Fostoria Central 345kV |  | OH | Crawford | Withdrawn | AEP | 300 | 300 | 39 |  | Capacity | Generation Interconnection | Wind |  |  | N/A | https://www.pjm.com/pjmfiles/pub/planning/project-queues/feas_docs/w3014_fea.pdf | Document Posted |  | Withdrawn |  |  | N/A |  | N/A |  |  | N/A | N/A |  | 8/10/2010 | N/A | N/A |  | 4/19/2012 | Customer Initiated Withdrawal | 12/31/2013 |  |  | N | No
W3-015 | Egg Harbor Township |  | NJ | Atlantic | Withdrawn | AEC | 2 | 2 | 0 |  | Energy | Generation Interconnection | Solar |  |  | N/A | https://www.pjm.com/pjmfiles/pub/planning/project-queues/feas_docs/w3015_fea.pdf | Document Posted |  | Withdrawn |  |  | N/A |  | N/A |  |  | N/A | N/A |  | 8/10/2010 | N/A | N/A |  | 2/18/2011 | Customer Initiated Withdrawal | 3/1/2011 |  |  | N | No
W3-016 | Pilesgrove |  | NJ | Salem | Withdrawn | AEC | 20 | 20 | 7.6 |  | Capacity | Generation Interconnection | Solar |  |  | N/A | https://www.pjm.com/pjmfiles/pub/planning/project-queues/feas_docs/w3016_fea.pdf | Document Posted |  | Withdrawn |  |  | N/A |  | N/A |  |  | N/A | N/A |  | 8/12/2010 | N/A | N/A |  | 2/18/2011 | Customer Initiated Withdrawal | 12/31/2011 |  |  | N | No
W3-017 | Pilesgrove |  | NJ | Salem | Withdrawn | AEC | 20 | 20 | 7.6 |  | Capacity | Generation Interconnection | Solar |  |  | N/A | https://www.pjm.com/pjmfiles/pub/planning/project-queues/feas_docs/w3017_fea.pdf | Document Posted |  | Withdrawn |  |  | N/A |  | N/A |  |  | N/A | N/A |  | 8/12/2010 | N/A | N/A |  | 2/18/2011 | Customer Initiated Withdrawal | 12/21/2011 |  |  | N | No
W3-018 | Deepwater-Woodstown 69kV |  | NJ | Salem | Withdrawn | AEC | 60 | 60 | 22.8 |  | Capacity | Generation Interconnection | Solar |  |  | N/A | https://www.pjm.com/pjmfiles/pub/planning/project-queues/feas_docs/w3018_fea.pdf | Document Posted |  | Withdrawn |  |  | N/A |  | N/A |  |  | N/A | N/A |  | 8/12/2010 | N/A | N/A |  | 8/23/2011 | Customer Initiated Withdrawal | 12/31/2011 |  |  | N | No
W3-019 | Fentress-Shawboro 230kV |  | NC | Currituck | Withdrawn | Dominion | 150 | 150 | 19.5 |  | Capacity | Generation Interconnection | Wind |  |  | N/A | https://www.pjm.com/pjmfiles/pub/planning/project-queues/feas_docs/w3019_fea.pdf | Document Posted | https://www.pjm.com/pjmfiles/pub/planning/project-queues/impact_studies/w3019_imp.pdf | Document Posted |  | Withdrawn | N/A |  | N/A |  |  | N/A | N/A |  | 8/20/2010 | N/A | N/A |  | 7/29/2011 | Customer Initiated Withdrawal | 12/31/2013 |  |  | N | No
W3-021 | Jacksons Ferry-Peak Creek 138kV |  | VA | Pulaski | Withdrawn | AEP | 70 | 70 | 9.1 |  | Capacity | Generation Interconnection | Wind |  |  | N/A | https://www.pjm.com/pjmfiles/pub/planning/project-queues/feas_docs/w3021_fea.pdf | Document Posted |  | Withdrawn |  |  | N/A |  | N/A |  |  | N/A | N/A |  | 8/24/2010 | N/A | N/A |  | 3/2/2012 | Customer Initiated Withdrawal | 12/31/2013 |  |  | N | No
W3-021A | Corry East 115kV |  | PA | Crawford | Withdrawn | PENELEC | 70 | 70 | 9.1 |  | Capacity | Generation Interconnection | Wind |  |  | N/A | https://www.pjm.com/pjmfiles/pub/planning/project-queues/feas_docs/w3021a_fea.pdf | Document Posted | https://www.pjm.com/pjmfiles/pub/planning/project-queues/impact_studies/w3021a_imp.pdf | Document Posted |  | Withdrawn | N/A |  | N/A |  |  | N/A | N/A |  | 8/23/2010 | N/A | N/A |  | 10/1/2012 | Customer Initiated Withdrawal | 12/31/2014 |  |  | N | No
W3-022 | Frackville-Eldred #1 230kV |  | PA | Schuylkill | Withdrawn | PPL | 150 | 150 | 19.5 |  | Capacity | Generation Interconnection | Wind |  |  | N/A | https://www.pjm.com/pjmfiles/pub/planning/project-queues/feas_docs/w3022_fea.pdf | Document Posted | https://www.pjm.com/pjmfiles/pub/planning/project-queues/impact_studies/w3022_imp.pdf | Document Posted | https://www.pjm.com/pjmfiles/pub/planning/project-queues/facilities/w3022_fac.pdf | Document Posted | https://www.pjm.com/pjmfiles/pub/planning/project-queues/isa/w3_022_isa.pdf | Document Posted | N/A | https://www.pjm.com/pjmfiles/pub/planning/project-queues/csa/w3_022_csa.pdf | Document Posted | N/A | N/A |  | 8/25/2010 | N/A | N/A |  | 3/25/2015 | Customer Initiated Withdrawal | 12/31/2016 | 12/31/2016 |  | N | No
W3-023 | Frackville-Eldred #2 230kV |  | PA | Schuylkill | Withdrawn | PPL | 120 | 120 | 15.6 |  | Capacity | Generation Interconnection | Wind |  |  | N/A | https://www.pjm.com/pjmfiles/pub/planning/project-queues/feas_docs/w3023_fea.pdf | Document Posted | https://www.pjm.com/pjmfiles/pub/planning/project-queues/impact_studies/w3023_imp.pdf | Document Posted |  | Withdrawn | N/A |  | N/A |  |  | N/A | N/A |  | 8/25/2010 | N/A | N/A |  | 10/3/2011 | Customer Initiated Withdrawal | 12/31/2014 |  |  | N | No
W3-024 | Columbia 138kV |  | IN | Whitley | Withdrawn | AEP | 149.4 | 149.4 | 19.4 |  | Capacity | Generation Interconnection | Wind |  |  | N/A | https://www.pjm.com/pjmfiles/pub/planning/project-queues/feas_docs/w3024_fea.pdf | Document Posted | https://www.pjm.com/pjmfiles/pub/planning/project-queues/impact_studies/w3024_imp.pdf | Document Posted |  | Withdrawn | N/A |  | N/A |  |  | N/A | N/A |  | 8/26/2010 | N/A | N/A |  | 4/25/2013 | Customer Milestone Not Met | 10/1/2013 |  |  | N | No
W3-025 | Wrightstown 34.5kV | Saylors Pond Solar Farm | NJ | Burlington | Withdrawn | JCPL | 2.06 | 2.06 | 0 |  | Energy | Generation Interconnection | Solar |  |  | N/A | https://www.pjm.com/pjmfiles/pub/planning/project-queues/feas_docs/w3025_fea.pdf | Document Posted | https://www.pjm.com/pjmfiles/pub/planning/project-queues/impact_studies/w3025_imp.pdf | Document Posted |  | Not Required | N/A | Wholesale Market Participation Agreement | https://www.pjm.com/pjmfiles/pub/planning/project-queues/wmpa/w3025_wmpa.pdf |  | Not Required | N/A | N/A |  | 8/27/2010 | N/A | N/A |  | 6/22/2016 | Customer Initiated Withdrawal | 9/1/2014 | 9/1/2014 |  | N | No
W3-026 | Burlington 13kV | 1900 River Road | NJ | Burlington | Withdrawn | PSEG | 5 | 5 | 1.9 |  | Capacity | Generation Interconnection | Solar |  |  | N/A | https://www.pjm.com/pjmfiles/pub/planning/project-queues/feas_docs/w3026_fea.pdf | Document Posted | https://www.pjm.com/pjmfiles/pub/planning/project-queues/impact_studies/w3026_imp.pdf | Document Posted |  | Not Required | N/A | Wholesale Market Participation Agreement | https://www.pjm.com/pjmfiles/pub/planning/project-queues/wmpa/w3026_wmpa.pdf |  | Not Required | N/A | N/A |  | 8/27/2010 | N/A | N/A |  | 7/23/2013 | Customer Milestone Not Met | 3/1/2013 | 3/1/2013 |  | N | No
W3-028 | Cedar 230kV | New Jersey Offshore Wind Project | NJ | Atlantic | Withdrawn | AEC | 348 | 348 | 45 |  | Capacity | Generation Interconnection | Offshore Wind |  |  | N/A | https://www.pjm.com/pjmfiles/pub/planning/project-queues/feas_docs/w3028_fea.pdf | Document Posted | https://www.pjm.com/pjmfiles/pub/planning/project-queues/impact_studies/w3028_imp.pdf | Document Posted | https://www.pjm.com/pjmfiles/pub/planning/project-queues/facilities/w3028_fac.pdf | Document Posted | https://www.pjm.com/pjmfiles/pub/planning/project-queues/isa/w3_028_isa.pdf | Document Posted | N/A | https://www.pjm.com/pjmfiles/pub/planning/project-queues/csa/w3_028_csa.pdf | Document Posted | N/A | N/A |  | 8/27/2010 | N/A | N/A |  | 5/12/2016 | Customer Initiated Withdrawal | 1/1/2019 | 1/1/2019 |  | N | No
W3-029 | Buckeye-Ringoes 34.5kV | Ringoes Solar Farm | NJ | Hunterdon | In Service | JCPL | 8.4 | 8.4 | 3.2 | 8.4 | Capacity | Generation Interconnection | Solar |  |  | N/A | https://www.pjm.com/pjmfiles/pub/planning/project-queues/feas_docs/w3029_fea.pdf | Document Posted | https://www.pjm.com/pjmfiles/pub/planning/project-queues/impact_studies/w3029_imp.pdf | Document Posted |  | Not Required | N/A | Wholesale Market Participation Agreement | https://www.pjm.com/pjmfiles/pub/planning/project-queues/wmpa/w3029_wmpa.pdf |  | Not Required | N/A | N/A |  | 8/30/2010 | N/A | N/A |  |  |  | 5/31/2018 | 5/31/2018 | 6/4/2018 | N | No
W3-030 | Southampton 13kV | 1626 Route 70 | NJ | Burlington | Withdrawn | PSEG | 5 | 5 | 1.9 |  | Capacity | Generation Interconnection | Solar |  |  | N/A | https://www.pjm.com/pjmfiles/pub/planning/project-queues/feas_docs/w3030_fea.pdf | Document Posted | https://www.pjm.com/pjmfiles/pub/planning/project-queues/impact_studies/w3030_imp.pdf | Document Posted |  | Not Required | N/A | Wholesale Market Participation Agreement | https://www.pjm.com/pjmfiles/pub/planning/project-queues/wmpa/w3030_wmpa.pdf |  | Not Required | N/A | N/A |  | 8/30/2010 | N/A | N/A |  | 3/7/2012 | Customer Initiated Withdrawal | 4/30/2012 | 4/30/2012 |  | N | No
W3-031 | Medford 69kV |  | NJ | Burlington | Withdrawn | PSEG | 20 | 20 | 7.6 |  | Capacity | Generation Interconnection | Solar |  |  | N/A |  | Withdrawn |  |  |  |  | N/A |  | N/A |  |  | N/A | N/A |  | 8/30/2010 | N/A | N/A |  | 10/27/2010 | Customer Initiated Withdrawal | 2/6/2012 |  |  | N | No
W3-032 | Stewartsville-West Portal 34.5kV | New Village Solar Farm | NJ | Warren | Withdrawn | JCPL | 8 | 8 | 3 |  | Capacity | Generation Interconnection | Solar |  |  | N/A | https://www.pjm.com/pjmfiles/pub/planning/project-queues/feas_docs/w3032_fea.pdf | Document Posted | https://www.pjm.com/pjmfiles/pub/planning/project-queues/impact_studies/w3032_imp.pdf | Document Posted |  | Not Required | N/A | Wholesale Market Participation Agreement | https://www.pjm.com/pjmfiles/pub/planning/project-queues/wmpa/w3032_wmpa.pdf |  | Not Required | N/A | N/A |  | 8/30/2010 | N/A | N/A |  | 12/24/2013 | Customer Milestone Not Met | 9/1/2014 | 9/1/2014 |  | N | No
W3-032A | Cartanza 230kV | Garrison Energy Center | DE | New Castle | In Service | DPL | 309.2 | 309.2 | 309.2 | 309.2 | Capacity | Generation Interconnection | Natural Gas |  |  | N/A | https://www.pjm.com/pjmfiles/pub/planning/project-queues/feas_docs/w3032a_fea.pdf | Document Posted | https://www.pjm.com/pjmfiles/pub/planning/project-queues/impact_studies/w3032a_imp.pdf | Document Posted | https://www.pjm.com/pjmfiles/pub/planning/project-queues/facilities/w3032a_fac.pdf | Document Posted | https://www.pjm.com/pjmfiles/pub/planning/project-queues/isa/w3_032a_isa.pdf | Document Posted | N/A | https://www.pjm.com/pjmfiles/pub/planning/project-queues/csa/w3_032a_csa.pdf | Document Posted | N/A | N/A |  | 8/30/2010 | N/A | N/A |  |  |  | 6/1/2015 | 6/1/2015 | 5/21/2015 | N | No
W3-033 | Egg Harbor Township 1 |  | NJ | Atlantic | Withdrawn | AEC | 7.5 | 7.5 | 7.5 |  | Capacity | Generation Interconnection | Methane |  |  | N/A | https://www.pjm.com/pjmfiles/pub/planning/project-queues/feas_docs/w3033_fea.pdf | Document Posted | https://www.pjm.com/pjmfiles/pub/planning/project-queues/impact_studies/w3033_imp.pdf | Document Posted | https://www.pjm.com/pjmfiles/pub/planning/project-queues/facilities/w3033_fac.pdf | Document Posted |  | Withdrawn | N/A |  | Withdrawn | N/A | N/A |  | 8/31/2010 | N/A | N/A |  | 10/1/2014 | Customer Initiated Withdrawal | 3/31/2018 | 3/31/2018 |  | N | No
W3-034 | Egg Harbor Township 2 |  | NJ | Atlantic | Withdrawn | AEC | 10 | 7.5 | 7.5 |  | Capacity | Generation Interconnection | Methane |  |  | N/A | https://www.pjm.com/pjmfiles/pub/planning/project-queues/feas_docs/w3034_fea.pdf | Document Posted | https://www.pjm.com/pjmfiles/pub/planning/project-queues/impact_studies/w3034_imp.pdf | Document Posted |  | Withdrawn | N/A |  | N/A |  |  | N/A | N/A |  | 8/31/2010 | N/A | N/A |  | 8/10/2011 | Customer Milestone Not Met | 3/1/2012 |  |  | N | No
W3-035 | Williamstown 12kV |  | NJ | Gloucester | Withdrawn | AEC | 7 | 7 | 2.7 |  | Capacity | Generation Interconnection | Solar |  |  | N/A | https://www.pjm.com/pjmfiles/pub/planning/project-queues/feas_docs/w3035_fea.pdf | Document Posted |  | Withdrawn |  |  | N/A |  | N/A |  |  | N/A | N/A |  | 8/31/2010 | N/A | N/A |  | 2/23/2011 | Customer Initiated Withdrawal | 3/1/2012 |  |  | N | No
W3-036 | Pemberton 12kV |  | MD | Wicomico | Withdrawn | DPL | 5 | 5 | 1.9 |  | Capacity | Generation Interconnection | Solar |  |  | N/A | https://www.pjm.com/pjmfiles/pub/planning/project-queues/feas_docs/w3036_fea.pdf | Document Posted |  | Withdrawn |  |  | N/A |  | N/A |  |  | N/A | N/A |  | 8/31/2010 | N/A | N/A |  | 3/2/2011 | Customer Milestone Not Met | 3/1/2012 |  |  | N | No
W3-037 | Delmar 12kV |  | MD | Wicomico | Withdrawn | DPL | 20 | 20 | 7.6 |  | Capacity | Generation Interconnection | Solar |  |  | N/A | https://www.pjm.com/pjmfiles/pub/planning/project-queues/feas_docs/w3037_fea.pdf | Document Posted |  | Withdrawn |  |  | N/A |  | N/A |  |  | N/A | N/A |  | 8/31/2010 | N/A | N/A |  | 3/8/2011 | Customer Milestone Not Met | 3/1/2012 |  |  | N | No
W3-038 | Lumberton 13kV | Trotter Property | NJ | Burlington | Withdrawn | PSEG | 5 | 5 | 1.9 |  | Capacity | Generation Interconnection | Solar |  |  | N/A | https://www.pjm.com/pjmfiles/pub/planning/project-queues/feas_docs/w3038_fea.pdf | Document Posted | https://www.pjm.com/pjmfiles/pub/planning/project-queues/impact_studies/w3038_imp.pdf | Document Posted |  | Not Required | N/A | Wholesale Market Participation Agreement | https://www.pjm.com/pjmfiles/pub/planning/project-queues/wmpa/w3038_wmpa.pdf |  | Not Required | N/A | N/A |  | 8/31/2010 | N/A | N/A |  | 5/9/2012 | Customer Initiated Withdrawal | 6/30/2013 | 6/30/2013 |  | N | No
W3-039 | Bayonne 26kV |  | NJ | Hudson | Withdrawn | PSEG | 20 | 20 | 2.6 |  | Capacity | Generation Interconnection | Wind |  |  | N/A | https://www.pjm.com/pjmfiles/pub/planning/project-queues/feas_docs/w3039_fea.pdf | Document Posted | https://www.pjm.com/pjmfiles/pub/planning/project-queues/impact_studies/w3039_imp.pdf | Document Posted |  | Not Required |  | Withdrawn | N/A |  | Withdrawn | N/A | N/A |  | 8/31/2010 | N/A | N/A |  | 6/3/2013 | Customer Initiated Withdrawal | 10/10/2012 | 10/10/2012 |  | N | No
W3-040 | Martinsburg |  | PA | Blair | Withdrawn | PENELEC | 3.8 | 3.8 | 3.8 |  | Capacity | Generation Interconnection | Methane |  |  | N/A | https://www.pjm.com/pjmfiles/pub/planning/project-queues/feas_docs/w3040_fea.pdf | Document Posted |  | Withdrawn |  |  | N/A |  | N/A |  |  | N/A | N/A |  | 8/31/2010 | N/A | N/A |  | 4/22/2011 | Customer Milestone Not Met | 1/30/2012 |  |  | N | No
W3-041 | Burlington 26kV | Springfield Solar | NJ | Burlington | Withdrawn | PSEG | 10 | 10 | 3.8 |  | Capacity | Generation Interconnection | Solar |  |  | N/A | https://www.pjm.com/pjmfiles/pub/planning/project-queues/feas_docs/w3041_fea.pdf | Document Posted | https://www.pjm.com/pjmfiles/pub/planning/project-queues/impact_studies/w3041_imp.pdf | Document Posted |  | Not Required | N/A | Wholesale Market Participation Agreement | https://www.pjm.com/pjmfiles/pub/planning/project-queues/wmpa/w3041_wmpa.pdf |  | Withdrawn | N/A | N/A |  | 8/31/2010 | N/A | N/A |  | 1/2/2013 | Customer Milestone Not Met | 7/1/2012 | 7/1/2012 |  | N | No
W3-042 | Mercersburg 34.5kV |  | PA | Franklin | Withdrawn | APS | 16 | 16 | 6.08 |  | Capacity | Generation Interconnection | Solar |  |  | N/A | https://www.pjm.com/pjmfiles/pub/planning/project-queues/feas_docs/w3042_fea.pdf | Document Posted |  | Withdrawn |  |  | N/A |  | N/A |  |  | N/A | N/A |  | 8/31/2010 | N/A | N/A |  | 10/6/2011 | Customer Initiated Withdrawal | 6/1/2012 |  |  | N | No
W3-043 | Pendleton 230 kV |  | VA | City of Virginia Beach | Withdrawn | Dominion | 500 | 500 | 65 |  | Capacity | Generation Interconnection | Offshore Wind |  |  | N/A | https://www.pjm.com/pjmfiles/pub/planning/project-queues/feas_docs/w3043_fea.pdf | Document Posted | https://www.pjm.com/pjmfiles/pub/planning/project-queues/impact_studies/w3043_imp.pdf | Document Posted |  | Withdrawn | N/A |  | N/A |  |  | N/A | N/A |  | 8/31/2010 | N/A | N/A |  | 8/16/2011 | Customer Milestone Not Met | 11/30/2017 |  |  | N | No
W3-044 | Washington 34.5kV | McCullough Road Solar Farm | NJ | Warren | In Service | JCPL | 8.8 | 8.8 | 3.34 | 8.8 | Capacity | Generation Interconnection | Solar |  |  | N/A | https://www.pjm.com/pjmfiles/pub/planning/project-queues/feas_docs/w3044_fea.pdf | Document Posted | https://www.pjm.com/pjmfiles/pub/planning/project-queues/impact_studies/w3044_imp.pdf | Document Posted | https://www.pjm.com/pjmfiles/pub/planning/project-queues/facilities/w3044_fac.pdf | Document Posted | N/A | Wholesale Market Participation Agreement | https://www.pjm.com/pjmfiles/pub/planning/project-queues/wmpa/w3044_wmpa.pdf |  | Not Required | N/A | N/A |  | 8/31/2010 | N/A | N/A | 6/27/2019 |  |  | 6/30/2019 | 6/30/2019 | 6/27/2019 | N | No
W3-045 | Fairfield 12kV | Fairfield at Howell Solar Farm | NJ | Monmouth | Withdrawn | JCPL | 3 | 3 | 1.14 |  | Capacity | Generation Interconnection | Solar |  |  | N/A | https://www.pjm.com/pjmfiles/pub/planning/project-queues/feas_docs/w3045_fea.pdf | Document Posted | https://www.pjm.com/pjmfiles/pub/planning/project-queues/impact_studies/w3045_imp.pdf | Document Posted |  | Not Required | N/A | Wholesale Market Participation Agreement | https://www.pjm.com/pjmfiles/pub/planning/project-queues/wmpa/w3045_wmpa.pdf |  | Not Required | N/A | N/A |  | 8/31/2010 | N/A | N/A |  | 10/28/2016 |  | 9/1/2014 | 9/1/2014 |  | N | No
W3-046 | Powerton 345kV |  | IL | Mason | Withdrawn | ComEd | 207.5 | 207.5 | 0 |  | Energy | Generation Interconnection | Wind |  |  | N/A | https://www.pjm.com/pjmfiles/pub/planning/project-queues/feas_docs/w3046_fea.pdf | Document Posted | https://www.pjm.com/pjmfiles/pub/planning/project-queues/impact_studies/w3046_imp.pdf | Document Posted |  | Withdrawn | N/A |  | N/A |  |  | N/A | N/A |  | 8/31/2010 | N/A | N/A |  | 5/17/2018 |  | 12/31/2015 | 12/31/2015 |  | N | No
W3-047 | Front Royal 500kV | Warren County | VA | Warren | In Service | Dominion | 1464 | 39 | 60 | 39 | Capacity | Generation Interconnection | Natural Gas |  |  | N/A | https://www.pjm.com/pjmfiles/pub/planning/project-queues/feas_docs/w3047_fea.pdf | Document Posted | https://www.pjm.com/pjmfiles/pub/planning/project-queues/impact_studies/w3047_imp.pdf | Document Posted | https://www.pjm.com/pjmfiles/pub/planning/project-queues/facilities/w3047_fac.pdf | Document Posted | https://www.pjm.com/pjmfiles/pub/planning/project-queues/isa/w3_047_isa.pdf | Document Posted | N/A | https://www.pjm.com/pjmfiles/pub/planning/project-queues/csa/w3_047_csa.pdf | Document Posted | N/A | N/A | 11/15/2013 | 8/31/2010 | N/A | N/A | 8/11/2014 |  |  | 9/30/2015 | 9/30/2015 | 10/30/2014 | N | No
W3-048 | Hope Creek 500kV | Hope Creek Generating Station | NJ | Salem | In Service | PSEG | 1275 | 50 | 50 | 50 | Capacity | Generation Interconnection | Nuclear |  |  | N/A | https://www.pjm.com/pjmfiles/pub/planning/project-queues/feas_docs/w3048_fea.pdf | Document Posted | https://www.pjm.com/pjmfiles/pub/planning/project-queues/impact_studies/w3048_imp.pdf | Document Posted |  | Not Required | https://www.pjm.com/pjmfiles/pub/planning/project-queues/isa/w3_048_isa.pdf | Document Posted | N/A |  | Not Required | N/A | N/A |  | 8/31/2010 | N/A | N/A |  |  |  | 6/1/2012 |  | 1/23/2013 | N | No
W3-049 | Carneys Point 12kV |  | NJ | Salem | Withdrawn | AEC | 10 | 10 | 3.8 |  | Capacity | Generation Interconnection | Solar |  |  | N/A | https://www.pjm.com/pjmfiles/pub/planning/project-queues/feas_docs/w3049_fea.pdf | Document Posted |  | Withdrawn |  |  | N/A |  | N/A |  |  | N/A | N/A |  | 8/31/2010 | N/A | N/A |  | 2/23/2011 | Customer Initiated Withdrawal | 5/31/2012 |  |  | N | No
W3-050 | Kelford 34.5kV |  | NC | Bertie | Withdrawn | Dominion | 20 | 20 | 7.6 |  | Capacity | Generation Interconnection | Solar |  |  | N/A | https://www.pjm.com/pjmfiles/pub/planning/project-queues/feas_docs/w3050_fea.pdf | Document Posted | https://www.pjm.com/pjmfiles/pub/planning/project-queues/impact_studies/w3050_imp.pdf | Document Posted | https://www.pjm.com/pjmfiles/pub/planning/project-queues/facilities/w3050_fac.pdf | Document Posted |  | Withdrawn | N/A |  | Withdrawn | N/A | N/A |  | 8/31/2010 | N/A | N/A |  | 12/14/2011 | Customer Milestone Not Met | 12/31/2012 |  |  | N | No
W3-051 | Dorton 138kV |  | KY | Pike | Withdrawn | AEP | 60 | 60 | 7.8 |  | Capacity | Generation Interconnection | Wind |  |  | N/A | https://www.pjm.com/pjmfiles/pub/planning/project-queues/feas_docs/w3061_fea.pdf | Document Posted |  | Withdrawn |  |  | N/A |  | N/A |  |  | N/A | N/A |  | 8/31/2010 | N/A | N/A |  | 1/5/2012 | Customer Milestone Not Met | 9/30/2013 |  |  | N | No
W3-052 | Tazewell-Kendall 345kV |  | IL | Woodford | Withdrawn | ComEd | 200 | 200 | 26 |  | Capacity | Generation Interconnection | Wind |  |  | N/A | https://www.pjm.com/pjmfiles/pub/planning/project-queues/feas_docs/w3052_fea.pdf | Document Posted |  | Withdrawn |  |  | N/A |  | N/A |  |  | N/A | N/A |  | 8/31/2010 | N/A | N/A |  | 1/31/2012 | Customer Initiated Withdrawal | 12/31/2012 |  |  | N | No
W3-053 | Trowbridge 230kV |  | NC | Washington | Withdrawn | Dominion | 260 | 260 | 33.8 |  | Capacity | Generation Interconnection | Wind |  |  | N/A | https://www.pjm.com/pjmfiles/pub/planning/project-queues/feas_docs/w3053_fea.pdf | Document Posted |  | Withdrawn |  |  | N/A |  | N/A |  |  | N/A | N/A |  | 8/31/2010 | N/A | N/A |  | 2/25/2011 | Customer Initiated Withdrawal | 9/30/2013 |  |  | N | No
W3-054 | Mackeys-Riders Creek 115kV |  | NC | Tyrell | Withdrawn | Dominion | 150 | 150 | 19.5 |  | Capacity | Generation Interconnection | Wind |  |  | N/A | https://www.pjm.com/pjmfiles/pub/planning/project-queues/feas_docs/w3054_fea.pdf | Document Posted | https://www.pjm.com/pjmfiles/pub/planning/project-queues/impact_studies/w3054_imp.pdf | Document Posted | https://www.pjm.com/pjmfiles/pub/planning/project-queues/facilities/w3054_fac.pdf | Document Posted |  | Withdrawn | N/A |  | Withdrawn | N/A | N/A |  | 8/31/2010 | N/A | N/A |  | 5/28/2012 | Customer Initiated Withdrawal | 9/30/2013 |  |  | N | No
W3-054A | Oak Hall 138kV |  | VA | Accomack | Withdrawn | ODEC | 95 | 95 | 12.35 |  | Capacity | Generation Interconnection | Wind |  |  | N/A | https://www.pjm.com/pjmfiles/pub/planning/project-queues/feas_docs/w3054a_fea.pdf | Document Posted | https://www.pjm.com/pjmfiles/pub/planning/project-queues/impact_studies/w3054a_imp.pdf | Document Posted |  | Withdrawn | N/A |  | N/A |  |  | N/A | N/A |  | 8/31/2010 | N/A | N/A |  | 1/22/2013 | Customer Initiated Withdrawal | 6/1/2013 |  |  | N | No
W3-055 | Lumberton 69kV |  | NJ | Burlington | Withdrawn | PSEG | 12 | 12 | 4.56 |  | Capacity | Generation Interconnection | Solar |  |  | N/A | https://www.pjm.com/pjmfiles/pub/planning/project-queues/feas_docs/w3055_fea.pdf | Document Posted | https://www.pjm.com/pjmfiles/pub/planning/project-queues/impact_studies/w3055_imp.pdf | Document Posted |  | Not Required |  | Withdrawn | N/A |  | Not Required | N/A | N/A |  | 9/1/2010 | N/A | N/A |  | 9/7/2011 | Customer Initiated Withdrawal | 11/30/2011 |  |  | N | No
W3-056 | Lumberton 69kV |  | NJ | Burlington | Withdrawn | PSEG | 8 | 8 | 3.04 |  | Capacity | Generation Interconnection | Solar |  |  | N/A | https://www.pjm.com/pjmfiles/pub/planning/project-queues/feas_docs/w3056_fea.pdf | Document Posted | https://www.pjm.com/pjmfiles/pub/planning/project-queues/impact_studies/w3056_imp.pdf | Document Posted |  | Not Required |  | Withdrawn | N/A |  | Not Required | N/A | N/A |  | 9/1/2010 | N/A | N/A |  | 9/7/2011 | Customer Milestone Not Met | 3/1/2013 | 3/1/2013 |  | N | No
W3-057 | Lumberton 69kV | Warfield II | NJ | Burlington | Withdrawn | PSEG | 20 | 20 | 7.6 |  | Capacity | Generation Interconnection | Solar |  |  | N/A | https://www.pjm.com/pjmfiles/pub/planning/project-queues/feas_docs/w3057_fea.pdf | Document Posted | https://www.pjm.com/pjmfiles/pub/planning/project-queues/impact_studies/w3057_imp.pdf | Document Posted |  | Not Required | N/A | Wholesale Market Participation Agreement | https://www.pjm.com/pjmfiles/pub/planning/project-queues/wmpa/w3057_wmpa.pdf |  | Not Required | N/A | N/A |  | 9/1/2010 | N/A | N/A |  | 1/5/2016 | Customer Initiated Withdrawal | 10/1/2015 | 10/1/2015 |  | N | No
W3-058 | Rio Grande 12kV |  | NJ | Cape May | Withdrawn | AEC | 10 | 10 | 3.8 |  | Capacity | Generation Interconnection | Solar |  |  | N/A | https://www.pjm.com/pjmfiles/pub/planning/project-queues/feas_docs/w3058_fea.pdf | Document Posted | https://www.pjm.com/pjmfiles/pub/planning/project-queues/impact_studies/w3058_imp.pdf | Document Posted |  | Withdrawn | N/A |  | N/A |  |  | N/A | N/A |  | 9/10/2010 | N/A | N/A |  | 7/24/2013 | Customer Initiated Withdrawal | 7/1/2012 |  |  | N | No
W3-059 | Quinton 12kV |  | NJ | Salem | Withdrawn | AEC | 10 | 10 | 3.8 |  | Capacity | Generation Interconnection | Solar |  |  | N/A | https://www.pjm.com/pjmfiles/pub/planning/project-queues/feas_docs/w3059_fea.pdf | Document Posted |  | Withdrawn |  |  | N/A |  | N/A |  |  | N/A | N/A |  | 9/10/2010 | N/A | N/A |  | 2/24/2011 | Customer Initiated Withdrawal | 12/31/2012 |  |  | N | No
W3-059A_AT6 | Avery-Greenfield 138kV |  | OH | Erie | Withdrawn | ATSI | 99 | 99 | 12.9 |  | Capacity | Generation Interconnection | Wind |  |  | N/A | https://www.pjm.com/pjmfiles/pub/planning/project-queues/feas_docs/w3059a_at6_fea.pdf | Document Posted | https://www.pjm.com/pjmfiles/pub/planning/project-queues/impact_studies/w3059a_at6_imp.pdf | Document Posted | https://www.pjm.com/pjmfiles/pub/planning/project-queues/facilities/w3059a_at6_fac.pdf | Document Posted |  | Withdrawn | N/A |  | Withdrawn | N/A | N/A |  | 9/10/2010 | N/A | N/A |  | 11/7/2014 | Customer Initiated Withdrawal | 9/9/2017 | 9/9/2017 |  | N | No
W3-059B_AT7 | Allen Junction-Lyons 138kV |  | OH | Fulton | Withdrawn | ATSI | 97.6 | 97.6 | 12.69 |  | Capacity | Generation Interconnection | Wind |  |  | N/A | https://www.pjm.com/pjmfiles/pub/planning/project-queues/feas_docs/w3059b_at7_fea.pdf | Document Posted |  | Withdrawn |  |  | N/A |  | N/A |  |  | N/A | N/A |  | 9/10/2010 | N/A | N/A |  | 2/2/2012 | Customer Initiated Withdrawal | 12/31/2010 |  |  | N | No
W3-059C_AT8 | Allen Junction 138kV |  | OH | Fulton | Withdrawn | ATSI | 99 | 99 | 12.9 |  | Capacity | Generation Interconnection | Wind |  |  | N/A | https://www.pjm.com/pjmfiles/pub/planning/project-queues/feas_docs/w3059c_at8_fea.pdf | Document Posted |  | Withdrawn |  |  | N/A |  | N/A |  |  | N/A | N/A |  | 9/10/2010 | N/A | N/A |  | 6/15/2011 | Customer Initiated Withdrawal | 12/31/2010 |  |  | N | No
W3-060 | Kendallville 138kV |  | IN | Noble | Withdrawn | AEP | 120 | 120 | 15.6 |  | Capacity | Generation Interconnection | Wind |  |  | N/A | https://www.pjm.com/pjmfiles/pub/planning/project-queues/feas_docs/w3060_fea.pdf | Document Posted |  | Withdrawn |  | Withdrawn | N/A |  | N/A |  |  | N/A | N/A |  | 9/13/2010 | N/A | N/A |  | 11/14/2011 | Customer Milestone Not Met | 11/1/2012 |  |  | N | No
W3-061 | Church 69kV |  | MD | Queen Anne's | Withdrawn | DPL | 20 | 20 | 7.6 |  | Capacity | Generation Interconnection | Solar |  |  | N/A | https://www.pjm.com/pjmfiles/pub/planning/project-queues/feas_docs/w3061_fea.pdf | Document Posted |  | Withdrawn |  |  | N/A |  | N/A |  |  | N/A | N/A |  | 9/14/2010 | N/A | N/A |  | 2/28/2011 | Customer Initiated Withdrawal | 5/31/2011 |  |  | N | No
W3-063 | South Fultonham 4kV | Zanesville Energy | OH | Muskingum | Deactivated | AEP | 0.85 | 0.85 | 0 | 0.85 | Energy | Generation Interconnection | Methane |  |  | N/A | https://www.pjm.com/pjmfiles/pub/planning/project-queues/feas_docs/w3063_fea.pdf | Document Posted | https://www.pjm.com/pjmfiles/pub/planning/project-queues/impact_studies/w3063_imp.pdf | Document Posted |  | Not Required | N/A | Wholesale Market Participation Agreement | https://www.pjm.com/pjmfiles/pub/planning/project-queues/wmpa/w3063_wmpa.pdf |  | Not Required | N/A | N/A |  | 9/17/2010 | N/A | N/A |  | 9/8/2018 |  | 5/31/2011 | 5/31/2011 | 5/31/2011 | N | No
W3-064 | Hunterstown 115kV V |  | PA | Adams | Withdrawn | ME | 20 | 20 | 7.6 |  | Capacity | Generation Interconnection | Solar |  |  | N/A | https://www.pjm.com/pjmfiles/pub/planning/project-queues/feas_docs/w3064_fea.pdf | Document Posted |  | Withdrawn |  |  | N/A |  | N/A |  |  | N/A | N/A |  | 9/22/2010 | N/A | N/A |  | 4/3/2011 | Customer Initiated Withdrawal | 12/31/2011 |  |  | N | No
W3-066 | Shawboro 230kV | Hales Lake Energy Center | NC | Camden | Withdrawn | Dominion | 300 | 300 | 40 |  | Capacity | Generation Interconnection | Wind |  |  | N/A | https://www.pjm.com/pjmfiles/pub/planning/project-queues/feas_docs/w3066_fea.pdf | Document Posted | https://www.pjm.com/pjmfiles/pub/planning/project-queues/impact_studies/w3066_imp.pdf | Document Posted | https://www.pjm.com/pjmfiles/pub/planning/project-queues/facilities/w3066_fac.pdf | Document Posted | https://www.pjm.com/pjmfiles/pub/planning/project-queues/isa/w3_066_isa.pdf | Document Posted | N/A | https://www.pjm.com/pjmfiles/pub/planning/project-queues/csa/w3_066_csa.pdf | Document Posted | N/A | N/A |  | 9/24/2010 | N/A | N/A |  | 8/1/2016 | Customer Initiated Withdrawal | 6/1/2016 | 6/1/2016 |  | N | No
W3-067 | Gardners-Hunterstown 115kV |  | PA | Adams | Withdrawn | ME | 20 | 20 | 7.6 |  | Capacity | Generation Interconnection | Solar |  |  | N/A | https://www.pjm.com/pjmfiles/pub/planning/project-queues/feas_docs/w3067_fea.pdf | Document Posted |  | Withdrawn |  |  | N/A |  | N/A |  |  | N/A | N/A |  | 9/27/2010 | N/A | N/A |  | 4/3/2011 | Customer Initiated Withdrawal | 7/1/2012 |  |  | N | No
W3-068 | Cumberland-W. Shore 3 #1 69kV |  | PA | Cumberland | Withdrawn | PPL | 20 | 20 | 7.6 |  | Capacity | Generation Interconnection | Solar |  |  | N/A | https://www.pjm.com/pjmfiles/pub/planning/project-queues/feas_docs/w3068_fea.pdf | Document Posted |  | Withdrawn |  |  | N/A |  | N/A |  |  | N/A | N/A |  | 9/28/2010 | N/A | N/A |  | 5/23/2011 | Customer Initiated Withdrawal | 7/1/2012 |  |  | N | No
W3-069 | Cumberland-W. Shore 3 #2 69kV |  | PA | Cumberland | Withdrawn | PPL | 20 | 20 | 7.6 |  | Capacity | Generation Interconnection | Solar |  |  | N/A | https://www.pjm.com/pjmfiles/pub/planning/project-queues/feas_docs/w3069_fea.pdf | Document Posted |  | Withdrawn |  |  | N/A |  | N/A |  |  | N/A | N/A |  | 9/28/2010 | N/A | N/A |  | 5/23/2011 | Customer Initiated Withdrawal | 7/1/2012 |  |  | N | No
W3-070 | Metropolitan Court 34.5kV |  | MD | Frederick | Withdrawn | APS | 52 | 52 | 50 |  | Capacity | Generation Interconnection | Biomass |  |  | N/A | https://www.pjm.com/pjmfiles/pub/planning/project-queues/feas_docs/w3070_fea.pdf | Document Posted | https://www.pjm.com/pjmfiles/pub/planning/project-queues/impact_studies/w3070_imp.pdf | Document Posted |  | Withdrawn | N/A |  | N/A |  |  | N/A | N/A |  | 9/29/2010 | N/A | N/A |  | 3/25/2013 | Customer Initiated Withdrawal | 10/31/2013 |  |  | N | No
W3-071 | Worcester 25kV |  | MD | Worcester | Withdrawn | DPL | 12.54 | 12.54 | 4.77 |  | Capacity | Generation Interconnection | Solar |  |  | N/A | https://www.pjm.com/pjmfiles/pub/planning/project-queues/feas_docs/w3071_fea.pdf | Document Posted | https://www.pjm.com/pjmfiles/pub/planning/project-queues/impact_studies/w3071_imp.pdf | Document Posted |  | Withdrawn | N/A |  | N/A |  |  | N/A | N/A |  | 9/30/2010 | N/A | N/A |  | 3/21/2012 | Customer Initiated Withdrawal | 6/1/2012 |  |  | N | No
W3-072 | St. Thomas-Guilford 34.5kV |  | PA | Franklin | Withdrawn | APS | 20 | 20 | 7.6 |  | Capacity | Generation Interconnection | Solar |  |  | N/A | https://www.pjm.com/pjmfiles/pub/planning/project-queues/feas_docs/w3072_fea.pdf | Document Posted | https://www.pjm.com/pjmfiles/pub/planning/project-queues/impact_studies/w3072_imp.pdf | Document Posted |  | Withdrawn | N/A |  | N/A |  |  | N/A | N/A |  | 9/30/2010 | N/A | N/A |  | 9/12/2013 | Customer Initiated Withdrawal | 7/1/2012 |  |  | N | No
W3-073 | West Cape May 12kV |  | NJ | Cape May | Withdrawn | AEC | 2 | 2 | 0 |  | Energy | Generation Interconnection | Solar |  |  | N/A | https://www.pjm.com/pjmfiles/pub/planning/project-queues/feas_docs/w3073_fea.pdf | Document Posted | https://www.pjm.com/pjmfiles/pub/planning/project-queues/impact_studies/w3073_imp.pdf | Document Posted |  | Withdrawn | N/A |  | N/A |  |  | N/A | N/A |  | 9/30/2010 | N/A | N/A |  | 8/12/2011 | Customer Milestone Not Met | 3/1/2011 |  |  | N | No
W3-075 | Orchard 230kV |  | NJ | Salem | Withdrawn | AEC | 20 | 20 | 7.6 |  | Capacity | Generation Interconnection | Solar |  |  | N/A | https://www.pjm.com/pjmfiles/pub/planning/project-queues/feas_docs/w3075_fea.pdf | Document Posted | https://www.pjm.com/pjmfiles/pub/planning/project-queues/impact_studies/w3075_imp.pdf | Document Posted |  | Withdrawn | N/A |  | N/A |  |  | N/A | N/A |  | 9/30/2010 | N/A | N/A |  | 8/12/2011 | Customer Milestone Not Met | 6/1/2012 |  |  | N | No
W3-076 | Morris Park-Stewartsville 34.5kV | South Main Street Solar Farm | NJ | Warren | Withdrawn | JCPL | 17 | 17 | 6.4 |  | Capacity | Generation Interconnection | Solar |  |  | N/A | https://www.pjm.com/pjmfiles/pub/planning/project-queues/feas_docs/w3076_fea.pdf | Document Posted | https://www.pjm.com/pjmfiles/pub/planning/project-queues/impact_studies/w3076_imp.pdf | Document Posted |  | Not Required | N/A | Wholesale Market Participation Agreement | https://www.pjm.com/pjmfiles/pub/planning/project-queues/wmpa/w3076_wmpa.pdf |  | Not Required | N/A | N/A |  | 9/30/2010 | N/A | N/A |  | 12/7/2015 | Customer Initiated Withdrawal | 12/31/2014 | 12/31/2014 |  | N | No
W3-077 | Broadway-Stewartsville 34.5kV | Franklin Township Solar Farm | NJ | Warren | In Service | JCPL | 8.8 | 8.8 | 3.34 | 8.8 | Capacity | Generation Interconnection | Solar |  |  | N/A | https://www.pjm.com/pjmfiles/pub/planning/project-queues/feas_docs/w3077_fea.pdf | Document Posted | https://www.pjm.com/pjmfiles/pub/planning/project-queues/impact_studies/w3077_imp.pdf | Document Posted |  | Not Required | N/A | Wholesale Market Participation Agreement | https://www.pjm.com/pjmfiles/pub/planning/project-queues/wmpa/w3077_wmpa.pdf |  | Not Required | N/A | N/A |  | 9/30/2010 | N/A | N/A | 12/4/2019 |  |  | 1/31/2020 | 1/31/2020 | 1/10/2020 | N | No
W3-078 | Twin Rivers-Windsor 34.5kV | East Windsor Solar Farm | NJ | Mercer | Withdrawn | JCPL | 13 | 13 | 4.9 |  | Capacity | Generation Interconnection | Solar |  |  | N/A | https://www.pjm.com/pjmfiles/pub/planning/project-queues/feas_docs/w3078_fea.pdf | Document Posted | https://www.pjm.com/pjmfiles/pub/planning/project-queues/impact_studies/w3078_imp.pdf | Document Posted |  | Not Required | N/A | Wholesale Market Participation Agreement | https://www.pjm.com/pjmfiles/pub/planning/project-queues/wmpa/w3078_wmpa.pdf |  | Not Required | N/A | N/A |  | 9/30/2010 | N/A | N/A |  | 10/21/2014 | Customer Initiated Withdrawal | 9/1/2014 | 9/1/2014 |  | N | No
W3-079 | Allenwood-Larabee 34.5kV | Lakewood-Farmingdale Road Solar Farm | NJ | Monmouth | In Service | JCPL | 7 | 7 | 2.6 | 7 | Capacity | Generation Interconnection | Solar |  |  | N/A | https://www.pjm.com/pjmfiles/pub/planning/project-queues/feas_docs/w3079_fea.pdf | Document Posted | https://www.pjm.com/pjmfiles/pub/planning/project-queues/impact_studies/w3079_imp.pdf | Document Posted |  | Not Required | N/A | Wholesale Market Participation Agreement | https://www.pjm.com/pjmfiles/pub/planning/project-queues/wmpa/w3079_wmpa.pdf |  | Not Required | N/A | N/A | 3/11/2016 | 9/30/2010 | N/A | N/A |  |  |  | 10/6/2016 | 10/6/2016 | 4/19/2016 | N | No
W3-080 | Burlington 26kV | Cedar Lane | NJ | Burlington | In Service | PSEG | 15 | 15 | 5.7 | 15 | Capacity | Generation Interconnection | Solar |  |  | N/A | https://www.pjm.com/pjmfiles/pub/planning/project-queues/feas_docs/w3080_fea.pdf | Document Posted | https://www.pjm.com/pjmfiles/pub/planning/project-queues/impact_studies/w3080_imp.pdf | Document Posted |  | Not Required | N/A | Wholesale Market Participation Agreement | https://www.pjm.com/pjmfiles/pub/planning/project-queues/wmpa/w3080_wmpa.pdf |  | Not Required | N/A | N/A |  | 9/30/2010 | N/A | N/A |  |  |  | 11/15/2016 | 11/15/2016 | 12/29/2016 | N | No
W3-081 | Baptistown-Frenchtown 34.5kV |  | NJ | Hunterdon | Withdrawn | JCPL | 11 | 11 | 4.18 |  | Capacity | Generation Interconnection | Solar |  |  | N/A | https://www.pjm.com/pjmfiles/pub/planning/project-queues/feas_docs/w3081_fea.pdf | Document Posted | https://www.pjm.com/pjmfiles/pub/planning/project-queues/impact_studies/w3081_imp.pdf | Document Posted |  | Withdrawn | N/A |  | N/A |  |  | N/A | N/A |  | 9/30/2010 | N/A | N/A |  | 7/26/2011 | Customer Milestone Not Met | 2/15/2012 |  |  | N | No
W3-082 | Woodbine Township |  | NJ | Cape May | Withdrawn | AEC | 20 | 20 | 7.6 |  | Capacity | Generation Interconnection | Solar |  |  | N/A | https://www.pjm.com/pjmfiles/pub/planning/project-queues/feas_docs/w3082_fea.pdf | Document Posted |  | Withdrawn |  |  | N/A |  | N/A |  |  | N/A | N/A |  | 9/30/2010 | N/A | N/A |  | 2/18/2011 | Customer Initiated Withdrawal | 12/31/2011 |  |  | N | No
W3-084 | Clinton-Round Valley 34.5kV |  | NJ | Hunterdon | Withdrawn | JCPL | 16.6 | 16.6 | 6.31 |  | Capacity | Generation Interconnection | Solar |  |  | N/A |  | Withdrawn |  |  |  |  | N/A |  | N/A |  |  | N/A | N/A |  | 10/15/2010 | N/A | N/A |  | 12/3/2010 | Customer Initiated Withdrawal | 12/1/2011 |  |  | N | No
W3-085 | Chatfield-South Tiffin 138kV |  | OH | Crawford | Withdrawn | AEP | 185 | 185 | 24 |  | Capacity | Generation Interconnection | Wind |  |  | N/A | https://www.pjm.com/pjmfiles/pub/planning/project-queues/feas_docs/w3085_fea.pdf | Document Posted | https://www.pjm.com/pjmfiles/pub/planning/project-queues/impact_studies/w3085_imp.pdf | Document Posted |  | Withdrawn | N/A |  | N/A |  |  | N/A | N/A |  | 10/15/2010 | N/A | N/A |  | 5/7/2013 | Customer Initiated Withdrawal | 12/31/2012 |  |  | N | No
W3-086 | Townsend 138kV |  | DE | New Castle | Withdrawn | DPL | 10 | 10 | 3.8 |  | Capacity | Generation Interconnection | Solar |  |  | N/A | https://www.pjm.com/pjmfiles/pub/planning/project-queues/feas_docs/w3086_fea.pdf | Document Posted | https://www.pjm.com/pjmfiles/pub/planning/project-queues/impact_studies/w3086_imp.pdf | Document Posted |  | Withdrawn | N/A |  | N/A |  |  | N/A | N/A |  | 10/18/2010 | N/A | N/A |  | 8/16/2011 | Customer Milestone Not Met | 12/31/2011 |  |  | N | No
W3-087 | Cartanza 230kV |  | DE | Kent | Withdrawn | DPL | 15 | 15 | 5.7 |  | Capacity | Generation Interconnection | Solar |  |  | N/A | https://www.pjm.com/pjmfiles/pub/planning/project-queues/feas_docs/w3087_fea.pdf | Document Posted |  | Withdrawn |  |  | N/A |  | N/A |  |  | N/A | N/A |  | 10/18/2010 | N/A | N/A |  | 3/15/2011 | Customer Initiated Withdrawal | 12/31/2011 |  |  | N | No
W3-088 | South West Lima 345kV | Long Prairie Wind I, LLC | OH | Van Wert | Withdrawn | AEP | 200 | 200 | 26 |  | Capacity | Generation Interconnection | Wind |  |  | N/A | https://www.pjm.com/pjmfiles/pub/planning/project-queues/feas_docs/w3088_fea.pdf | Document Posted | https://www.pjm.com/pjmfiles/pub/planning/project-queues/impact_studies/w3088_imp.pdf | Document Posted | https://www.pjm.com/pjmfiles/pub/planning/project-queues/facilities/w3088_fac.pdf | Document Posted | https://www.pjm.com/pjmfiles/pub/planning/project-queues/isa/w3_088_isa.pdf | Document Posted | N/A | https://www.pjm.com/pjmfiles/pub/planning/project-queues/csa/w3_088_csa.pdf | Document Posted | N/A | N/A |  | 10/21/2010 | N/A | N/A |  | 10/28/2016 | Customer Initiated Withdrawal | 12/31/2017 | 12/31/2017 |  | N | No
W3-089 | Carneys Point 69kV |  | NJ | Salem | Withdrawn | AEC | 20 | 20 | 7.6 |  | Capacity | Generation Interconnection | Solar |  |  | N/A | https://www.pjm.com/pjmfiles/pub/planning/project-queues/feas_docs/w3089_fea.pdf | Document Posted | https://www.pjm.com/pjmfiles/pub/planning/project-queues/impact_studies/w3089_imp.pdf | Document Posted |  | Withdrawn | N/A |  | N/A |  |  | N/A | N/A |  | 10/21/2010 | N/A | N/A |  | 8/15/2011 | Customer Milestone Not Met | 12/31/2012 |  |  | N | No
W3-090 | Carneys Point 12kV 1 |  | NJ | Salem | Withdrawn | AEC | 10 | 10 | 3.8 |  | Capacity | Generation Interconnection | Solar |  |  | N/A | https://www.pjm.com/pjmfiles/pub/planning/project-queues/feas_docs/w3090_fea.pdf | Document Posted |  | Withdrawn |  |  | N/A |  | N/A |  |  | N/A | N/A |  | 10/21/2010 | N/A | N/A |  | 2/24/2011 | Customer Initiated Withdrawal | 12/31/2011 |  |  | N | No
W3-092 | Carneys Point 12kV 2 |  | NJ | Salem | Withdrawn | AEC | 3 | 3 | 1.14 |  | Capacity | Generation Interconnection | Solar |  |  | N/A | https://www.pjm.com/pjmfiles/pub/planning/project-queues/feas_docs/w3092_fea.pdf | Document Posted |  | Withdrawn |  |  | N/A |  | N/A |  |  | N/A | N/A |  | 10/21/2010 | N/A | N/A |  | 2/24/2011 | Customer Initiated Withdrawal | 12/31/2011 |  |  | N | No
W3-093 | Lyon Station |  | PA | Berks | Withdrawn | ME | 3 | 3 | 0 |  | Energy | Generation Interconnection | Storage |  |  | N/A | https://www.pjm.com/pjmfiles/pub/planning/project-queues/feas_docs/w3093_fea.pdf | Document Posted | https://www.pjm.com/pjmfiles/pub/planning/project-queues/impact_studies/w3093_imp.pdf | Document Posted |  | Not Required |  | Withdrawn | N/A |  | Withdrawn | N/A | N/A |  | 10/25/2010 | N/A | N/A |  | 3/5/2012 | Customer Initiated Withdrawal | 10/1/2011 |  |  | N | No
W3-095 | Broadway-Stewartsville#2 34.5kV | Stewartsville Solar Farm | NJ | Warren | Withdrawn | JCPL | 15 | 15 | 5.7 |  | Capacity | Generation Interconnection | Solar |  |  | N/A | https://www.pjm.com/pjmfiles/pub/planning/project-queues/feas_docs/w3095_fea.pdf | Document Posted | https://www.pjm.com/pjmfiles/pub/planning/project-queues/impact_studies/w3095_imp.pdf | Document Posted |  | Not Required | N/A | Wholesale Market Participation Agreement | https://www.pjm.com/pjmfiles/pub/planning/project-queues/wmpa/w3095_wmpa.pdf |  | Not Required | N/A | N/A |  | 10/26/2010 | N/A | N/A |  | 9/18/2014 | Customer Initiated Withdrawal | 9/1/2014 | 9/1/2014 |  | N | No
W3-096 | Perkiomen |  | PA | Montgomery | Withdrawn | PECO | 2.5 | 2.5 | 0.95 |  | Capacity | Generation Interconnection | Solar |  |  | N/A | https://www.pjm.com/pjmfiles/pub/planning/project-queues/feas_docs/w3096_fea.pdf | Document Posted | https://www.pjm.com/pjmfiles/pub/planning/project-queues/impact_studies/w3096_imp.pdf | Document Posted |  | Withdrawn | N/A |  | N/A |  |  | N/A | N/A |  | 10/26/2010 | N/A | N/A |  | 11/2/2011 | Customer Milestone Not Met | 4/1/2011 |  |  | N | No
W3-097 | Russelville OH |  | OH | Brown | Withdrawn | AEP | 5 | 5 | 1.9 |  | Capacity | Generation Interconnection | Solar |  |  | N/A |  | Withdrawn |  |  |  |  | N/A |  | N/A |  |  | N/A | N/A |  | 10/26/2010 | N/A | N/A |  | 10/10/2011 | Customer Initiated Withdrawal | 9/30/2012 |  |  | N | No
W3-098 | Hillsboro-Kenton (KU) 138kV |  | OH | Brown | Withdrawn | AEP | 20 | 20 | 7.6 |  | Capacity | Generation Interconnection | Solar |  |  | N/A |  | Withdrawn |  | Withdrawn |  |  | N/A |  | N/A |  |  | N/A | N/A |  | 10/26/2010 | N/A | N/A |  | 10/24/2011 | Customer Initiated Withdrawal | 6/30/2013 |  |  | N | No
W3-099 | Erie East-Erie South 230 kV | Greenfield Wind Farm | PA | Erie | Withdrawn | PENELEC | 100 | 100 | 13 |  | Capacity | Generation Interconnection | Wind |  |  | N/A | https://www.pjm.com/pjmfiles/pub/planning/project-queues/feas_docs/w3099_fea.pdf | Document Posted | https://www.pjm.com/pjmfiles/pub/planning/project-queues/impact_studies/w3099_imp.pdf | Document Posted | https://www.pjm.com/pjmfiles/pub/planning/project-queues/facilities/w3099_fac.pdf | Document Posted | https://www.pjm.com/pjmfiles/pub/planning/project-queues/isa/w3_099_isa.pdf | Document Posted | N/A | https://www.pjm.com/pjmfiles/pub/planning/project-queues/csa/w3_099_csa.pdf | Document Posted | N/A | N/A |  | 10/27/2010 | N/A | N/A |  | 9/10/2018 |  | 12/31/2019 | 12/31/2019 |  | N | No
W3-100 | Daretown Road 12kV |  | NJ | Salem | Withdrawn | AEC | 8 | 8 | 3 |  | Capacity | Generation Interconnection | Solar |  |  | N/A | https://www.pjm.com/pjmfiles/pub/planning/project-queues/feas_docs/w3100_fea.pdf | Document Posted |  | Withdrawn |  |  | N/A |  | N/A |  |  | N/A | N/A |  | 10/28/2010 | N/A | N/A |  | 3/3/2011 | Customer Initiated Withdrawal | 6/30/2012 |  |  | N | No
W3-101 | East Elmer Road 12kV | Elmer Road | NJ | Cumberland | Withdrawn | AEC | 3.2 | 3.2 | 1.21 |  | Capacity | Generation Interconnection | Solar |  |  | N/A | https://www.pjm.com/pjmfiles/pub/planning/project-queues/feas_docs/w3101_fea.pdf | Document Posted | https://www.pjm.com/pjmfiles/pub/planning/project-queues/impact_studies/w3101_imp.pdf | Document Posted |  | Not Required | N/A | Wholesale Market Participation Agreement | https://www.pjm.com/pjmfiles/pub/planning/project-queues/wmpa/w3101_wmpa.pdf |  | Not Required | N/A | N/A |  | 10/28/2010 | N/A | N/A |  | 12/18/2012 | Customer Initiated Withdrawal | 9/15/2012 |  |  | N | No
W3-102 | East Carbondale-Lackawanna 69kV |  | PA | Wayne | Withdrawn | PPL | 15 | 15 | 5.7 |  | Capacity | Generation Interconnection | Solar |  |  | N/A | https://www.pjm.com/pjmfiles/pub/planning/project-queues/feas_docs/w3102_fea.pdf | Document Posted | https://www.pjm.com/pjmfiles/pub/planning/project-queues/impact_studies/w3102_imp.pdf | Document Posted |  |  | N/A |  | N/A |  |  | N/A | N/A |  | 10/28/2010 | N/A | N/A |  | 5/19/2011 | Customer Initiated Withdrawal | 5/30/2011 |  |  | N | No
W3-103 | Upper Deerfield Township 12kV |  | NJ | Cumberland | Withdrawn | AEC | 5 | 5 | 1.9 |  | Capacity | Generation Interconnection | Solar |  |  | N/A | https://www.pjm.com/pjmfiles/pub/planning/project-queues/feas_docs/w3103_fea.pdf | Document Posted | https://www.pjm.com/pjmfiles/pub/planning/project-queues/impact_studies/w3103_imp.pdf | Document Posted |  | Withdrawn | N/A |  | N/A |  |  | N/A | N/A |  | 10/29/2010 | N/A | N/A |  | 8/16/2011 | Customer Milestone Not Met | 12/1/2011 |  |  | N | No
W3-104 | Egg Harbor Township 12kV |  | NJ | Atlantic | Withdrawn | AEC | 5 | 5 | 1.9 |  | Capacity | Generation Interconnection | Solar |  |  | N/A | https://www.pjm.com/pjmfiles/pub/planning/project-queues/feas_docs/w3104_fea.pdf | Document Posted | https://www.pjm.com/pjmfiles/pub/planning/project-queues/impact_studies/w3104_imp.pdf | Document Posted |  | Withdrawn | N/A |  | N/A |  |  | N/A | N/A |  | 10/29/2010 | N/A | N/A |  | 8/15/2011 | Customer Milestone Not Met | 12/31/2011 |  |  | N | No
W3-105 | Dickerson 230kV | Dickerson CT1 (D-CT1) | MD | Montgomery | Deactivated | PEPCO | 18 | 5 | 5 | 5 | Capacity | Generation Interconnection | Oil |  |  | N/A | https://www.pjm.com/pjmfiles/pub/planning/project-queues/feas_docs/w3105_fea.pdf | Document Posted | https://www.pjm.com/pjmfiles/pub/planning/project-queues/impact_studies/w3105_imp.pdf | Document Posted |  | Not Required | https://www.pjm.com/pjmfiles/pub/planning/project-queues/isa/w3_105_isa.pdf | Document Posted | N/A |  | Not Required | N/A | N/A |  | 10/29/2010 | N/A | N/A |  |  |  | 12/31/2011 | 12/31/2011 | 8/23/2011 | N | No
W3-106 | Sussex-Wykertown 34.5kV | Beaver Run Solar Farm | NJ | Sussex | In Service | JCPL | 9.9 | 9.9 | 0 | 9.9 | Energy | Generation Interconnection | Solar |  |  | N/A | https://www.pjm.com/pjmfiles/pub/planning/project-queues/feas_docs/w3106_fea.pdf | Document Posted | https://www.pjm.com/pjmfiles/pub/planning/project-queues/impact_studies/w3106_imp.pdf | Document Posted | https://www.pjm.com/pjmfiles/pub/planning/project-queues/facilities/w3106_fac.pdf | Document Posted | N/A | Wholesale Market Participation Agreement | https://www.pjm.com/pjmfiles/pub/planning/project-queues/wmpa/w3106_wmpa.pdf |  | Not Required | N/A | N/A |  | 10/29/2010 | N/A | N/A |  |  |  | 9/30/2015 | 9/30/2015 | 1/22/2016 | N | No
W3-107 | Ringoes-Texas Eastern 34.5kV | Garboski I Solar Farm | NJ | Hunterdon | Withdrawn | JCPL | 10 | 10 | 3.8 |  | Capacity | Generation Interconnection | Solar |  |  | N/A | https://www.pjm.com/pjmfiles/pub/planning/project-queues/feas_docs/w3107_fea.pdf | Document Posted | https://www.pjm.com/pjmfiles/pub/planning/project-queues/impact_studies/w3107_imp.pdf | Document Posted |  | Not Required | N/A | Wholesale Market Participation Agreement | https://www.pjm.com/pjmfiles/pub/planning/project-queues/wmpa/w3107_wmpa.pdf |  | Not Required | N/A | N/A |  | 10/29/2010 | N/A | N/A |  | 1/27/2012 | Customer Initiated Withdrawal | 9/1/2014 | 9/1/2014 |  | N | No
W3-108 | Ringoes #2 34.5kV | Garboski I Solar Farm | NJ | Hunterdon | Withdrawn | JCPL | 1 | 1 | 0.38 |  | Capacity | Generation Interconnection | Solar |  |  | N/A | https://www.pjm.com/pjmfiles/pub/planning/project-queues/feas_docs/w3108_fea.pdf | Document Posted | https://www.pjm.com/pjmfiles/pub/planning/project-queues/impact_studies/w3108_imp.pdf | Document Posted |  | Not Required | N/A | Wholesale Market Participation Agreement | https://www.pjm.com/pjmfiles/pub/planning/project-queues/wmpa/w3108_wmpa.pdf |  | Not Required | N/A | N/A |  | 10/29/2010 | N/A | N/A |  | 11/21/2011 | Customer Initiated Withdrawal | 9/1/2014 | 9/1/2014 |  | N | No
W3-109 | Bridgeton 12kV |  | NJ | Cumberland | Withdrawn | AEC | 0.625 | 0.625 | 0.24 |  | Capacity | Generation Interconnection | Solar |  |  | N/A | https://www.pjm.com/pjmfiles/pub/planning/project-queues/feas_docs/w3109_fea.pdf | Document Posted |  | Withdrawn |  |  | N/A |  | N/A |  |  | N/A | N/A |  | 10/29/2010 | N/A | N/A |  | 3/3/2011 | Customer Milestone Not Met | 12/31/2011 |  |  | N | No
W3-110 | Sussex | Wantage Solar Farm | NJ | Sussex | In Service | JCPL | 7.5 | 7.5 | 2.85 | 7.5 | Capacity | Generation Interconnection | Solar |  |  | N/A | https://www.pjm.com/pjmfiles/pub/planning/project-queues/feas_docs/w3110_fea.pdf | Document Posted | https://www.pjm.com/pjmfiles/pub/planning/project-queues/impact_studies/w3110_imp.pdf | Document Posted |  | Not Required | N/A | Wholesale Market Participation Agreement | https://www.pjm.com/pjmfiles/pub/planning/project-queues/wmpa/w3110_wmpa.pdf |  | Not Required | N/A | N/A |  | 10/29/2010 | N/A | N/A |  |  |  | 12/31/2014 | 12/31/2014 | 11/15/2013 | N | No
W3-111 | S. Cumberland 69kV | Turning Point Solar | OH | Noble | Withdrawn | AEP | 20 | 20 | 7.6 |  | Capacity | Generation Interconnection | Solar |  |  | N/A | https://www.pjm.com/pjmfiles/pub/planning/project-queues/feas_docs/w3111_fea.pdf | Document Posted | https://www.pjm.com/pjmfiles/pub/planning/project-queues/impact_studies/w3111_imp.pdf | Document Posted | https://www.pjm.com/pjmfiles/pub/planning/project-queues/facilities/w3111_fac.pdf | Document Posted | https://www.pjm.com/pjmfiles/pub/planning/project-queues/isa/w3_111_isa.pdf | Document Posted | N/A | https://www.pjm.com/pjmfiles/pub/planning/project-queues/csa/w3_111_csa.pdf | Document Posted | N/A | N/A |  | 10/29/2010 | N/A | N/A |  | 7/25/2018 |  | 4/16/2017 | 4/16/2017 |  | N | No
W3-112 | S. Cumberland 69kV | Turning Point Solar | OH | Noble | Withdrawn | AEP | 35 | 15 | 5.7 |  | Capacity | Generation Interconnection | Solar |  |  | N/A | https://www.pjm.com/pjmfiles/pub/planning/project-queues/feas_docs/w3112_fea.pdf | Document Posted | https://www.pjm.com/pjmfiles/pub/planning/project-queues/impact_studies/w3112_imp.pdf | Document Posted | https://www.pjm.com/pjmfiles/pub/planning/project-queues/facilities/w3112_fac.pdf | Document Posted | https://www.pjm.com/pjmfiles/pub/planning/project-queues/isa/w3_112_isa.pdf | Document Posted | N/A | https://www.pjm.com/pjmfiles/pub/planning/project-queues/csa/w3_112_csa.pdf | Document Posted | N/A | N/A |  | 10/29/2010 | N/A | N/A |  | 7/25/2018 |  | 4/16/2018 | 4/16/2018 |  | N | No
W3-113 | S. Cumberland 69kV | Turning Point Solar | OH | Noble | Withdrawn | AEP | 49.9 | 14.9 | 5.7 |  | Capacity | Generation Interconnection | Solar |  |  | N/A | https://www.pjm.com/pjmfiles/pub/planning/project-queues/feas_docs/w3113_fea.pdf | Document Posted | https://www.pjm.com/pjmfiles/pub/planning/project-queues/impact_studies/w3113_imp.pdf | Document Posted | https://www.pjm.com/pjmfiles/pub/planning/project-queues/facilities/w3113_fac.pdf | Document Posted | https://www.pjm.com/pjmfiles/pub/planning/project-queues/isa/w3_113_isa.pdf | Document Posted | N/A | https://www.pjm.com/pjmfiles/pub/planning/project-queues/csa/w3_113_csa.pdf | Document Posted | N/A | N/A |  | 10/29/2010 | N/A | N/A |  | 7/25/2018 |  | 4/16/2019 | 4/16/2019 |  | N | No
W3-114 | Venango I |  | PA | Venango | Withdrawn | PENELEC | 2 | 2 | 0.76 |  | Capacity | Generation Interconnection | Solar |  |  | N/A | https://www.pjm.com/pjmfiles/pub/planning/project-queues/feas_docs/w3114_fea.pdf | Document Posted |  | Withdrawn |  |  | N/A |  | N/A |  |  | N/A | N/A |  | 10/29/2010 | N/A | N/A |  | 3/16/2011 | Customer Milestone Not Met | 8/1/2011 |  |  | N | No
W3-115 | Venango II |  | PA | Venango | Withdrawn | PENELEC | 2 | 2 | 0.76 |  | Capacity | Generation Interconnection | Solar |  |  | N/A | https://www.pjm.com/pjmfiles/pub/planning/project-queues/feas_docs/w3115_fea.pdf | Document Posted |  | Withdrawn |  |  | N/A |  | N/A |  |  | N/A | N/A |  | 10/29/2010 | N/A | N/A |  | 3/16/2011 | Customer Milestone Not Met | 8/1/2011 |  |  | N | No
W3-116 | Venango III |  | PA | Venango | Withdrawn | PENELEC | 2 | 2 | 0.76 |  | Capacity | Generation Interconnection | Solar |  |  | N/A |  | Withdrawn |  |  |  |  | N/A |  | N/A |  |  | N/A | N/A |  | 10/29/2010 | N/A | N/A |  | 11/17/2010 | Customer Milestone Not Met | 8/1/2011 |  |  | N | No
W3-117 | Clarion |  | PA | Clarion | Withdrawn | PENELEC | 2 | 2 | 0.76 |  | Capacity | Generation Interconnection | Solar |  |  | N/A |  | Withdrawn |  |  |  |  | N/A |  | N/A |  |  | N/A | N/A |  | 10/29/2010 | N/A | N/A |  | 11/17/2010 | Customer Milestone Not Met | 8/1/2011 |  |  | N | No
W3-118 | Venango IV |  | PA | Venango | Withdrawn | PENELEC | 2 | 2 | 0.76 |  | Capacity | Generation Interconnection | Solar |  |  | N/A |  | Withdrawn |  |  |  |  | N/A |  | N/A |  |  | N/A | N/A |  | 10/29/2010 | N/A | N/A |  | 11/17/2010 | Customer Milestone Not Met | 8/1/2011 |  |  | N | No
W3-119 | Venango V |  | PA | Venango | Withdrawn | PENELEC | 2 | 2 | 0.76 |  | Capacity | Generation Interconnection | Solar |  |  | N/A |  | Withdrawn |  |  |  |  | N/A |  | N/A |  |  | N/A | N/A |  | 10/29/2010 | N/A | N/A |  | 11/17/2010 | Customer Milestone Not Met | 8/1/2011 |  |  | N | No
W3-120 | Cookstown-Great Adventure 34.5kV | Polizzi Solar Farm | NJ | Ocean | Withdrawn | JCPL | 17 | 17 | 6.5 |  | Capacity | Generation Interconnection | Solar |  |  | N/A | https://www.pjm.com/pjmfiles/pub/planning/project-queues/feas_docs/w3120_fea.pdf | Document Posted | https://www.pjm.com/pjmfiles/pub/planning/project-queues/impact_studies/w3120_imp.pdf | Document Posted |  | Not Required | N/A | Wholesale Market Participation Agreement | https://www.pjm.com/pjmfiles/pub/planning/project-queues/wmpa/w3120_wmpa.pdf |  | Not Required | N/A | N/A |  | 10/29/2010 | N/A | N/A |  | 5/16/2014 |  | 12/31/2014 | 12/31/2014 |  | N | No
W3-121 | Queen Anne County 25kV |  | MD | Queen Anne's | Withdrawn | DPL | 6 | 6 | 2.28 |  | Capacity | Generation Interconnection | Solar |  |  | N/A | https://www.pjm.com/pjmfiles/pub/planning/project-queues/feas_docs/w3121_fea.pdf | Document Posted |  | Withdrawn |  | Not Required |  | Withdrawn | N/A |  | Not Required | N/A | N/A |  | 10/29/2010 | N/A | N/A |  | 3/8/2011 | Customer Milestone Not Met | 6/1/2013 |  |  | N | No
W3-124 | Devils Brook 13kV | Matrix-Stults Road | NJ | Middlesex | In Service | PSEG | 2.85 | 2.85 | 1.08 | 2.85 | Capacity | Generation Interconnection | Solar |  |  | N/A | https://www.pjm.com/pjmfiles/pub/planning/project-queues/feas_docs/w3124_fea.pdf | Document Posted | https://www.pjm.com/pjmfiles/pub/planning/project-queues/impact_studies/w3124_imp.pdf | Document Posted |  | Not Required | N/A | Wholesale Market Participation Agreement | https://www.pjm.com/pjmfiles/pub/planning/project-queues/wmpa/w3124_wmpa.pdf |  | Not Required | N/A | N/A |  | 10/29/2010 | N/A | N/A |  |  |  | 6/30/2011 | 6/30/2011 | 6/17/2011 | N | No
W3-125 | Eagle Point 230kV |  | NJ | Gloucester | Withdrawn | PSEG | 195 | 27.9 | 27.9 |  | Capacity | Generation Interconnection | Natural Gas |  |  | N/A | https://www.pjm.com/pjmfiles/pub/planning/project-queues/feas_docs/w3125_fea.pdf | Document Posted |  | Withdrawn |  |  | N/A |  | N/A |  |  | N/A | N/A |  | 10/29/2010 | N/A | N/A |  | 3/8/2011 | Customer Milestone Not Met | 6/1/2011 |  |  | N | No
W3-126 | Branchville-Holiday Lakes 34.5kV | Syncarpha Ty Solar Farm | NJ | Sussex | Withdrawn | JCPL | 17 | 17 | 6.4 |  | Capacity | Generation Interconnection | Solar |  |  | N/A | https://www.pjm.com/pjmfiles/pub/planning/project-queues/feas_docs/w3126_fea.pdf | Document Posted | https://www.pjm.com/pjmfiles/pub/planning/project-queues/impact_studies/w3126_imp.pdf | Document Posted |  | Not Required | N/A | Wholesale Market Participation Agreement | https://www.pjm.com/pjmfiles/pub/planning/project-queues/wmpa/w3126_wmpa.pdf |  | Not Required | N/A | N/A |  | 10/29/2010 | N/A | N/A |  | 1/3/2014 | Customer Milestone Not Met | 9/1/2014 | 9/1/2014 |  | N | No
W3-127 | City of Columbus 14.4kV |  | OH | Franklin | Withdrawn | AEP | 1 | 1 | 0 |  | Energy | Generation Interconnection | Biomass |  |  | N/A | https://www.pjm.com/pjmfiles/pub/planning/project-queues/feas_docs/w3127_fea.pdf | Document Posted | https://www.pjm.com/pjmfiles/pub/planning/project-queues/impact_studies/w3127_imp.pdf | Document Posted |  | Not Required |  | Withdrawn | N/A |  | Not Required | N/A | N/A |  | 10/29/2010 | N/A | N/A |  | 10/3/2012 | Customer Initiated Withdrawal | 12/1/2010 |  |  | N | No
W3-128 | Sporn-Waterford 345kV |  | OH | Meigs | Withdrawn | AEP | 652 | 652 | 652 |  | Capacity | Generation Interconnection | Natural Gas |  |  | N/A | https://www.pjm.com/pjmfiles/pub/planning/project-queues/feas_docs/w3128_fea.pdf | Document Posted | https://www.pjm.com/pjmfiles/pub/planning/project-queues/impact_studies/w3128_imp.pdf | Document Posted |  | Withdrawn | N/A |  | N/A |  |  | N/A | N/A |  | 10/29/2010 | N/A | N/A |  | 5/22/2017 | Customer Initiated Withdrawal | 12/31/2018 | 12/31/2018 |  | N | No
W3-129 | Beaver Brook 13kV | Blackwood Solar | NJ | Camden | Withdrawn | PSEG | 7.3 | 7.3 | 2.7 |  | Capacity | Generation Interconnection | Solar |  |  | N/A | https://www.pjm.com/pjmfiles/pub/planning/project-queues/feas_docs/w3129_fea.pdf | Document Posted | https://www.pjm.com/pjmfiles/pub/planning/project-queues/impact_studies/w3129_imp.pdf | Document Posted |  | Not Required | N/A | Wholesale Market Participation Agreement | https://www.pjm.com/pjmfiles/pub/planning/project-queues/wmpa/w3129_wmpa.pdf |  | Not Required | N/A | N/A |  | 10/29/2010 | N/A | N/A |  | 9/27/2012 | Customer Milestone Not Met | 6/30/2012 | 6/30/2012 |  | N | No
W3-130 | Crosswicks 13kV | Mansfield Solar | NJ | Burlington | Withdrawn | PSEG | 8.3 | 8.3 | 3.23 |  | Capacity | Generation Interconnection | Solar |  |  | N/A | https://www.pjm.com/pjmfiles/pub/planning/project-queues/feas_docs/w3130_fea.pdf | Document Posted | https://www.pjm.com/pjmfiles/pub/planning/project-queues/impact_studies/w3130_imp.pdf | Document Posted |  | Not Required | N/A | Wholesale Market Participation Agreement | https://www.pjm.com/pjmfiles/pub/planning/project-queues/wmpa/w3130_wmpa.pdf |  | Not Required | N/A | N/A |  | 10/29/2010 | N/A | N/A |  | 9/27/2012 | Customer Milestone Not Met | 6/30/2012 | 6/30/2012 |  | N | No
W3-131 | Alpha #2 34.5kV |  | NJ | Warren | Withdrawn | JCPL | 7.6 | 7.6 | 2.7 |  | Capacity | Generation Interconnection | Solar |  |  | N/A |  | Withdrawn |  |  |  |  | N/A |  | N/A |  |  | N/A | N/A |  | 10/29/2010 | N/A | N/A |  | 12/21/2010 | Customer Initiated Withdrawal | 11/1/2011 |  |  | N | No
W3-132 | Stillman Valley |  | IL | Winnebago | Withdrawn | ComEd | 19.4 | 19.4 | 7.4 |  | Capacity | Generation Interconnection | Solar |  |  | N/A | https://www.pjm.com/pjmfiles/pub/planning/project-queues/feas_docs/w3132_fea.pdf | Document Posted | https://www.pjm.com/pjmfiles/pub/planning/project-queues/impact_studies/w3132_imp.pdf | Document Posted |  | Withdrawn | N/A |  | N/A |  |  | N/A | N/A |  | 10/29/2010 | N/A | N/A |  | 12/30/2013 | Customer Milestone Not Met | 12/31/2011 |  |  | N | No
W3-133 | Kewanee |  | IL | Stark | Withdrawn | ComEd | 19.5 | 19.5 | 2.5 |  | Capacity | Generation Interconnection | Wind |  |  | N/A |  | Withdrawn |  |  |  |  | N/A |  | N/A |  |  | N/A | N/A |  | 10/29/2010 | N/A | N/A |  | 9/15/2011 | Customer Initiated Withdrawal | 12/31/2011 |  |  | N | No
W3-134 | South Joliet 34.5kV | Brandon Road Lock & Dam | IL | Will | Withdrawn | ComEd | 10.6 | 10.6 | 10.6 |  | Capacity | Generation Interconnection | Hydro |  |  | N/A | https://www.pjm.com/pjmfiles/pub/planning/project-queues/feas_docs/w3134_fea.pdf | Document Posted | https://www.pjm.com/pjmfiles/pub/planning/project-queues/impact_studies/w3134_imp.pdf | Document Posted |  | Not Required | N/A | Wholesale Market Participation Agreement | https://www.pjm.com/pjmfiles/pub/planning/project-queues/wmpa/w3134_wmpa.pdf |  | Not Required | N/A | N/A |  | 10/29/2010 | N/A | N/A | 10/1/2021 | 4/20/2021 |  | 1/31/2022 | 1/31/2022 |  | N | No
W3-135 | Goose Lake 34.5kV | Dresden Island Lock & Dam | IL | Grundy | Withdrawn | ComEd | 12.1 | 12.1 | 12.1 |  | Capacity | Generation Interconnection | Hydro |  |  | N/A | https://www.pjm.com/pjmfiles/pub/planning/project-queues/feas_docs/w3135_fea.pdf | Document Posted | https://www.pjm.com/pjmfiles/pub/planning/project-queues/impact_studies/w3135_imp.pdf | Document Posted |  | Not Required | N/A | Wholesale Market Participation Agreement | https://www.pjm.com/pjmfiles/pub/planning/project-queues/wmpa/w3135_wmpa.pdf |  | Not Required | N/A | N/A |  | 10/29/2010 | N/A | N/A | 10/1/2022 | 2/21/2022 |  | 1/31/2022 | 1/31/2022 |  | N | No
W3-136 | Andover-Kittatinny #2 34.5kV | Hibler Solar Farm | NJ | Sussex | Withdrawn | JCPL | 10 | 10 | 3.8 |  | Capacity | Generation Interconnection | Solar |  |  | N/A | https://www.pjm.com/pjmfiles/pub/planning/project-queues/feas_docs/w3136_fea.pdf | Document Posted | https://www.pjm.com/pjmfiles/pub/planning/project-queues/impact_studies/w3136_imp.pdf | Document Posted |  | Not Required | N/A | Wholesale Market Participation Agreement | https://www.pjm.com/pjmfiles/pub/planning/project-queues/wmpa/w3136_wmpa.pdf |  | Not Required | N/A | N/A |  | 10/29/2010 | N/A | N/A |  | 2/15/2012 | Customer Initiated Withdrawal | 9/1/2014 | 9/1/2014 |  | N | No
W3-137 | Furnace Brook 12kV |  | NJ | Warren | Withdrawn | JCPL | 4 | 4 | 1.5 |  | Capacity | Generation Interconnection | Solar |  |  | N/A | https://www.pjm.com/pjmfiles/pub/planning/project-queues/feas_docs/w3137_fea.pdf | Document Posted |  | Withdrawn |  |  | N/A |  | N/A |  |  | N/A | N/A |  | 10/29/2010 | N/A | N/A |  | 3/25/2011 | Customer Milestone Not Met | 10/1/2011 |  |  | N | No
W3-138 | Blairstown-Kittatinny 34.5kV | Stillwater Solar Farm | NJ | Warren | Withdrawn | JCPL | 10 | 10 | 3.8 |  | Capacity | Generation Interconnection | Solar |  |  | N/A | https://www.pjm.com/pjmfiles/pub/planning/project-queues/feas_docs/w3138_fea.pdf | Document Posted | https://www.pjm.com/pjmfiles/pub/planning/project-queues/impact_studies/w3138_imp.pdf | Document Posted |  | Not Required | N/A | Wholesale Market Participation Agreement | https://www.pjm.com/pjmfiles/pub/planning/project-queues/wmpa/w3138_wmpa.pdf |  | Not Required | N/A | N/A |  | 10/29/2010 | N/A | N/A |  | 2/15/2012 | Customer Initiated Withdrawal | 9/1/2012 | 9/1/2012 |  | N | No
W3-139 | Broadway-Stewartsville #3 34.5kV | Broadway Solar Farm | NJ | Warren | Withdrawn | JCPL | 10 | 10 | 0 |  | Energy | Generation Interconnection | Solar |  |  | N/A | https://www.pjm.com/pjmfiles/pub/planning/project-queues/feas_docs/w3139_fea.pdf | Document Posted | https://www.pjm.com/pjmfiles/pub/planning/project-queues/impact_studies/w3139_imp.pdf | Document Posted |  | Not Required | N/A | Wholesale Market Participation Agreement | https://www.pjm.com/pjmfiles/pub/planning/project-queues/wmpa/w3139_wmpa.pdf |  | Not Required | N/A | N/A |  | 10/29/2010 | N/A | N/A |  | 1/17/2018 | Customer Initiated Withdrawal | 5/31/2017 | 5/31/2017 |  | N | No
W3-140 | Sussex #2 | Roy Road Solar Farm | NJ | Warren | Withdrawn | JCPL | 8 | 8 | 3 |  | Capacity | Generation Interconnection | Solar |  |  | N/A | https://www.pjm.com/pjmfiles/pub/planning/project-queues/feas_docs/w3140_fea.pdf | Document Posted | https://www.pjm.com/pjmfiles/pub/planning/project-queues/impact_studies/w3140_imp.pdf | Document Posted |  | Not Required | N/A | Wholesale Market Participation Agreement | https://www.pjm.com/pjmfiles/pub/planning/project-queues/wmpa/w3140_wmpa.pdf |  | Not Required | N/A | N/A |  | 10/29/2010 | N/A | N/A |  | 3/17/2015 | Customer Initiated Withdrawal | 9/1/2014 | 9/1/2014 |  | N | No
W3-141 | Knowlton #1 12kV |  | NJ | Warren | Withdrawn | JCPL | 3 | 3 | 1.14 |  | Capacity | Generation Interconnection | Solar |  |  | N/A | https://www.pjm.com/pjmfiles/pub/planning/project-queues/feas_docs/w3141_fea.pdf | Document Posted | https://www.pjm.com/pjmfiles/pub/planning/project-queues/impact_studies/w3141_imp.pdf | Document Posted |  | Withdrawn | N/A |  | N/A |  |  | N/A | N/A |  | 10/29/2010 | N/A | N/A |  | 8/18/2011 | Customer Initiated Withdrawal | 3/31/2012 |  |  | N | No
W3-142 | Lopatcong |  | NJ | Warren | Withdrawn | JCPL | 18 | 18 | 6.8 |  | Capacity | Generation Interconnection | Solar |  |  | N/A | https://www.pjm.com/pjmfiles/pub/planning/project-queues/feas_docs/w3142_fea.pdf | Document Posted | https://www.pjm.com/pjmfiles/pub/planning/project-queues/impact_studies/w3142_imp.pdf | Document Posted |  | Withdrawn | N/A |  | N/A |  |  | N/A | N/A |  | 10/29/2010 | N/A | N/A |  | 7/25/2011 | Customer Initiated Withdrawal | 3/31/2012 |  |  | N | No
W3-143 | Knowlton #2 |  | NJ | Warren | Withdrawn | JCPL | 5 | 5 | 1.9 |  | Capacity | Generation Interconnection | Solar |  |  | N/A | https://www.pjm.com/pjmfiles/pub/planning/project-queues/feas_docs/w3143_fea.pdf | Document Posted | https://www.pjm.com/pjmfiles/pub/planning/project-queues/impact_studies/w3143_imp.pdf | Document Posted |  | Withdrawn | N/A |  | N/A |  |  | N/A | N/A |  | 10/29/2010 | N/A | N/A |  | 2/3/2012 | Customer Milestone Not Met | 3/1/2012 |  |  | N | No
W3-144 | Pequest-Washington 34.5kV |  | NJ | Warren | Withdrawn | JCPL | 8 | 8 | 3 |  | Capacity | Generation Interconnection | Solar |  |  | N/A | https://www.pjm.com/pjmfiles/pub/planning/project-queues/feas_docs/w3144_fea.pdf | Document Posted | https://www.pjm.com/pjmfiles/pub/planning/project-queues/impact_studies/w3144_imp.pdf | Document Posted |  | Not Required |  | Withdrawn | N/A |  | Not Required | N/A | N/A |  | 10/29/2010 | N/A | N/A |  | 4/11/2012 | Customer Initiated Withdrawal | 3/1/2012 |  |  | N | No
W3-145 | Branchville-Newton 34.5kV | Hampton Township Solar Farm | NJ | Sussex | Withdrawn | JCPL | 17 | 17 | 6.4 |  | Capacity | Generation Interconnection | Solar |  |  | N/A | https://www.pjm.com/pjmfiles/pub/planning/project-queues/feas_docs/w3145_fea.pdf | Document Posted | https://www.pjm.com/pjmfiles/pub/planning/project-queues/impact_studies/w3145_imp.pdf | Document Posted |  | Not Required | N/A | Wholesale Market Participation Agreement | https://www.pjm.com/pjmfiles/pub/planning/project-queues/wmpa/w3145_wmpa.pdf |  | Not Required | N/A | N/A |  | 10/29/2010 | N/A | N/A |  | 3/17/2015 | Customer Initiated Withdrawal | 9/1/2014 | 9/1/2014 |  | N | No
W3-146 | Andover-Kittatinny 34.5kV | Kerrs Corner Road Solar Farm | NJ | Warren | Withdrawn | JCPL | 10 | 10 | 3.8 |  | Capacity | Generation Interconnection | Solar |  |  | N/A | https://www.pjm.com/pjmfiles/pub/planning/project-queues/feas_docs/w3146_fea.pdf | Document Posted | https://www.pjm.com/pjmfiles/pub/planning/project-queues/impact_studies/w3146_imp.pdf | Document Posted |  | Not Required | N/A | Wholesale Market Participation Agreement | https://www.pjm.com/pjmfiles/pub/planning/project-queues/wmpa/w3146_wmpa.pdf |  | Not Required | N/A | N/A |  | 10/29/2010 | N/A | N/A |  | 10/15/2014 | Customer Initiated Withdrawal | 9/1/2014 | 9/1/2014 |  | N | No
W3-147 | Baptistown-Frenchtown #2 34.5kV |  | NJ | Hunterdon | Withdrawn | JCPL | 10 | 10 | 3.8 |  | Capacity | Generation Interconnection | Solar |  |  | N/A | https://www.pjm.com/pjmfiles/pub/planning/project-queues/feas_docs/w3147_fea.pdf | Document Posted | https://www.pjm.com/pjmfiles/pub/planning/project-queues/impact_studies/w3147_imp.pdf | Document Posted |  | Not Required |  | Withdrawn | N/A |  | Not Required | N/A | N/A |  | 10/29/2010 | N/A | N/A |  | 8/30/2011 | Customer Milestone Not Met | 3/1/2012 |  |  | N | No
W3-148 | Baptistown 12kV |  | NJ | Hunterdon | Withdrawn | JCPL | 6 | 6 | 2.3 |  | Capacity | Generation Interconnection | Solar |  |  | N/A | https://www.pjm.com/pjmfiles/pub/planning/project-queues/feas_docs/w3148_fea.pdf | Document Posted |  | Withdrawn |  |  | N/A |  | N/A |  |  | N/A | N/A |  | 10/29/2010 | N/A | N/A |  | 5/25/2011 | Customer Milestone Not Met | 11/15/2011 |  |  | N | No
W3-149 | Frenchtown-Rosemont 34.5kV | Route 519 Solar Farm | NJ | Hunterdon | Withdrawn | JCPL | 17 | 17 | 6.4 |  | Capacity | Generation Interconnection | Solar |  |  | N/A | https://www.pjm.com/pjmfiles/pub/planning/project-queues/feas_docs/w3149_fea.pdf | Document Posted | https://www.pjm.com/pjmfiles/pub/planning/project-queues/impact_studies/w3149_imp.pdf | Document Posted |  | Not Required | N/A | Wholesale Market Participation Agreement | https://www.pjm.com/pjmfiles/pub/planning/project-queues/wmpa/w3149_wmpa.pdf |  | Not Required | N/A | N/A |  | 10/29/2010 | N/A | N/A |  | 5/7/2015 | Customer Initiated Withdrawal | 12/31/2014 | 12/31/2014 |  | N | No
W3-150 | Flemington 34.5kV |  | NJ | Hunterdon | Withdrawn | JCPL | 10 | 10 | 3.8 |  | Capacity | Generation Interconnection | Solar |  |  | N/A | https://www.pjm.com/pjmfiles/pub/planning/project-queues/feas_docs/w3150_fea.pdf | Document Posted |  | Withdrawn |  | Not Required | N/A |  | N/A |  |  | N/A | N/A |  | 10/29/2010 | N/A | N/A |  | 3/16/2011 | Customer Milestone Not Met | 3/15/2012 |  |  | N | No
W3-151 | Phillipsburg 34.5kV |  | NJ | Warren | Withdrawn | JCPL | 16 | 16 | 6.1 |  | Capacity | Generation Interconnection | Solar |  |  | N/A | https://www.pjm.com/pjmfiles/pub/planning/project-queues/feas_docs/w3151_fea.pdf | Document Posted |  | Withdrawn |  |  | N/A |  | N/A |  |  | N/A | N/A |  | 10/29/2010 | N/A | N/A |  | 3/16/2011 | Customer Milestone Not Met | 3/15/2012 |  |  | N | No
W3-152 | Morris Park 12kV |  | NJ | Warren | Withdrawn | JCPL | 2.5 | 2.5 | 0.95 |  | Capacity | Generation Interconnection | Solar |  |  | N/A | https://www.pjm.com/pjmfiles/pub/planning/project-queues/feas_docs/w3152_fea.pdf | Document Posted | https://www.pjm.com/pjmfiles/pub/planning/project-queues/impact_studies/w3152_imp.pdf | Document Posted |  | Withdrawn | N/A |  | N/A |  |  | N/A | N/A |  | 10/29/2010 | N/A | N/A |  | 12/21/2011 | Customer Milestone Not Met | 4/1/2011 |  |  | N | No
W3-153 | Heaton 34kV |  | PA | Montgomery | Withdrawn | PECO | 2.6 | 2.6 | 1 |  | Capacity | Generation Interconnection | Solar |  |  | N/A | https://www.pjm.com/pjmfiles/pub/planning/project-queues/feas_docs/w3153_fea.pdf | Document Posted | https://www.pjm.com/pjmfiles/pub/planning/project-queues/impact_studies/w3153_imp.pdf | Document Posted |  | Withdrawn | N/A |  | N/A |  |  | N/A | N/A |  | 10/29/2010 | N/A | N/A |  | 11/2/2011 | Customer Milestone Not Met | 6/4/2011 |  |  | N | No
W3-154 | Broadway 12kV | Schanzlin Solar Farm | NJ | Warren | Withdrawn | JCPL | 1.6 | 1.6 | 0.6 |  | Capacity | Generation Interconnection | Solar |  |  | N/A | https://www.pjm.com/pjmfiles/pub/planning/project-queues/feas_docs/w3154_fea.pdf | Document Posted | https://www.pjm.com/pjmfiles/pub/planning/project-queues/impact_studies/w3154_imp.pdf | Document Posted |  | Not Required | N/A | Wholesale Market Participation Agreement | https://www.pjm.com/pjmfiles/pub/planning/project-queues/wmpa/w3154_wmpa.pdf |  | Not Required | N/A | N/A |  | 10/29/2010 | N/A | N/A |  | 12/1/2014 | Customer Milestone Not Met | 9/1/2014 | 9/1/2014 |  | N | No
W3-155 | Alabama 13.8kV |  | DC | N/A | Withdrawn | PEPCO | 20 | 20 | 0 |  | Energy | Generation Interconnection | Natural Gas |  |  | N/A | https://www.pjm.com/pjmfiles/pub/planning/project-queues/feas_docs/w3155_fea.pdf | Document Posted | https://www.pjm.com/pjmfiles/pub/planning/project-queues/impact_studies/w3155_imp.pdf | Document Posted |  | Not Required |  | Withdrawn | N/A |  | Not Required | N/A | N/A |  | 10/29/2010 | N/A | N/A |  | 8/15/2013 | Customer Milestone Not Met | 2/28/2014 |  |  | N | No
W3-156 | Englishtown-Texas Road 34.5kV | Swayles Solar Farm | NJ | Middlesex | Withdrawn | JCPL | 17 | 17 | 6.4 |  | Capacity | Generation Interconnection | Solar |  |  | N/A | https://www.pjm.com/pjmfiles/pub/planning/project-queues/feas_docs/w3156_fea.pdf | Document Posted | https://www.pjm.com/pjmfiles/pub/planning/project-queues/impact_studies/w3156_imp.pdf | Document Posted |  | Not Required | N/A | Wholesale Market Participation Agreement | https://www.pjm.com/pjmfiles/pub/planning/project-queues/wmpa/w3156_wmpa.pdf |  | Not Required | N/A | N/A |  | 10/29/2010 | N/A | N/A |  | 2/15/2012 | Customer Initiated Withdrawal | 9/1/2014 | 9/1/2014 |  | N | No
W3-157 | Stow Creek Township 12kV |  | NJ | Cumberland | Withdrawn | AEC | 1.7 | 1.7 | 0.65 |  | Capacity | Generation Interconnection | Solar |  |  | N/A | https://www.pjm.com/pjmfiles/pub/planning/project-queues/feas_docs/w3157_fea.pdf | Document Posted | https://www.pjm.com/pjmfiles/pub/planning/project-queues/impact_studies/w3157_imp.pdf | Document Posted |  | Withdrawn | N/A |  | N/A |  |  | N/A | N/A |  | 10/29/2010 | N/A | N/A |  | 7/18/2013 | Customer Initiated Withdrawal | 12/31/2011 |  |  | N | No
W3-158 | Great Adventure-Great Adventure Tap 34kV | Millstone Solar Farm | NJ | Monmouth | Withdrawn | JCPL | 8 | 8 | 3 |  | Capacity | Generation Interconnection | Solar |  |  | N/A | https://www.pjm.com/pjmfiles/pub/planning/project-queues/feas_docs/w3158_fea.pdf | Document Posted | https://www.pjm.com/pjmfiles/pub/planning/project-queues/impact_studies/w3158_imp.pdf | Document Posted |  | Not Required | N/A | Wholesale Market Participation Agreement | https://www.pjm.com/pjmfiles/pub/planning/project-queues/wmpa/w3158_wmpa.pdf |  | Not Required | N/A | N/A |  | 10/29/2010 | N/A | N/A |  | 7/26/2016 | Customer Initiated Withdrawal | 12/31/2016 | 12/31/2016 |  | N | No
W3-159 | Hornerstown-Windsor 34kV | Monmouth West Solar I | NJ | Monmouth | Withdrawn | JCPL | 12 | 12 | 4.56 |  | Capacity | Generation Interconnection | Solar |  |  | N/A | https://www.pjm.com/pjmfiles/pub/planning/project-queues/feas_docs/w3159_fea.pdf | Document Posted | https://www.pjm.com/pjmfiles/pub/planning/project-queues/impact_studies/w3159_imp.pdf | Document Posted |  | Not Required | N/A | Wholesale Market Participation Agreement | https://www.pjm.com/pjmfiles/pub/planning/project-queues/wmpa/w3159_wmpa.pdf |  | Not Required | N/A | N/A |  | 10/29/2010 | N/A | N/A |  | 5/5/2016 | Customer Initiated Withdrawal | 6/30/2015 | 6/30/2015 |  | N | No
W3-160 | Worcester 25kV | Worcester Solar Facility | MD | Worcester | Withdrawn | DPL | 10 | 10 | 3.8 |  | Capacity | Generation Interconnection | Solar |  |  | N/A | https://www.pjm.com/pjmfiles/pub/planning/project-queues/feas_docs/w3160_fea.pdf | Document Posted | https://www.pjm.com/pjmfiles/pub/planning/project-queues/impact_studies/w3160_imp.pdf | Document Posted | https://www.pjm.com/pjmfiles/pub/planning/project-queues/facilities/w3160_fac.pdf | Document Posted | N/A | Wholesale Market Participation Agreement | https://www.pjm.com/pjmfiles/pub/planning/project-queues/wmpa/w3160_wmpa.pdf |  | Not Required | N/A | N/A |  | 10/29/2010 | N/A | N/A |  | 9/24/2015 | Customer Initiated Withdrawal | 10/31/2017 | 10/31/2017 |  | N | No
W3-161 | Kanawha River 138kV |  | WV | Fayette | Withdrawn | AEP | 13 | 13 | 13 |  | Capacity | Generation Interconnection | Other |  |  | N/A | https://www.pjm.com/pjmfiles/pub/planning/project-queues/feas_docs/w3161_fea.pdf | Document Posted |  | Withdrawn |  |  | N/A |  | N/A |  |  | N/A | N/A |  | 10/29/2010 | N/A | N/A |  | 2/16/2012 | Customer Milestone Not Met | 6/1/2013 |  |  | N | No
W3-162 | Baker 345kV | Riverside Generating Stations | KY | Lawrence | In Service | AEP | 993 | 20 | 20 | 20 | Capacity | Generation Interconnection | Natural Gas |  |  | N/A | https://www.pjm.com/pjmfiles/pub/planning/project-queues/feas_docs/w3162_fea.pdf | Document Posted | https://www.pjm.com/pjmfiles/pub/planning/project-queues/impact_studies/w3162_imp.pdf | Document Posted |  | Not Required | https://www.pjm.com/pjmfiles/pub/planning/project-queues/isa/w3_162_isa.pdf | Document Posted | N/A |  | Not Required | N/A | N/A |  | 10/29/2010 | N/A | N/A |  |  |  | 2/8/2010 | 2/8/2010 | 9/9/2011 | N | No
W3-163 | Upper Pittsgrove 138kV 1 |  | NJ | Salem | Withdrawn | AEC | 20 | 20 | 7.6 |  | Capacity | Generation Interconnection | Solar |  |  | N/A | https://www.pjm.com/pjmfiles/pub/planning/project-queues/feas_docs/w3163_fea.pdf | Document Posted | https://www.pjm.com/pjmfiles/pub/planning/project-queues/impact_studies/w3163_imp.pdf | Document Posted |  | Withdrawn | N/A |  | N/A |  |  | N/A | N/A |  | 10/29/2010 | N/A | N/A |  | 8/15/2011 | Customer Milestone Not Met | 12/31/2011 |  |  | N | No
W3-164 | Upper Pittsgrove 138kV 2 |  | NJ | Salem | Withdrawn | AEC | 20 | 20 | 7.6 |  | Capacity | Generation Interconnection | Solar |  |  | N/A | https://www.pjm.com/pjmfiles/pub/planning/project-queues/feas_docs/w3164_fea.pdf | Document Posted | https://www.pjm.com/pjmfiles/pub/planning/project-queues/impact_studies/w3164_imp.pdf | Document Posted |  | Withdrawn | N/A |  | N/A |  |  | N/A | N/A |  | 10/29/2010 | N/A | N/A |  | 8/15/2011 | Customer Milestone Not Met | 12/31/2011 |  |  | N | No
W3-165 | Upper Pittsgrove 138kV 3 |  | NJ | Salem | Withdrawn | AEC | 20 | 20 | 7.6 |  | Capacity | Generation Interconnection | Solar |  |  | N/A | https://www.pjm.com/pjmfiles/pub/planning/project-queues/feas_docs/w3165_fea.pdf | Document Posted | https://www.pjm.com/pjmfiles/pub/planning/project-queues/impact_studies/w3165_imp.pdf | Document Posted |  | Withdrawn | N/A |  | N/A |  |  | N/A | N/A |  | 10/29/2010 | N/A | N/A |  | 8/15/2011 | Customer Milestone Not Met | 12/31/2011 |  |  | N | No
W3-166 | Nottingham I |  | PA | Chester | Withdrawn | PECO | 15 | 15 | 5.7 |  | Capacity | Generation Interconnection | Solar |  |  | N/A | https://www.pjm.com/pjmfiles/pub/planning/project-queues/feas_docs/w3166_fea.pdf | Document Posted |  | Withdrawn |  |  | N/A |  | N/A |  |  | N/A | N/A |  | 10/29/2010 | N/A | N/A |  | 3/22/2011 | Customer Milestone Not Met | 12/31/2011 |  |  | N | No
W3-167 | Nottingham II |  | PA | Chester | Withdrawn | PPL | 10 | 10 | 3.8 |  | Capacity | Generation Interconnection | Solar |  |  | N/A | https://www.pjm.com/pjmfiles/pub/planning/project-queues/feas_docs/w3167_fea.pdf | Document Posted | https://www.pjm.com/pjmfiles/pub/planning/project-queues/impact_studies/w3167_imp.pdf | Document Posted |  | Not Required |  | Withdrawn | N/A |  | Withdrawn | N/A | N/A |  | 10/29/2010 | N/A | N/A |  | 7/26/2012 | Customer Initiated Withdrawal | 12/31/2011 |  |  | N | No
W3-168 | Germantown 13.2 kV |  | PA | Adams | Withdrawn | ME | 15 | 15 | 5.7 |  | Capacity | Generation Interconnection | Solar |  |  | N/A | https://www.pjm.com/pjmfiles/pub/planning/project-queues/feas_docs/w3168_fea.pdf | Document Posted |  | Withdrawn |  |  | N/A |  | N/A |  |  | N/A | N/A |  | 10/29/2010 | N/A | N/A |  | 10/6/2011 | Customer Initiated Withdrawal | 6/1/2012 |  |  | N | No
W3-169 | North Hanover 12.5kV |  | PA | Adams | Withdrawn | ME | 12 | 12 | 4.56 |  | Capacity | Generation Interconnection | Solar |  |  | N/A | https://www.pjm.com/pjmfiles/pub/planning/project-queues/feas_docs/w3169_fea.pdf | Document Posted |  | Withdrawn |  |  | N/A |  | N/A |  |  | N/A | N/A |  | 10/29/2010 | N/A | N/A |  | 10/6/2011 | Customer Initiated Withdrawal | 6/1/2012 |  |  | N | No
W3-170 | Buckskin 69kV |  | OH | Putnam | Withdrawn | AEP | 12 | 12 | 0 |  | Energy | Generation Interconnection | Solar |  |  | N/A | https://www.pjm.com/pjmfiles/pub/planning/project-queues/feas_docs/w3170_fea.pdf | Document Posted | https://www.pjm.com/pjmfiles/pub/planning/project-queues/impact_studies/w3170_imp.pdf | Document Posted | https://www.pjm.com/pjmfiles/pub/planning/project-queues/facilities/w3170_fac.pdf | Document Posted |  | Withdrawn | N/A |  | Withdrawn | N/A | N/A |  | 10/29/2010 | N/A | N/A |  | 11/12/2014 | Customer Milestone Not Met | 9/30/2015 | 9/30/2015 |  | N | No
W3-171 | Levittown 13kV | Rancocas Road Solar Project | NJ | Burlington | Withdrawn | PSEG | 2 | 2 | 0.76 |  | Capacity | Generation Interconnection | Solar |  |  | N/A | https://www.pjm.com/pjmfiles/pub/planning/project-queues/feas_docs/w3171_fea.pdf | Document Posted | https://www.pjm.com/pjmfiles/pub/planning/project-queues/impact_studies/w3171_imp.pdf | Document Posted |  | Not Required | N/A | Wholesale Market Participation Agreement | https://www.pjm.com/pjmfiles/pub/planning/project-queues/wmpa/w3171_wmpa.pdf |  | Not Required | N/A | N/A |  | 10/29/2010 | N/A | N/A |  | 4/10/2012 | Customer Initiated Withdrawal | 4/30/2012 | 4/30/2012 |  | N | No
W3-172 | Hay Road 230kV 1 |  | DE | New Castle | Withdrawn | DPL | 402 | 402 | 402 |  | Capacity | Generation Interconnection | Natural Gas |  |  | N/A | https://www.pjm.com/pjmfiles/pub/planning/project-queues/feas_docs/w3172_fea.pdf | Document Posted |  | Withdrawn |  |  | N/A |  | N/A |  |  | N/A | N/A |  | 10/29/2010 | N/A | N/A |  | 3/2/2011 | Customer Initiated Withdrawal | 6/1/2013 |  |  | N | No
W3-173 | Hay Road 230kV 2 |  | DE | New Castle | Withdrawn | DPL | 218 | 218 | 218 |  | Capacity | Generation Interconnection | Natural Gas |  |  | N/A | https://www.pjm.com/pjmfiles/pub/planning/project-queues/feas_docs/w3173_fea.pdf | Document Posted |  | Withdrawn |  |  | N/A |  | N/A |  |  | N/A | N/A |  | 10/29/2010 | N/A | N/A |  | 3/2/2011 | Customer Initiated Withdrawal | 6/1/2015 |  |  | N | No
W3-174 | Churchtown 230kV 1 |  | NJ | Salem | Withdrawn | AEC | 193.5 | 193.5 | 193.5 |  | Capacity | Generation Interconnection | Natural Gas |  |  | N/A | https://www.pjm.com/pjmfiles/pub/planning/project-queues/feas_docs/w3174_fea.pdf | Document Posted | https://www.pjm.com/pjmfiles/pub/planning/project-queues/impact_studies/w3174_imp.pdf | Document Posted |  | Withdrawn | N/A |  | N/A |  |  | N/A | N/A |  | 10/29/2010 | N/A | N/A |  | 4/15/2013 | Customer Initiated Withdrawal | 6/1/2015 | 6/1/2015 |  | N | No
W3-175 | Churchtown 230kV 2 | Deepwater | NJ | Salem | Withdrawn | AEC | 371 | 371 | 371 |  | Capacity | Generation Interconnection | Natural Gas |  |  | N/A | https://www.pjm.com/pjmfiles/pub/planning/project-queues/feas_docs/w3175_fea.pdf | Document Posted | https://www.pjm.com/pjmfiles/pub/planning/project-queues/impact_studies/w3175_imp.pdf | Document Posted | https://www.pjm.com/pjmfiles/pub/planning/project-queues/facilities/w3175_fac.pdf | Document Posted | https://www.pjm.com/pjmfiles/pub/planning/project-queues/isa/w3_175_isa.pdf | Document Posted | N/A | https://www.pjm.com/pjmfiles/pub/planning/project-queues/csa/w3_175_csa.pdf | Document Posted | N/A | N/A |  | 10/29/2010 | N/A | N/A |  | 2/7/2019 |  | 12/1/2021 | 12/1/2021 |  | N | No
W4-001 | Clover |  | VA | Halifax | Withdrawn | Dominion | 7 | 7 | 5 |  | Capacity | Generation Interconnection | Solar |  |  | N/A |  | Withdrawn |  |  |  |  | N/A |  | N/A |  |  | N/A | N/A |  | 11/2/2010 | N/A | N/A |  | 1/20/2011 | Customer Initiated Withdrawal | 12/31/2012 |  |  | N | No
W4-001A_AT9 | Lowellville 69kV | Carbon Limestone Landfil Gas to Electricity Facility | OH | Mahoning | Deactivated | ATSI | 24 | 3.2 | 3.2 | 3.2 | Capacity | Generation Interconnection | Methane |  |  | N/A | https://www.pjm.com/pjmfiles/pub/planning/project-queues/feas_docs/w4001a_at9_fea.pdf | Document Posted | https://www.pjm.com/pjmfiles/pub/planning/project-queues/impact_studies/w4001a_at9_imp.pdf | Document Posted |  | Not Required | https://www.pjm.com/pjmfiles/pub/planning/project-queues/isa/w4_001a_at9_isa.pdf | Document Posted | N/A |  | Not Required | N/A | N/A |  | 11/2/2010 | N/A | N/A |  |  |  | 12/31/2012 | 12/31/2012 | 9/19/2012 | N | No
W4-004 | Madison-Tanners Creek 138kV | Flat Rock-WF-1 | IN | Henry | Withdrawn | AEP | 90 | 90 | 11.7 |  | Capacity | Generation Interconnection | Wind |  |  | N/A | https://www.pjm.com/pjmfiles/pub/planning/project-queues/feas_docs/w4004_fea.pdf | Document Posted | https://www.pjm.com/pjmfiles/pub/planning/project-queues/impact_studies/w4004_imp.pdf | Document Posted | https://www.pjm.com/pjmfiles/pub/planning/project-queues/facilities/w4004_fac.pdf | Document Posted | https://www.pjm.com/pjmfiles/pub/planning/project-queues/isa/w4_004_isa.pdf | Document Posted | N/A | https://www.pjm.com/pjmfiles/pub/planning/project-queues/csa/W4_004_csa.pdf | Document Posted | N/A | N/A |  | 11/10/2010 | N/A | N/A |  | 10/22/2018 |  | 7/1/2021 | 7/1/2021 |  | N | No
W4-004A_AT10 | Oberlin Road 69kV | Lorain | OH | Lorain | Deactivated | ATSI | 19.2 | 19.2 | 19.2 | 19.2 | Capacity | Generation Interconnection | Methane |  |  | N/A | https://www.pjm.com/pjmfiles/pub/planning/project-queues/feas_docs/w4004a_at10_fea.pdf | Document Posted | https://www.pjm.com/pjmfiles/pub/planning/project-queues/impact_studies/w4004a_at10_imp.pdf | Document Posted |  | Not Required | N/A | Wholesale Market Participation Agreement | https://www.pjm.com/pjmfiles/pub/planning/project-queues/wmpa/w4004a_at10_wmpa.pdf |  | Not Required | N/A | N/A |  | 11/12/2010 | N/A | N/A |  |  |  | 9/1/2012 | 9/1/2012 | 5/31/2012 | N | No
W4-004B_AT11 | Perry 345kV | Perry Nuclear Power Plant | OH | Lake | In Service | ATSI | 1297.8 | 16 | 16 | 16 | Capacity | Generation Interconnection | Nuclear |  |  | N/A | https://www.pjm.com/pjmfiles/pub/planning/project-queues/feas_docs/w4004b_at11_fea.pdf | Document Posted | https://www.pjm.com/pjmfiles/pub/planning/project-queues/impact_studies/w4004b_at11_imp.pdf | Document Posted |  | Not Required | https://www.pjm.com/pjmfiles/pub/planning/project-queues/isa/w4_004B_at11_isa.pdf | Document Posted | N/A |  | Not Required | N/A | N/A |  | 11/15/2010 | N/A | N/A | [5 empty] | 4/26/2013 | N | No
W4-005 | Blue Mound-Latham | Radford's Run Wind Farm | IL | Macon | In Service | ComEd | 306 | 306 | 39.8 | 306 | Capacity | Generation Interconnection | Wind |  |  | N/A | https://www.pjm.com/pjmfiles/pub/planning/project-queues/feas_docs/w4005_fea.pdf | Document Posted | https://www.pjm.com/pjmfiles/pub/planning/project-queues/impact_studies/w4005_imp.pdf | Document Posted | https://www.pjm.com/pjmfiles/pub/planning/project-queues/facilities/w4005_fac.pdf | Document Posted | https://www.pjm.com/pjmfiles/pub/planning/project-queues/isa/w4_005_isa.pdf | Document Posted | N/A | https://www.pjm.com/pjmfiles/pub/planning/project-queues/csa/w4_005_csa.pdf | Document Posted | N/A | N/A |  | 11/17/2010 | N/A | N/A |  |  |  | 6/1/2019 | 6/1/2019 | 12/14/2017 | N | No
W4-006 | S. Hicksville-Lockwood Road 138kV |  | OH | Defiance | Withdrawn | AEP | 150 | 150 | 19.5 |  | Capacity | Generation Interconnection | Wind |  |  | N/A |  | Withdrawn |  |  |  |  | N/A |  | N/A |  |  | N/A | N/A |  | 11/19/2010 | N/A | N/A |  | 4/19/2012 | Customer Initiated Withdrawal | 12/31/2014 |  |  | N | No
W4-007 | Afton 138kV |  | WV | Preston | Withdrawn | APS | 20 | 20 | 2.6 |  | Capacity | Generation Interconnection | Wind |  |  | N/A | https://www.pjm.com/pjmfiles/pub/planning/project-queues/feas_docs/w4007_fea.pdf | Document Posted |  | Withdrawn |  |  | N/A |  | N/A |  |  | N/A | N/A |  | 11/19/2010 | N/A | N/A |  | 5/31/2011 | Customer Initiated Withdrawal | 12/31/2014 |  |  | N | No
W4-008 | Madison-Tanners Creek 138kV | Flat Rock - WF-1 | IN | Henry | Withdrawn | AEP | 180 | 90 | 11.7 |  | Capacity | Generation Interconnection | Wind |  |  | N/A | https://www.pjm.com/pjmfiles/pub/planning/project-queues/feas_docs/w4008_fea.pdf | Document Posted | https://www.pjm.com/pjmfiles/pub/planning/project-queues/impact_studies/w4008_imp.pdf | Document Posted | https://www.pjm.com/pjmfiles/pub/planning/project-queues/facilities/w4008_fac.pdf | Document Posted | https://www.pjm.com/pjmfiles/pub/planning/project-queues/isa/w4_008_isa.pdf | Document Posted | N/A | https://www.pjm.com/pjmfiles/pub/planning/project-queues/csa/w4_008_csa.pdf | Document Posted | N/A | N/A |  | 11/22/2010 | N/A | N/A |  | 10/22/2018 |  | 7/1/2021 | 7/1/2021 |  | N | No
W4-009 | Raritan River 230kV | Woodbridge Energy Center | NJ | Middlesex | In Service | JCPL | 725 | 725 | 725 | 725 | Capacity | Generation Interconnection | Natural Gas |  |  | N/A | https://www.pjm.com/pjmfiles/pub/planning/project-queues/feas_docs/w4009_fea.pdf | Document Posted | https://www.pjm.com/pjmfiles/pub/planning/project-queues/impact_studies/w4009_imp.pdf | Document Posted | https://www.pjm.com/pjmfiles/pub/planning/project-queues/facilities/w4009_fac.pdf | Document Posted | https://www.pjm.com/pjmfiles/pub/planning/project-queues/isa/w4_009_isa.pdf | Document Posted | N/A | https://www.pjm.com/pjmfiles/pub/planning/project-queues/csa/w4_009_csa.pdf | Document Posted | N/A | N/A |  | 11/22/2010 | N/A | N/A |  |  |  | 6/1/2017 | 6/1/2017 | 12/4/2015 | N | No
W4-010 | White Oak |  | MD | Montgomery | In Service | PEPCO | 53 | 29.1 | 0 | 29.1 | Energy | Generation Interconnection | Natural Gas |  |  | N/A | https://www.pjm.com/pjmfiles/pub/planning/project-queues/feas_docs/w4010_fea.pdf | Document Posted | https://www.pjm.com/pjmfiles/pub/planning/project-queues/impact_studies/w4010_imp.pdf | Document Posted |  | Not Required | https://www.pjm.com/pjmfiles/pub/planning/project-queues/isa/w4_010_isa.pdf | Document Posted | N/A | https://www.pjm.com/pjmfiles/pub/planning/project-queues/csa/w4_010_csa.pdf | Document Posted | N/A | N/A |  | 11/22/2010 | N/A | N/A |  |  |  | 12/31/2015 | 12/31/2015 | 5/8/2014 | N | No
W4-011 | Larabee 34.5kV | Solar Wind Energy Solar Farm | NJ | Monmouth | Withdrawn | JCPL | 15 | 15 | 5.7 |  | Capacity | Generation Interconnection | Solar |  |  | N/A | https://www.pjm.com/pjmfiles/pub/planning/project-queues/feas_docs/w4011_fea.pdf | Document Posted | https://www.pjm.com/pjmfiles/pub/planning/project-queues/impact_studies/w4011_imp.pdf | Document Posted |  | Not Required | N/A | Wholesale Market Participation Agreement | https://www.pjm.com/pjmfiles/pub/planning/project-queues/wmpa/w4011_wmpa.pdf |  | Not Required | N/A | N/A |  | 11/24/2010 | N/A | N/A |  | 2/22/2016 | Customer Milestone Not Met | 12/31/2014 | 12/31/2014 |  | N | No
W4-012 | Whetstone 115kV |  | PA | Elk | Withdrawn | PENELEC | 120 | 120 | 15.6 |  | Capacity | Generation Interconnection | Wind |  |  | N/A | https://www.pjm.com/pjmfiles/pub/planning/project-queues/feas_docs/w4012_fea.pdf | Document Posted |  | Withdrawn |  |  | N/A |  | N/A |  |  | N/A | N/A |  | 11/24/2010 | N/A | N/A |  | 5/31/2011 | Customer Initiated Withdrawal | 12/31/2014 |  |  | N | No
W4-013 | Frack-Orwigsburg 69kV |  | PA | Schuylkill | Withdrawn | PPL | 50 | 50 | 6.5 |  | Capacity | Generation Interconnection | Wind |  |  | N/A | https://www.pjm.com/pjmfiles/pub/planning/project-queues/feas_docs/w4013_fea.pdf | Document Posted | https://www.pjm.com/pjmfiles/pub/planning/project-queues/impact_studies/w4013_imp.pdf | Document Posted |  | Withdrawn | N/A |  | N/A |  |  | N/A | N/A |  | 11/24/2010 | N/A | N/A |  | 11/13/2011 | Customer Initiated Withdrawal | 12/31/2014 |  |  | N | No
W4-014 | Stewartsville-Captive Plastics 34.5kV | Stewartsville II Solar Farm | NJ | Warren | Withdrawn | JCPL | 17 | 17 | 6.4 |  | Capacity | Generation Interconnection | Solar |  |  | N/A | https://www.pjm.com/pjmfiles/pub/planning/project-queues/feas_docs/w4014_fea.pdf | Document Posted | https://www.pjm.com/pjmfiles/pub/planning/project-queues/impact_studies/w4014_imp.pdf | Document Posted |  | Not Required | N/A | Wholesale Market Participation Agreement | https://www.pjm.com/pjmfiles/pub/planning/project-queues/wmpa/w4014_wmpa.pdf |  | Not Required | N/A | N/A |  | 11/29/2010 | N/A | N/A |  | 1/21/2015 | Customer Initiated Withdrawal | 12/31/2014 | 12/31/2014 |  | N | No
W4-015 | Mickleton 230kV 1 | West Deptford Energy Station | NJ | Gloucester | In Service | AEC | 860 | 210 | 136 | 210 | Capacity | Generation Interconnection | Natural Gas |  |  | N/A | https://www.pjm.com/pjmfiles/pub/planning/project-queues/feas_docs/w4015_fea.pdf | Document Posted | https://www.pjm.com/pjmfiles/pub/planning/project-queues/impact_studies/w4015_imp.pdf | Document Posted |  | Not Required | https://www.pjm.com/pjmfiles/pub/planning/project-queues/isa/w4_015_isa.pdf | Document Posted | N/A |  | Not Required | N/A | N/A |  | 11/29/2010 | N/A | N/A |  |  |  | 6/1/2015 | 6/1/2015 | 1/16/2015 | N | No
W4-016 | Mickleton 230kV 2 | West Deptford Energy Station | NJ | Gloucester | Withdrawn | AEC | 1095 | 235 | 235 |  | Capacity | Generation Interconnection | Natural Gas |  |  | N/A | https://www.pjm.com/pjmfiles/pub/planning/project-queues/feas_docs/w4016_fea.pdf | Document Posted | https://www.pjm.com/pjmfiles/pub/planning/project-queues/impact_studies/w4016_imp.pdf | Document Posted | https://www.pjm.com/pjmfiles/pub/planning/project-queues/facilities/w4016_fac.pdf | Document Posted | https://www.pjm.com/pjmfiles/pub/planning/project-queues/isa/w4_016_isa.pdf | Document Posted | N/A | https://www.pjm.com/pjmfiles/pub/planning/project-queues/csa/w4_016_csa.pdf | Document Posted | N/A | N/A |  | 11/29/2010 | N/A | N/A |  | 11/20/2018 |  | 6/1/2019 | 6/1/2019 |  | N | No
W4-017 | Kings Creek-Crisfield 69kV |  | MD | Somerset | Withdrawn | DPL | 100 | 100 | 13 |  | Capacity | Generation Interconnection | Wind |  |  | N/A | https://www.pjm.com/pjmfiles/pub/planning/project-queues/feas_docs/w4017_fea.pdf | Document Posted | https://www.pjm.com/pjmfiles/pub/planning/project-queues/impact_studies/w4017_imp.pdf | Document Posted |  | Withdrawn | N/A |  | N/A |  |  | N/A | N/A |  | 11/29/2010 | N/A | N/A |  | 11/27/2012 | Customer Initiated Withdrawal | 12/1/2013 |  |  | N | No
W4-018 | Monroeville 12kV |  | NJ | Gloucester | Withdrawn | AEC | 10 | 10 | 3.8 |  | Capacity | Generation Interconnection | Solar |  |  | N/A | https://www.pjm.com/pjmfiles/pub/planning/project-queues/feas_docs/w4018_fea.pdf | Document Posted | https://www.pjm.com/pjmfiles/pub/planning/project-queues/impact_studies/w4018_imp.pdf | Document Posted |  | Withdrawn | N/A |  | N/A |  |  | N/A | N/A |  | 11/30/2010 | N/A | N/A |  | 3/15/2013 | Customer Initiated Withdrawal | 7/1/2012 |  |  | N | No
W4-019 | Mendota |  | IL | Bureau | Withdrawn | ComEd | 40 | 40 | 9.8 |  | Capacity | Generation Interconnection | Wind |  |  | N/A | https://www.pjm.com/pjmfiles/pub/planning/project-queues/feas_docs/w4019_fea.pdf | Document Posted |  | Withdrawn |  |  | N/A |  | N/A |  |  | N/A | N/A |  | 11/30/2010 | N/A | N/A |  | 1/30/2012 | Customer Initiated Withdrawal | 10/1/2012 |  |  | N | No
W4-020 | Mt. Zion 13.8kV |  | MD | Montgomery | Withdrawn | PEPCO | 10.08 | 10.08 | 3.8 |  | Capacity | Generation Interconnection | Solar |  |  | N/A | https://www.pjm.com/pjmfiles/pub/planning/project-queues/feas_docs/w4020_fea.pdf | Document Posted | https://www.pjm.com/pjmfiles/pub/planning/project-queues/impact_studies/w4020_imp.pdf | Document Posted | https://www.pjm.com/pjmfiles/pub/planning/project-queues/facilities/w4020_fac.pdf | Document Posted |  | Withdrawn | N/A |  | Not Required | N/A | N/A |  | 11/30/2010 | N/A | N/A |  | 9/18/2012 | Customer Milestone Not Met | 8/1/2011 |  |  | N | No
W4-021 | Atlantic-South River 230kV |  | NJ | Middlesex | Withdrawn | JCPL | 738.4 | 738.4 | 738.4 |  | Capacity | Generation Interconnection | Natural Gas |  |  | N/A | https://www.pjm.com/pjmfiles/pub/planning/project-queues/feas_docs/w4021_fea.pdf | Document Posted | https://www.pjm.com/pjmfiles/pub/planning/project-queues/impact_studies/w4021_imp.pdf | Document Posted | https://www.pjm.com/pjmfiles/pub/planning/project-queues/facilities/w4021_fac.pdf | Document Posted |  | Withdrawn | N/A |  | Withdrawn | N/A | N/A |  | 11/30/2010 | N/A | N/A |  | 9/11/2013 | Customer Milestone Not Met | 6/1/2015 |  |  | N | No
W4-021A | Richland & Crawford |  | OH | Richland | Withdrawn | AEP | 200 | 200 | 26 |  | Capacity | Generation Interconnection | Wind |  |  | N/A | https://www.pjm.com/pjmfiles/pub/planning/project-queues/feas_docs/w4021a_fea.pdf | Document Posted |  | Withdrawn |  |  | N/A |  | N/A |  |  | N/A | N/A |  | 11/30/2010 | N/A | N/A |  | 9/18/2012 | Customer Initiated Withdrawal | 9/1/2012 |  |  | N | No
W4-022 | Hunterstown 230kV |  | PA | Adams | Withdrawn | ME | 100 | 100 | 38 |  | Capacity | Generation Interconnection | Solar |  |  | N/A | https://www.pjm.com/pjmfiles/pub/planning/project-queues/feas_docs/w4022_fea.pdf | Document Posted |  | Withdrawn |  |  | N/A |  | N/A |  |  | N/A | N/A |  | 12/1/2010 | N/A | N/A |  | 7/29/2011 | Customer Initiated Withdrawal | 12/31/2014 |  |  | N | No
W4-023 | Kearny 138kV |  | NJ | Hudson | Withdrawn | PSEG | 300 | 300 | 300 |  | Capacity | Generation Interconnection | Natural Gas |  |  | N/A | https://www.pjm.com/pjmfiles/pub/planning/project-queues/feas_docs/w4023_fea.pdf | Document Posted |  | Withdrawn |  |  | N/A |  | N/A |  |  | N/A | N/A |  | 12/1/2010 | N/A | N/A |  | 5/21/2012 |  | 5/31/2014 |  |  | N | No
W4-024 | Hudson 230kV |  | NJ | Hudson | Withdrawn | PSEG | 550 | 550 | 550 |  | Capacity | Generation Interconnection | Natural Gas |  |  | N/A | https://www.pjm.com/pjmfiles/pub/planning/project-queues/feas_docs/w4024_fea.pdf | Document Posted |  | Withdrawn |  |  | N/A |  | N/A |  |  | N/A | N/A |  | 12/1/2010 | N/A | N/A |  | 6/5/2012 | Customer Initiated Withdrawal | 6/1/2014 |  |  | N | No
W4-025 | Cookstown-Fort Dix 34.5kV | North Run Solar | NJ | Burlington | In Service | JCPL | 7 | 7 | 2.6 | 5 | Capacity | Generation Interconnection | Solar |  |  | N/A | https://www.pjm.com/pjmfiles/pub/planning/project-queues/feas_docs/w4025_fea.pdf | Document Posted | https://www.pjm.com/pjmfiles/pub/planning/project-queues/impact_studies/w4025_imp.pdf | Document Posted |  | Not Required | https://www.pjm.com/pjmfiles/pub/planning/project-queues/isa/w4_025_isa.pdf | Document Posted | N/A | https://www.pjm.com/pjmfiles/pub/planning/project-queues/csa/w4_025_csa.pdf | Document Posted | N/A | N/A |  | 12/6/2010 | N/A | N/A |  |  |  | 5/29/2014 | 5/29/2014 | 2/4/2015 | N | No
W4-026 | Baptistown-Frenchtown 34.5kV |  | NJ | Hunterdon | Withdrawn | JCPL | 10 | 10 | 5.3 |  | Capacity | Generation Interconnection | Solar |  |  | N/A | https://www.pjm.com/pjmfiles/pub/planning/project-queues/feas_docs/w4026_fea.pdf | Document Posted | https://www.pjm.com/pjmfiles/pub/planning/project-queues/impact_studies/w4026_imp.pdf | Document Posted |  | Withdrawn | N/A |  | N/A |  |  | N/A | N/A |  | 12/14/2010 | N/A | N/A |  | 11/28/2011 | Customer Initiated Withdrawal | 5/31/2012 |  |  | N | No
W4-027 | Minotola 12kV | Minotola 2 Solar Facility | NJ | Atlantic | Withdrawn | AEC | 7.9 | 7.9 | 3 |  | Capacity | Generation Interconnection | Solar |  |  | N/A | https://www.pjm.com/pjmfiles/pub/planning/project-queues/feas_docs/w4027_fea.pdf | Document Posted | https://www.pjm.com/pjmfiles/pub/planning/project-queues/impact_studies/w4027_imp.pdf | Document Posted | https://www.pjm.com/pjmfiles/pub/planning/project-queues/facilities/w4027_fac.pdf | Document Posted | N/A | Wholesale Market Participation Agreement | https://www.pjm.com/pjmfiles/pub/planning/project-queues/wmpa/w4027_wmpa.pdf |  | Not Required | N/A | N/A |  | 12/15/2010 | N/A | N/A |  | 5/20/2016 | Customer Initiated Withdrawal | 6/1/2018 | 6/1/2018 |  | N | No
W4-028 | Quinton 69kV |  | NJ | Salem | Withdrawn | AEC | 20 | 20 | 7.6 |  | Capacity | Generation Interconnection | Solar |  |  | N/A | https://www.pjm.com/pjmfiles/pub/planning/project-queues/feas_docs/w4028_fea.pdf | Document Posted |  | Withdrawn |  |  | N/A |  | N/A |  |  | N/A | N/A |  | 12/15/2010 | N/A | N/A |  | 6/1/2011 | Customer Milestone Not Met | 6/30/2011 |  |  | N | No
W4-029 | Medford 13kV | Reeve's Station North | NJ | Burlington | Withdrawn | PSEG | 2.4 | 2.4 | 0.91 |  | Capacity | Generation Interconnection | Solar |  |  | N/A | https://www.pjm.com/pjmfiles/pub/planning/project-queues/feas_docs/w4029_fea.pdf | Document Posted | https://www.pjm.com/pjmfiles/pub/planning/project-queues/impact_studies/w4029_imp.pdf | Document Posted |  | Not Required | N/A | Wholesale Market Participation Agreement | https://www.pjm.com/pjmfiles/pub/planning/project-queues/wmpa/w4029_wmpa.pdf |  | Not Required | N/A | N/A |  | 12/17/2010 | N/A | N/A |  | 10/31/2018 |  | 12/31/2014 | 12/31/2014 |  | N | No
W4-030 | Jessup |  | MD | Howard | Withdrawn | BGE | 0.008 | 0.008 | 0 |  | Energy | Generation Interconnection | Solar |  |  | N/A |  | Not Required |  | Not Required |  | Not Required | N/A | Wholesale Market Participation Agreement | https://www.pjm.com/pjmfiles/pub/planning/project-queues/wmpa/w4030_wmpa.pdf |  | Not Required | N/A | N/A |  | 12/20/2010 | N/A | N/A |  | 7/20/2012 | Customer Initiated Withdrawal | 3/1/2012 | 3/1/2012 |  | N | No
W4-031 | Perryville 12.5kV | Pattenburg Quarry Solar Farm | NJ | Hunterdon | Withdrawn | JCPL | 2.6 | 2.6 | 0 |  | Energy | Generation Interconnection | Solar |  |  | N/A | https://www.pjm.com/pjmfiles/pub/planning/project-queues/feas_docs/w4031_fea.pdf | Document Posted | https://www.pjm.com/pjmfiles/pub/planning/project-queues/impact_studies/w4031_imp.pdf | Document Posted |  | Not Required | N/A | Wholesale Market Participation Agreement | https://www.pjm.com/pjmfiles/pub/planning/project-queues/wmpa/w4031_wmpa.pdf |  | Not Required | N/A | N/A |  | 12/22/2010 | N/A | N/A |  | 11/23/2015 |  | 12/31/2014 | 12/31/2014 |  | N | No
W4-032 | West Portal 4.8kV |  | NJ | Hunterdon | Withdrawn | JCPL | 1.5 | 1.5 | 0 |  | Energy | Generation Interconnection | Solar |  |  | N/A | https://www.pjm.com/pjmfiles/pub/planning/project-queues/feas_docs/w4032_fea.pdf | Document Posted | https://www.pjm.com/pjmfiles/pub/planning/project-queues/impact_studies/w4032_imp.pdf | Document Posted |  | Not Required |  | Withdrawn | N/A |  | Not Required | N/A | N/A |  | 12/28/2010 | N/A | N/A |  | 4/4/2012 | Customer Initiated Withdrawal | 12/22/2011 |  |  | N | No
W4-033 | Wilmington | Lincoln Solar | IL | Will | Withdrawn | ComEd | 10 | 10 | 3.8 |  | Capacity | Generation Interconnection | Solar |  |  | N/A | https://www.pjm.com/pjmfiles/pub/planning/project-queues/feas_docs/w4033_fea.pdf | Document Posted | https://www.pjm.com/pjmfiles/pub/planning/project-queues/impact_studies/w4033_imp.pdf | Document Posted |  | Not Required | N/A | Wholesale Market Participation Agreement | https://www.pjm.com/pjmfiles/pub/planning/project-queues/wmpa/w4033_wmpa.pdf |  | Not Required | N/A | N/A |  | 12/28/2010 | N/A | N/A |  | 12/8/2015 | Customer Initiated Withdrawal | 12/31/2016 | 12/31/2016 |  | N | No
W4-034 | Essex 26.4kV |  | NJ | Essex | Withdrawn | PSEG | 3 | 3 | 0 |  | Energy | Generation Interconnection | Natural Gas |  |  | N/A | https://www.pjm.com/pjmfiles/pub/planning/project-queues/feas_docs/w4034_fea.pdf | Document Posted | https://www.pjm.com/pjmfiles/pub/planning/project-queues/impact_studies/w4034_imp.pdf | Document Posted |  | Not Required |  | Withdrawn | N/A |  | Withdrawn | N/A | N/A |  | 12/28/2010 | N/A | N/A |  | 9/1/2011 | Customer Milestone Not Met | 3/1/2011 |  |  | N | No
W4-035 | Martinsville |  | OH | Clinton | Withdrawn | Dayton | 20 | 20 | 11.9 |  | Capacity | Generation Interconnection | Solar |  |  | N/A | https://www.pjm.com/pjmfiles/pub/planning/project-queues/feas_docs/w4035_fea.pdf | Document Posted | https://www.pjm.com/pjmfiles/pub/planning/project-queues/impact_studies/w4035_imp.pdf | Document Posted |  | Withdrawn | N/A |  | N/A |  |  | N/A | N/A |  | 12/28/2010 | N/A | N/A |  | 12/12/2011 | Customer Initiated Withdrawal | 5/31/2012 |  |  | N | No
W4-036 | Buckskin 12kV | Ohio Solar I | OH | Ross | Withdrawn | AEP | 12 | 12 | 0 |  | Energy | Generation Interconnection | Solar |  |  | N/A | https://www.pjm.com/pjmfiles/pub/planning/project-queues/feas_docs/w4036_fea.pdf | Document Posted | https://www.pjm.com/pjmfiles/pub/planning/project-queues/impact_studies/w4036_imp.pdf | Document Posted | https://www.pjm.com/pjmfiles/pub/planning/project-queues/facilities/w4036_fac.pdf | Document Posted | N/A | Wholesale Market Participation Agreement | https://www.pjm.com/pjmfiles/pub/planning/project-queues/wmpa/w4036_wmpa.pdf |  | Not Required | N/A | N/A |  | 12/28/2010 | N/A | N/A |  | 1/2/2018 |  | 1/31/2019 | 1/31/2019 |  | N | No
W4-037 | Bismark 500kV | New Creek Mountain Energy Storage | WV | Grant | Withdrawn | Dominion | 160 | 32 | 0 |  | Energy | Generation Interconnection | Storage |  |  | N/A | https://www.pjm.com/pjmfiles/pub/planning/project-queues/feas_docs/w4037_fea.pdf | Document Posted | https://www.pjm.com/pjmfiles/pub/planning/project-queues/impact_studies/w4037_imp.pdf | Document Posted | https://www.pjm.com/pjmfiles/pub/planning/project-queues/facilities/w4037_fac.pdf | Document Posted | https://www.pjm.com/pjmfiles/pub/planning/project-queues/isa/w4_037_isa.pdf | Document Posted | N/A | https://www.pjm.com/pjmfiles/pub/planning/project-queues/csa/w4_037_csa.pdf | Document Posted | N/A | N/A |  | 12/30/2010 | N/A | N/A |  | 11/5/2018 |  | 12/31/2018 | 12/31/2018 | 12/26/2016 | N | No
W4-038 | Hudson 230kV | Hudson Generating Station | NJ | Hudson | Deactivated | PSEG | 677.5 | 24 | 24 | 12 | Capacity | Generation Interconnection | Coal |  |  | N/A | https://www.pjm.com/pjmfiles/pub/planning/project-queues/feas_docs/w4038_fea.pdf | Document Posted | https://www.pjm.com/pjmfiles/pub/planning/project-queues/impact_studies/w4038_imp.pdf | Document Posted |  | Not Required | https://www.pjm.com/pjmfiles/pub/planning/project-queues/isa/w4_038_isa.pdf | Document Posted | N/A |  | Not Required | N/A | N/A |  | 12/30/2010 | N/A | N/A |  |  |  | 8/31/2018 | 8/31/2018 | 11/1/2012 | N | No
W4-039 | Engle 69kV |  | KY | Perry | Withdrawn | AEP | 62.5 | 62.5 | 62.5 |  | Capacity | Generation Interconnection | Biomass |  |  | N/A | https://www.pjm.com/pjmfiles/pub/planning/project-queues/feas_docs/w4039_fea.pdf | Document Posted | https://www.pjm.com/pjmfiles/pub/planning/project-queues/impact_studies/w4039_imp.pdf | Document Posted |  | Withdrawn | N/A |  | N/A |  |  | N/A | N/A |  | 12/30/2010 | N/A | N/A |  | 6/22/2012 | Customer Milestone Not Met | 12/31/2013 |  |  | N | No
W4-040 | Harrison Township 12kV |  | NJ | Gloucester | Withdrawn | AEC | 9.7 | 9.7 | 3.8 |  | Capacity | Generation Interconnection | Solar |  |  | N/A | https://www.pjm.com/pjmfiles/pub/planning/project-queues/feas_docs/w4040_fea.pdf | Document Posted | https://www.pjm.com/pjmfiles/pub/planning/project-queues/impact_studies/w4040_imp.pdf | Document Posted |  | Withdrawn | N/A |  | N/A |  |  | N/A | N/A |  | 12/30/2010 | N/A | N/A |  | 6/2/2014 | Customer Initiated Withdrawal | 5/13/2012 |  |  | N | No
W4-041 | Carlls Corner 69kV |  | NJ | Cumberland | Withdrawn | AEC | 20 | 20 | 7.6 |  | Capacity | Generation Interconnection | Solar |  |  | N/A | https://www.pjm.com/pjmfiles/pub/planning/project-queues/feas_docs/w4041_fea.pdf | Document Posted | https://www.pjm.com/pjmfiles/pub/planning/project-queues/impact_studies/w4041_imp.pdf | Document Posted |  | Withdrawn | N/A |  | N/A |  |  | N/A | N/A |  | 12/30/2010 | N/A | N/A |  | 1/31/2012 | Customer Milestone Not Met | 9/1/2012 |  |  | N | No
W4-042 | McConnellsburg 34.5kV | Cove Creek Solar Project | PA | Fulton | Withdrawn | APS | 20 | 20 | 7.6 |  | Capacity | Generation Interconnection | Solar |  |  | N/A | https://www.pjm.com/pjmfiles/pub/planning/project-queues/feas_docs/w4042_fea.pdf | Document Posted | https://www.pjm.com/pjmfiles/pub/planning/project-queues/impact_studies/w4042_imp.pdf | Document Posted |  | Not Required | N/A | Wholesale Market Participation Agreement | https://www.pjm.com/pjmfiles/pub/planning/project-queues/wmpa/w4042_wmpa.pdf |  | Not Required | N/A | N/A |  | 12/30/2010 | N/A | N/A |  | 7/23/2013 | Customer Initiated Withdrawal | 12/15/2014 | 12/15/2014 |  | N | No
W4-043 | Roberts 34.5kV |  | OH | Marion | Withdrawn | AEP | 20 | 20 | 7.6 |  | Capacity | Generation Interconnection | Solar |  |  | N/A |  | Withdrawn |  |  |  |  | N/A |  | N/A |  |  | N/A | N/A |  | 12/31/2010 | N/A | N/A |  | 1/18/2011 |  | 9/1/2012 |  |  | N | No
W4-044 | Kelson Ridge 230kV |  | MD | Charles | Withdrawn | PEPCO | 1450 | 725 | 725 |  | Capacity | Generation Interconnection | Natural Gas |  |  | N/A | https://www.pjm.com/pjmfiles/pub/planning/project-queues/feas_docs/w4044_fea.pdf | Document Posted | https://www.pjm.com/pjmfiles/pub/planning/project-queues/impact_studies/w4044_imp.pdf | Document Posted | https://www.pjm.com/pjmfiles/pub/planning/project-queues/facilities/w4044_fac.pdf | Document Posted |  | Withdrawn | N/A |  | Withdrawn | N/A | N/A |  | 1/5/2011 | N/A | N/A |  | 7/31/2013 | Customer Milestone Not Met | 6/1/2015 | 6/1/2015 |  | N | No
W4-045 | Great Adventure-Great Adventure Tap 34.5kV | Red Valley Solar Farm | NJ | Monmouth | Withdrawn | JCPL | 9 | 9 | 3.4 |  | Capacity | Generation Interconnection | Solar |  |  | N/A | https://www.pjm.com/pjmfiles/pub/planning/project-queues/feas_docs/w4045_fea.pdf | Document Posted | https://www.pjm.com/pjmfiles/pub/planning/project-queues/impact_studies/w4045_imp.pdf | Document Posted |  | Not Required | N/A | Wholesale Market Participation Agreement | https://www.pjm.com/pjmfiles/pub/planning/project-queues/wmpa/w4045_wmpa.pdf |  | Not Required | N/A | N/A |  | 1/11/2011 | N/A | N/A |  | 7/26/2016 | Customer Initiated Withdrawal | 12/31/2016 | 12/31/2016 |  | N | No
W4-046 | Washington-Mobile Chemical 34.5kV | Hengst Solar Farm | NJ | Warren | In Service | JCPL | 10 | 10 | 3.8 | 5 | Capacity | Generation Interconnection | Solar |  |  | N/A | https://www.pjm.com/pjmfiles/pub/planning/project-queues/feas_docs/w4046_fea.pdf | Document Posted | https://www.pjm.com/pjmfiles/pub/planning/project-queues/impact_studies/w4046_imp.pdf | Document Posted |  | Not Required | N/A | Wholesale Market Participation Agreement | https://www.pjm.com/pjmfiles/pub/planning/project-queues/wmpa/w4046_wmpa.pdf |  | Not Required | N/A | N/A | 6/17/2016 | 1/11/2011 | N/A | N/A | 6/29/2016 |  |  | 11/28/2016 | 11/28/2016 | 7/13/2016 | N | No
W4-048 | Doremus Place 13kV |  | NJ | Essex | Withdrawn | PSEG | 1.05 | 1.05 | 0.4 |  | Capacity | Generation Interconnection | Solar |  |  | N/A | https://www.pjm.com/pjmfiles/pub/planning/project-queues/feas_docs/w4048_fea.pdf | Document Posted | https://www.pjm.com/pjmfiles/pub/planning/project-queues/impact_studies/w4048_imp.pdf | Document Posted |  | Not Required |  | Withdrawn | N/A |  | Not Required | N/A | N/A |  | 1/18/2011 | N/A | N/A |  | 6/27/2011 | Customer Initiated Withdrawal | 6/30/2011 |  |  | N | No
W4-051 | Packer 13kV |  | PA | Philadelphia | Withdrawn | PECO | 12 | 12 | 10.2 |  | Capacity | Generation Interconnection | Natural Gas |  |  | N/A | https://www.pjm.com/pjmfiles/pub/planning/project-queues/feas_docs/w4051_fea.pdf | Document Posted | https://www.pjm.com/pjmfiles/pub/planning/project-queues/impact_studies/w4051_imp.pdf | Document Posted |  | Withdrawn | N/A |  | N/A |  |  | N/A | N/A |  | 1/24/2011 | N/A | N/A |  | 11/3/2011 | Customer Milestone Not Met | 9/1/2011 |  |  | N | No
W4-053 | Rocktown 4.8kV | Green Power West Amwell Solar Farm | NJ | Hunterdon | Withdrawn | JCPL | 2 | 2 | 0 |  | Energy | Generation Interconnection | Solar |  |  | N/A | https://www.pjm.com/pjmfiles/pub/planning/project-queues/feas_docs/w4053_fea.pdf | Document Posted | https://www.pjm.com/pjmfiles/pub/planning/project-queues/impact_studies/w4053_imp.pdf | Document Posted |  | Not Required | N/A | Wholesale Market Participation Agreement | https://www.pjm.com/pjmfiles/pub/planning/project-queues/wmpa/w4053_wmpa.pdf |  | Not Required | N/A | N/A |  | 1/24/2011 | N/A | N/A |  | 10/20/2015 |  | 12/31/2014 | 12/31/2014 |  | N | No
W4-054 | Williamstown 12kV |  | NJ | Gloucester | Withdrawn | AEC | 12 | 12 | 4.6 |  | Capacity | Generation Interconnection | Solar |  |  | N/A | https://www.pjm.com/pjmfiles/pub/planning/project-queues/feas_docs/w4054_fea.pdf | Document Posted |  | Withdrawn |  |  | N/A |  | N/A |  |  | N/A | N/A |  | 1/26/2011 | N/A | N/A |  | 5/24/2011 | Customer Milestone Not Met | 5/1/2012 |  |  | N | No
W4-055 | Morris Park 12kV |  | NJ | Warren | Withdrawn | JCPL | 8 | 8 | 3.04 |  | Capacity | Generation Interconnection | Solar |  |  | N/A | https://www.pjm.com/pjmfiles/pub/planning/project-queues/feas_docs/w4055_fea.pdf | Document Posted | https://www.pjm.com/pjmfiles/pub/planning/project-queues/impact_studies/w4055_imp.pdf | Document Posted |  | Withdrawn | N/A |  | N/A |  |  | N/A | N/A |  | 1/28/2011 | N/A | N/A |  | 12/13/2011 | Customer Milestone Not Met | 10/1/2012 |  |  | N | No
W4-056 | Pittsgrove 12kV |  | NJ | Salem | Withdrawn | AEC | 2 | 2 | 0.76 |  | Capacity | Generation Interconnection | Solar |  |  | N/A | https://www.pjm.com/pjmfiles/pub/planning/project-queues/feas_docs/w4056_fea.pdf | Document Posted |  | Withdrawn |  |  | N/A |  | N/A |  |  | N/A | N/A |  | 1/28/2011 | N/A | N/A |  | 6/1/2011 | Customer Milestone Not Met | 4/15/2012 |  |  | N | No
W4-057 | Pittsgrove 2 12kV |  | NJ | Salem | Withdrawn | AEC | 2 | 2 | 0.76 |  | Capacity | Generation Interconnection | Solar |  |  | N/A | https://www.pjm.com/pjmfiles/pub/planning/project-queues/feas_docs/w4057_fea.pdf | Document Posted |  | Withdrawn |  |  | N/A |  | N/A |  |  | N/A | N/A |  | 1/28/2011 | N/A | N/A |  | 6/1/2011 | Customer Milestone Not Met | 4/15/2012 |  |  | N | No
W4-058 | Lawrence 13kV | Rider University | NJ | Mercer | In Service | PSEG | 0.702 | 0.702 | 0.267 | 0.702 | Capacity | Generation Interconnection | Solar |  |  | N/A | https://www.pjm.com/pjmfiles/pub/planning/project-queues/feas_docs/w4058_fea.pdf | Document Posted | https://www.pjm.com/pjmfiles/pub/planning/project-queues/impact_studies/w4058_imp.pdf | Document Posted |  | Not Required | N/A | Wholesale Market Participation Agreement | https://www.pjm.com/pjmfiles/pub/planning/project-queues/wmpa/w4058_wmpa.pdf |  | Not Required | N/A | N/A |  | 1/31/2011 | N/A | N/A |  |  |  | 12/31/2011 | 12/31/2011 | 12/16/2011 | N | No
W4-059 | Kuller Road 13kV | Metro Division Headquarters | NJ | Passaic | In Service | PSEG | 0.6 | 0.6 | 0.228 | 0.6 | Capacity | Generation Interconnection | Solar |  |  | N/A | https://www.pjm.com/pjmfiles/pub/planning/project-queues/feas_docs/w4059_fea.pdf | Document Posted | https://www.pjm.com/pjmfiles/pub/planning/project-queues/impact_studies/w4059_imp.pdf | Document Posted |  | Not Required | N/A | Wholesale Market Participation Agreement | https://www.pjm.com/pjmfiles/pub/planning/project-queues/wmpa/w4059_wmpa.pdf |  | Not Required | N/A | N/A |  | 1/31/2011 | N/A | N/A |  |  |  | 6/30/2012 | 6/30/2012 | 7/5/2012 | N | No
W4-060 | Midland-Werner 34.5kV | Old Bridge Solar Farm | NJ | Middlesex | In Service | JCPL | 10 | 10 | 3.8 | 8.4 | Capacity | Generation Interconnection | Solar |  |  | N/A | https://www.pjm.com/pjmfiles/pub/planning/project-queues/feas_docs/w4060_fea.pdf | Document Posted | https://www.pjm.com/pjmfiles/pub/planning/project-queues/impact_studies/w4060_imp.pdf | Document Posted |  | Not Required | N/A | Wholesale Market Participation Agreement | https://www.pjm.com/pjmfiles/pub/planning/project-queues/wmpa/w4060_wmpa.pdf |  | Not Required | N/A | N/A |  | 1/31/2011 | N/A | N/A |  |  |  | 3/31/2018 | 3/31/2018 | 8/4/2018 | N | No
W4-061 | Lawrence 26kV |  | NJ | Mercer | Withdrawn | PSEG | 9 | 9 | 3.4 |  | Capacity | Generation Interconnection | Solar |  |  | N/A | https://www.pjm.com/pjmfiles/pub/planning/project-queues/feas_docs/w4061_fea.pdf | Document Posted | https://www.pjm.com/pjmfiles/pub/planning/project-queues/impact_studies/w4061_imp.pdf | Document Posted |  | Not Required |  | Withdrawn | N/A |  | Not Required | N/A | N/A |  | 1/31/2011 | N/A | N/A |  | 1/27/2012 | Customer Initiated Withdrawal | 6/1/2012 |  |  | N | No
W4-062 | Tabernacle 69kV |  | NJ | Burlington | Withdrawn | AEC | 18 | 18 | 6.84 |  | Capacity | Generation Interconnection | Solar |  |  | N/A | https://www.pjm.com/pjmfiles/pub/planning/project-queues/feas_docs/w4062_fea.pdf | Document Posted | https://www.pjm.com/pjmfiles/pub/planning/project-queues/impact_studies/w4062_imp.pdf | Document Posted |  | Withdrawn | N/A |  | N/A |  |  | N/A | N/A |  | 1/31/2011 | N/A | N/A |  | 11/29/2011 | Customer Milestone Not Met | 12/31/2012 |  |  | N | No
W4-063 | Huron 69kV | Fishermen's Atlantic City Windfarm (FACW) | NJ | Cape May | Withdrawn | AEC | 25 | 5 | 0.65 |  | Capacity | Generation Interconnection | Offshore Wind |  |  | N/A | https://www.pjm.com/pjmfiles/pub/planning/project-queues/feas_docs/w4063_fea.pdf | Document Posted | https://www.pjm.com/pjmfiles/pub/planning/project-queues/impact_studies/w4063_imp.pdf | Document Posted | https://www.pjm.com/pjmfiles/pub/planning/project-queues/facilities/w4063_fac.pdf | Document Posted | https://www.pjm.com/pjmfiles/pub/planning/project-queues/isa/w4_063_isa.pdf | Document Posted | N/A | https://www.pjm.com/pjmfiles/pub/planning/project-queues/csa/w4_063_csa.pdf | Document Posted | N/A | N/A |  | 1/31/2011 | N/A | N/A |  | 3/12/2019 |  | 1/27/2019 | 1/27/2019 |  | N | No
W4-064 | N. Newton 12kV | Augusta Solar Farm | NJ | Sussex | In Service | JCPL | 3 | 3 | 1.1 | 3 | Capacity | Generation Interconnection | Solar |  |  | N/A | https://www.pjm.com/pjmfiles/pub/planning/project-queues/feas_docs/w4064_fea.pdf | Document Posted | https://www.pjm.com/pjmfiles/pub/planning/project-queues/impact_studies/w4064_imp.pdf | Document Posted |  | Not Required | N/A | Wholesale Market Participation Agreement | https://www.pjm.com/pjmfiles/pub/planning/project-queues/wmpa/w4064_wmpa.pdf |  | Not Required | N/A | N/A | 5/10/2016 | 1/31/2011 | N/A | N/A | 5/13/2016 |  |  | 6/12/2016 | 6/12/2016 | 5/31/2016 | N | No
W4-065 | Sussex 12kV | Layton Road Solar Farm | NJ | Sussex | Withdrawn | JCPL | 3 | 3 | 1.1 |  | Capacity | Generation Interconnection | Solar |  |  | N/A | https://www.pjm.com/pjmfiles/pub/planning/project-queues/feas_docs/w4065_fea.pdf | Document Posted | https://www.pjm.com/pjmfiles/pub/planning/project-queues/impact_studies/w4065_imp.pdf | Document Posted |  | Not Required | N/A | Wholesale Market Participation Agreement | https://www.pjm.com/pjmfiles/pub/planning/project-queues/wmpa/w4065_wmpa.pdf |  | Not Required | N/A | N/A |  | 1/31/2011 | N/A | N/A |  | 5/3/2016 | Customer Milestone Not Met | 12/31/2014 | 12/31/2014 |  | N | No
W4-066 | Sussex |  | NJ | Sussex | Withdrawn | JCPL | 5 | 5 | 1.9 |  | Capacity | Generation Interconnection | Solar |  |  | N/A | https://www.pjm.com/pjmfiles/pub/planning/project-queues/feas_docs/w4066_fea.pdf | Document Posted |  | Withdrawn |  |  | N/A |  | N/A |  |  | N/A | N/A |  | 1/31/2011 | N/A | N/A |  | 11/4/2011 | Customer Initiated Withdrawal | 12/31/2012 |  |  | N | No
W4-067 | Vernon 12kV |  | NJ | Sussex | Withdrawn | JCPL | 8 | 8 | 3 |  | Capacity | Generation Interconnection | Solar |  |  | N/A | https://www.pjm.com/pjmfiles/pub/planning/project-queues/feas_docs/w4067_fea.pdf | Document Posted |  | Withdrawn |  |  | N/A |  | N/A |  |  | N/A | N/A |  | 1/31/2011 | N/A | N/A |  | 8/23/2011 | Customer Milestone Not Met | 12/31/2012 |  |  | N | No
W4-068 | Hazen-Pequest River 34.5kV | White Township Solar Farm | NJ | Warren | Withdrawn | JCPL | 8 | 8 | 3 |  | Capacity | Generation Interconnection | Solar |  |  | N/A | https://www.pjm.com/pjmfiles/pub/planning/project-queues/feas_docs/w4068_fea.pdf | Document Posted | https://www.pjm.com/pjmfiles/pub/planning/project-queues/impact_studies/w4068_imp.pdf | Document Posted |  | Not Required | N/A | Wholesale Market Participation Agreement | https://www.pjm.com/pjmfiles/pub/planning/project-queues/wmpa/w4068_wmpa.pdf |  | Not Required | N/A | N/A |  | 1/31/2011 | N/A | N/A |  | 3/17/2015 | Customer Initiated Withdrawal | 12/31/2014 | 12/31/2014 |  | N | No
W4-069 | Lycoming |  | PA | Lycoming | Withdrawn | PPL | 3 | 3 | 3 |  | Capacity | Generation Interconnection | Methane |  |  | N/A |  | Withdrawn |  |  |  |  | N/A |  | N/A |  |  | N/A | N/A |  | 1/31/2011 | N/A | N/A |  | 4/29/2011 | Customer Initiated Withdrawal | 4/1/2012 |  |  | N | No
W4-070 | Morgantown |  | PA | Berks | Withdrawn | PPL | 2 | 2 | 0.76 |  | Capacity | Generation Interconnection | Solar |  |  | N/A | https://www.pjm.com/pjmfiles/pub/planning/project-queues/feas_docs/w4070_fea.pdf | Document Posted | https://www.pjm.com/pjmfiles/pub/planning/project-queues/impact_studies/w4070_imp.pdf | Document Posted |  | Not Required |  | Withdrawn | N/A |  | Not Required | N/A | N/A |  | 1/31/2011 | N/A | N/A |  | 6/27/2011 | Customer Initiated Withdrawal | 6/1/2011 |  |  | N | No
W4-071 | Garrett |  | PA | Somerset | Withdrawn | PENELEC | 2.25 | 2.25 | 0.29 |  | Capacity | Generation Interconnection | Wind |  |  | N/A |  | Withdrawn |  |  |  |  | N/A |  | N/A |  |  | N/A | N/A |  | 1/31/2011 | N/A | N/A |  | 2/17/2011 | Customer Milestone Not Met | 3/30/2012 |  |  | N | No
W4-072 | Englishtown-Rt. 33 Sw Point 34.5kV | Big Hill Solar Farm | NJ | Monmouth | Withdrawn | JCPL | 16 | 16 | 6.08 |  | Capacity | Generation Interconnection | Solar |  |  | N/A | https://www.pjm.com/pjmfiles/pub/planning/project-queues/feas_docs/w4072_fea.pdf | Document Posted | https://www.pjm.com/pjmfiles/pub/planning/project-queues/impact_studies/w4072_imp.pdf | Document Posted |  | Not Required | N/A | Wholesale Market Participation Agreement | https://www.pjm.com/pjmfiles/pub/planning/project-queues/wmpa/w4072_wmpa.pdf |  | Not Required | N/A | N/A |  | 1/31/2011 | N/A | N/A |  | 10/23/2015 | Customer Initiated Withdrawal | 12/31/2014 | 12/31/2014 |  | N | No
W4-073 | Phillipsburg 34.5kV | Hamptons at Pohatcong Solar Farm | NJ | Warren | In Service | JCPL | 8 | 8 | 3.04 | 8 | Capacity | Generation Interconnection | Solar |  |  | N/A | https://www.pjm.com/pjmfiles/pub/planning/project-queues/feas_docs/w4073_fea.pdf | Document Posted | https://www.pjm.com/pjmfiles/pub/planning/project-queues/impact_studies/w4073_imp.pdf | Document Posted |  | Not Required | N/A | Wholesale Market Participation Agreement | https://www.pjm.com/pjmfiles/pub/planning/project-queues/wmpa/w4073_wmpa.pdf |  | Not Required | N/A | N/A |  | 1/31/2011 | N/A | N/A | 12/31/2019 |  |  | 12/31/2019 | 12/31/2019 | 1/10/2020 | N | No
W4-074 | Cox’s Corner 13kV | CleanLight Medford Solar Project | NJ | Burlington | Withdrawn | PSEG | 5 | 5 | 2.28 |  | Capacity | Generation Interconnection | Solar |  |  | N/A | https://www.pjm.com/pjmfiles/pub/planning/project-queues/feas_docs/w4074_fea.pdf | Document Posted | https://www.pjm.com/pjmfiles/pub/planning/project-queues/impact_studies/w4074_imp.pdf | Document Posted |  | Not Required | N/A | Wholesale Market Participation Agreement | https://www.pjm.com/pjmfiles/pub/planning/project-queues/wmpa/w4074_wmpa.pdf |  | Not Required | N/A | N/A |  | 1/31/2011 | N/A | N/A |  | 1/31/2012 | Customer Initiated Withdrawal | 4/30/2012 | 4/30/2012 |  | N | No
W4-075 | Trenton 26kV | CleanLight Mansfield Solar Project | NJ | Burlington | Withdrawn | PSEG | 9 | 9 | 3.42 |  | Capacity | Generation Interconnection | Solar |  |  | N/A | https://www.pjm.com/pjmfiles/pub/planning/project-queues/feas_docs/w4075_fea.pdf | Document Posted | https://www.pjm.com/pjmfiles/pub/planning/project-queues/impact_studies/w4075_imp.pdf | Document Posted |  | Not Required | N/A | Wholesale Market Participation Agreement | https://www.pjm.com/pjmfiles/pub/planning/project-queues/wmpa/w4075_wmpa.pdf |  | Not Required | N/A | N/A |  | 1/31/2011 | N/A | N/A |  | 6/7/2012 |  | 6/30/2012 | 6/30/2012 |  | N | No
W4-076 | Ritchie |  | MD | Prince George's | Withdrawn | PEPCO | 10 | 10 | 3.8 |  | Capacity | Generation Interconnection | Solar |  |  | N/A | https://www.pjm.com/pjmfiles/pub/planning/project-queues/feas_docs/w4076_fea.pdf | Document Posted |  | Withdrawn |  |  | N/A |  | N/A |  |  | N/A | N/A |  | 1/31/2011 | N/A | N/A |  | 6/7/2011 | Customer Milestone Not Met | 11/1/2011 |  |  | N | No
W4-078 | Todd 25kV |  | MD | Dorchester | Withdrawn | DPL | 20 | 20 | 7.6 |  | Capacity | Generation Interconnection | Solar |  |  | N/A | https://www.pjm.com/pjmfiles/pub/planning/project-queues/feas_docs/w4078_fea.pdf | Document Posted |  | Withdrawn |  |  | N/A |  | N/A |  |  | N/A | N/A |  | 1/31/2011 | N/A | N/A |  | 6/1/2011 | Customer Milestone Not Met | 6/1/2013 |  |  | N | No
W4-079 | Lebanon |  | NJ | Hunterdon | Withdrawn | JCPL | 2 | 2 | 0 |  | Energy | Generation Interconnection | Solar |  |  | N/A | https://www.pjm.com/pjmfiles/pub/planning/project-queues/feas_docs/w4079_fea.pdf | Document Posted | https://www.pjm.com/pjmfiles/pub/planning/project-queues/impact_studies/w4079_imp.pdf | Document Posted |  | Not Required |  | Withdrawn | N/A |  | Not Required | N/A | N/A |  | 1/31/2011 | N/A | N/A |  | 1/30/2012 | Customer Milestone Not Met | 10/31/2011 |  |  | N | No
W4-080 | Metuchen 26.4kV | IRL Landfill Solar Project | NJ | Middlesex | Withdrawn | PSEG | 20 | 20 | 7.6 |  | Capacity | Generation Interconnection | Solar |  |  | N/A | https://www.pjm.com/pjmfiles/pub/planning/project-queues/feas_docs/w4080_fea.pdf | Document Posted | https://www.pjm.com/pjmfiles/pub/planning/project-queues/impact_studies/w4080_imp.pdf | Document Posted |  | Not Required | N/A | Wholesale Market Participation Agreement | https://www.pjm.com/pjmfiles/pub/planning/project-queues/wmpa/w4080_wmpa.pdf |  | Not Required | N/A | N/A |  | 1/31/2011 | N/A | N/A |  | 2/4/2016 |  | 11/30/2012 | 11/30/2012 |  | N | No
W4-081 | Manchester |  | NJ | Ocean | Withdrawn | JCPL | 2 | 2 | 0 |  | Energy | Generation Interconnection | Solar |  |  | N/A | https://www.pjm.com/pjmfiles/pub/planning/project-queues/feas_docs/w4081_fea.pdf | Document Posted |  | Withdrawn |  |  | N/A |  | N/A |  |  | N/A | N/A |  | 1/31/2011 | N/A | N/A |  | 6/2/2011 | Customer Milestone Not Met | 10/31/2011 |  |  | N | No
W4-082 | Libertyville 12kV | Countryside Landfill | IL | Lake | Deactivated | ComEd | 7.99 | 7.99 | 7.99 | 7.99 | Capacity | Generation Interconnection | Methane |  |  | N/A | https://www.pjm.com/pjmfiles/pub/planning/project-queues/feas_docs/w4082_fea.pdf | Document Posted | https://www.pjm.com/pjmfiles/pub/planning/project-queues/impact_studies/w4082_imp.pdf | Document Posted |  | Not Required | https://www.pjm.com/pjmfiles/pub/planning/project-queues/isa/w4_082_isa.pdf | Document Posted | N/A |  | Not Required | N/A | N/A |  | 1/31/2011 | N/A | N/A |  |  |  | 4/1/2001 |  | 7/16/2012 | N | No
W4-083 | Quinton 69kV |  | NJ | Salem | Withdrawn | AEC | 10 | 10 | 3.8 |  | Capacity | Generation Interconnection | Solar |  |  | N/A | https://www.pjm.com/pjmfiles/pub/planning/project-queues/feas_docs/w4083_fea.pdf | Document Posted | https://www.pjm.com/pjmfiles/pub/planning/project-queues/impact_studies/w4083_imp.pdf | Document Posted |  | Withdrawn | N/A |  | N/A |  |  | N/A | N/A |  | 1/31/2011 | N/A | N/A |  | 11/29/2011 | Customer Milestone Not Met | 5/1/2012 |  |  | N | No
W4-084 | Dixon 12kV | Dixon/Lee Landfill | IL | Lee | Deactivated | ComEd | 3.95 | 3.95 | 3.95 | 3.95 | Capacity | Generation Interconnection | Methane |  |  | N/A | https://www.pjm.com/pjmfiles/pub/planning/project-queues/feas_docs/w4084_fea.pdf | Document Posted | https://www.pjm.com/pjmfiles/pub/planning/project-queues/impact_studies/w4084_imp.pdf | Document Posted |  | Not Required | https://www.pjm.com/pjmfiles/pub/planning/project-queues/isa/w4_084_isa.pdf | Document Posted | N/A |  | Not Required | N/A | N/A |  | 1/31/2011 | N/A | N/A |  |  |  | 3/1/2001 |  | 4/16/2013 | N | No
W4-085 | Grays Ferry |  | PA | Philadelphia | Withdrawn | PECO | 2 | 2 | 0 |  | Energy | Generation Interconnection | Storage |  |  | N/A | https://www.pjm.com/pjmfiles/pub/planning/project-queues/feas_docs/w4085_fea.pdf | Document Posted | https://www.pjm.com/pjmfiles/pub/planning/project-queues/impact_studies/w4085_imp.pdf | Document Posted |  |  | N/A |  | N/A |  |  | N/A | N/A |  | 1/31/2011 | N/A | N/A |  | 6/17/2014 | Customer Initiated Withdrawal | 5/15/2011 |  |  | N | No
W4-086 | Goose Lake 34.5kV | Morris Landfill | IL | Grundy | Deactivated | ComEd | 2.1 | 2.1 | 2.1 | 2.1 | Capacity | Generation Interconnection | Methane |  |  | N/A | https://www.pjm.com/pjmfiles/pub/planning/project-queues/feas_docs/w4086_fea.pdf | Document Posted | https://www.pjm.com/pjmfiles/pub/planning/project-queues/impact_studies/w4086_imp.pdf | Document Posted |  | Not Required | https://www.pjm.com/pjmfiles/pub/planning/project-queues/isa/w4_086_isa.pdf | Document Posted | N/A |  | Not Required | N/A | N/A |  | 1/31/2011 | N/A | N/A |  |  |  | 3/1/2001 |  | 5/16/2013 | N | No
W4-087 | South Holland |  | IL | Cook | Withdrawn | ComEd | 3.07 | 3.07 | 3.07 |  | Capacity | Generation Interconnection | Methane |  |  | N/A |  | Withdrawn |  |  |  |  | N/A |  | N/A |  |  | N/A | N/A |  | 1/31/2011 | N/A | N/A |  | 12/13/2012 | Customer Initiated Withdrawal | 4/1/1998 |  |  | N | No
W4-088 | Salem-Woodstown 69kV |  | NJ | Salem | Withdrawn | AEC | 10 | 10 | 3.8 |  | Capacity | Generation Interconnection | Solar |  |  | N/A | https://www.pjm.com/pjmfiles/pub/planning/project-queues/feas_docs/w4088_fea.pdf | Document Posted |  | Withdrawn |  |  | N/A |  | N/A |  |  | N/A | N/A |  | 1/31/2011 | N/A | N/A |  | 6/1/2011 | Customer Milestone Not Met | 5/1/2012 |  |  | N | No
W4-089 | Vineland #1 12kV |  | NJ | Cumberland | Withdrawn | AEC | 1.6 | 1.6 | 0 |  | Energy | Generation Interconnection | Solar |  |  | N/A | https://www.pjm.com/pjmfiles/pub/planning/project-queues/feas_docs/w4089_fea.pdf | Document Posted | https://www.pjm.com/pjmfiles/pub/planning/project-queues/impact_studies/w4089_imp.pdf | Document Posted |  |  | N/A |  | N/A |  |  | N/A | N/A |  | 1/31/2011 | N/A | N/A |  | 6/19/2014 | Customer Initiated Withdrawal | 6/1/2011 |  |  | N | No
W4-090 | Vineland #2 12kV |  | NJ | Cumberland | Withdrawn | AEC | 1.34 | 1.34 | 0 |  | Energy | Generation Interconnection | Solar |  |  | N/A | https://www.pjm.com/pjmfiles/pub/planning/project-queues/feas_docs/w4090_fea.pdf | Document Posted | https://www.pjm.com/pjmfiles/pub/planning/project-queues/impact_studies/w4090_imp.pdf | Document Posted |  |  | N/A |  | N/A |  |  | N/A | N/A |  | 1/31/2011 | N/A | N/A |  | 6/19/2014 | Customer Initiated Withdrawal | 6/1/2011 |  |  | N | No
W4-091 | Andover-Kittatinny 34.5kV |  | NJ | Warren | Withdrawn | JCPL | 10 | 10 | 3.8 |  | Capacity | Generation Interconnection | Solar |  |  | N/A | https://www.pjm.com/pjmfiles/pub/planning/project-queues/feas_docs/w4091_fea.pdf | Document Posted |  | Withdrawn |  |  | N/A |  | N/A |  |  | N/A | N/A |  | 1/31/2011 | N/A | N/A |  | 6/1/2011 | Customer Milestone Not Met | 8/1/2012 |  |  | N | No
W4-092 | Englishtown 34.5kV |  | NJ | Monmouth | Withdrawn | JCPL | 10 | 10 | 3.8 |  | Capacity | Generation Interconnection | Solar |  |  | N/A | https://www.pjm.com/pjmfiles/pub/planning/project-queues/feas_docs/w4092_fea.pdf | Document Posted |  | Withdrawn |  |  | N/A |  | N/A |  |  | N/A | N/A |  | 1/31/2011 | N/A | N/A |  | 6/3/2011 | Customer Milestone Not Met | 8/1/2012 |  |  | N | No
W4-093 | Frenchtown 34.5kV | Dotoli Solar Farm | NJ | Hunterdon | Withdrawn | JCPL | 7 | 7 | 2.6 |  | Capacity | Generation Interconnection | Solar |  |  | N/A | https://www.pjm.com/pjmfiles/pub/planning/project-queues/feas_docs/w4093_fea.pdf | Document Posted | https://www.pjm.com/pjmfiles/pub/planning/project-queues/impact_studies/w4093_imp.pdf | Document Posted |  | Not Required | N/A | Wholesale Market Participation Agreement | https://www.pjm.com/pjmfiles/pub/planning/project-queues/wmpa/w4093_wmpa.pdf |  | Not Required | N/A | N/A |  | 1/31/2011 | N/A | N/A |  | 5/7/2015 | Customer Initiated Withdrawal | 12/31/2014 | 12/31/2014 |  | N | No
W4-094 | Millhurst-Raceway Mall 34.5kV |  | NJ | Monmouth | Withdrawn | JCPL | 6 | 6 | 2.6 |  | Capacity | Generation Interconnection | Solar |  |  | N/A | https://www.pjm.com/pjmfiles/pub/planning/project-queues/feas_docs/w4094_fea.pdf | Document Posted | https://www.pjm.com/pjmfiles/pub/planning/project-queues/impact_studies/w4094_imp.pdf | Document Posted |  | Not Required |  | Withdrawn | N/A |  | Not Required | N/A | N/A |  | 1/31/2011 | N/A | N/A |  | 1/11/2012 | Customer Initiated Withdrawal | 3/15/2012 |  |  | N | No
W4-095 | Beckett 12kV |  | NJ | Gloucester | Withdrawn | AEC | 5.2 | 5.2 | 3.8 |  | Capacity | Generation Interconnection | Solar |  |  | N/A | https://www.pjm.com/pjmfiles/pub/planning/project-queues/feas_docs/w4095_fea.pdf | Document Posted | https://www.pjm.com/pjmfiles/pub/planning/project-queues/impact_studies/w4095_imp.pdf | Document Posted |  | Withdrawn | N/A |  | N/A |  |  | N/A | N/A |  | 1/31/2011 | N/A | N/A |  | 11/29/2011 | Customer Milestone Not Met | 3/31/2013 |  |  | N | No
W4-096 | Piney Grove 25kV |  | MD | Wicomico | Withdrawn | DPL | 10 | 10 | 3.8 |  | Capacity | Generation Interconnection | Solar |  |  | N/A |  | Withdrawn |  |  |  |  | N/A |  | N/A |  |  | N/A | N/A |  | 1/31/2011 | N/A | N/A |  | 2/18/2011 | Customer Initiated Withdrawal | 3/31/2013 |  |  | N | No
W4-097 | Hawks 12.5kV | Wetteland Solar Farm | NJ | Hunterdon | In Service | JCPL | 3 | 3 | 1.1 | 3 | Capacity | Generation Interconnection | Solar |  |  | N/A | https://www.pjm.com/pjmfiles/pub/planning/project-queues/feas_docs/w4097_fea.pdf | Document Posted | https://www.pjm.com/pjmfiles/pub/planning/project-queues/impact_studies/w4097_imp.pdf | Document Posted |  | Not Required | N/A | Wholesale Market Participation Agreement | https://www.pjm.com/pjmfiles/pub/planning/project-queues/wmpa/w4097_wmpa.pdf |  | Not Required | N/A | N/A |  | 1/31/2011 | N/A | N/A |  |  |  | 7/31/2016 | 7/31/2016 | 1/6/2016 | N | No
W4-098 | U.S. Silica #1 69kV |  | NJ | Cumberland | Withdrawn | AEC | 10 | 10 | 3.8 |  | Capacity | Generation Interconnection | Solar |  |  | N/A | https://www.pjm.com/pjmfiles/pub/planning/project-queues/feas_docs/w4098_fea.pdf | Document Posted | https://www.pjm.com/pjmfiles/pub/planning/project-queues/impact_studies/w4098_Imp.pdf | Document Posted |  | Withdrawn | N/A |  | N/A |  |  | N/A | N/A |  | 1/31/2011 | N/A | N/A |  | 11/18/2011 | Customer Milestone Not Met | 12/31/2011 |  |  | N | No
W4-099 | U.S. Silica #2 69kV |  | NJ | Cumberland | Withdrawn | AEC | 10 | 10 | 3.8 |  | Capacity | Generation Interconnection | Solar |  |  | N/A |  | Withdrawn |  |  |  |  | N/A |  | N/A |  |  | N/A | N/A |  | 1/31/2011 | N/A | N/A |  | 2/22/2011 | Customer Initiated Withdrawal | 12/31/2011 |  |  | N | No
W4-100 | Exxon-NewYork Life 34.5kV |  | NJ | Hunterdon | Withdrawn | JCPL | 20 | 20 | 7.6 |  | Capacity | Generation Interconnection | Solar |  |  | N/A | https://www.pjm.com/pjmfiles/pub/planning/project-queues/feas_docs/w4100_fea.pdf | Document Posted |  | Withdrawn |  |  | N/A |  | N/A |  |  | N/A | N/A |  | 1/31/2011 | N/A | N/A |  | 7/8/2011 | Customer Initiated Withdrawal | 12/31/2012 |  |  | N | No
W4-101 | Limecrest-Newton 34.5kV |  | NJ | Sussex | Withdrawn | JCPL | 20 | 20 | 7.6 |  | Capacity | Generation Interconnection | Solar |  |  | N/A | https://www.pjm.com/pjmfiles/pub/planning/project-queues/feas_docs/w4101_fea.pdf | Document Posted |  | Withdrawn |  |  | N/A |  | N/A |  |  | N/A | N/A |  | 1/31/2011 | N/A | N/A |  | 7/6/2011 | Customer Initiated Withdrawal | 12/31/2012 |  |  | N | No
W4-102 | Lappans 34.5kV | Lappans 34.5kV Project | MD | Washington | In Service | APS | 20 | 20 | 7.6 | 20 | Capacity | Generation Interconnection | Solar |  |  | N/A | https://www.pjm.com/pjmfiles/pub/planning/project-queues/feas_docs/w4102_fea.pdf | Document Posted | https://www.pjm.com/pjmfiles/pub/planning/project-queues/impact_studies/w4102_imp.pdf | Document Posted |  | Not Required | https://www.pjm.com/pjmfiles/pub/planning/project-queues/isa/w4_102_isa.pdf | Document Posted | N/A | https://www.pjm.com/pjmfiles/pub/planning/project-queues/csa/w4_102_csa.pdf | Document Posted | N/A | N/A |  | 1/31/2011 | N/A | N/A |  |  |  | 12/31/2012 | 12/31/2012 | 11/29/2012 | N | No
W4-103 | Burlington 26kV | North American Solar | NJ | Burlington | In Service | PSEG | 7 | 7 | 2.66 | 7 | Capacity | Generation Interconnection | Solar |  |  | N/A | https://www.pjm.com/pjmfiles/pub/planning/project-queues/feas_docs/w4103_fea.pdf | Document Posted | https://www.pjm.com/pjmfiles/pub/planning/project-queues/impact_studies/w4103_imp.pdf | Document Posted |  | Not Required | N/A | Wholesale Market Participation Agreement | https://www.pjm.com/pjmfiles/pub/planning/project-queues/wmpa/w4103_wmpa.pdf |  | Not Required | N/A | N/A |  | 1/31/2011 | N/A | N/A |  |  |  | 8/15/2016 | 8/15/2016 | 3/3/2016 | N | No
X1-001 | South Millville 69kV |  | NJ | Cumberland | Withdrawn | AEC | 10 | 9 | 9 |  | Capacity | Generation Interconnection | Natural Gas |  |  | N/A | https://www.pjm.com/pjmfiles/pub/planning/project-queues/feas_docs/x1001_fea.pdf | Document Posted |  | Withdrawn |  | Withdrawn | N/A |  | N/A |  |  | N/A | N/A |  | 2/1/2011 | N/A | N/A |  | 10/4/2011 | Customer Milestone Not Met | 12/31/2011 |  |  | N | No
X1-003 | Belvidere |  | NJ | Warren | Withdrawn | JCPL | 1.9 | 1.9 | 0.76 |  | Capacity | Generation Interconnection | Solar |  |  | N/A | https://www.pjm.com/pjmfiles/pub/planning/project-queues/feas_docs/x1003_fea.pdf | Document Posted | https://www.pjm.com/pjmfiles/pub/planning/project-queues/impact_studies/x1003_imp.pdf | Document Posted |  | Not Required |  | Withdrawn | N/A |  | Not Required | N/A | N/A |  | 2/11/2011 | N/A | N/A |  | 4/27/2012 | Customer Milestone Not Met | 3/30/2012 |  |  | N | No
X1-004 | Asbury |  | NJ | Hunterdon | Withdrawn | JCPL | 9.7 | 9.7 | 3.6 |  | Capacity | Generation Interconnection | Solar |  |  | N/A | https://www.pjm.com/pjmfiles/pub/planning/project-queues/feas_docs/x1004_fea.pdf | Document Posted | https://www.pjm.com/pjmfiles/pub/planning/project-queues/impact_studies/x1004_imp.pdf | Document Posted |  | Withdrawn | N/A |  | N/A |  |  | N/A | N/A |  | 2/11/2011 | N/A | N/A |  | 1/11/2012 | Customer Milestone Not Met | 12/31/2011 |  |  | N | No
X1-005 | Port Murray | Meadows at Mansfield Solar Farm | NJ | Warren | Withdrawn | JCPL | 9.7 | 9.7 | 3.6 |  | Capacity | Generation Interconnection | Solar |  |  | N/A | https://www.pjm.com/pjmfiles/pub/planning/project-queues/feas_docs/x1005_fea.pdf | Document Posted | https://www.pjm.com/pjmfiles/pub/planning/project-queues/impact_studies/x1005_imp.pdf | Document Posted |  | Not Required | N/A | Wholesale Market Participation Agreement | https://www.pjm.com/pjmfiles/pub/planning/project-queues/wmpa/x1005_wmpa.pdf |  | Not Required | N/A | N/A |  | 2/11/2011 | N/A | N/A |  | 11/21/2013 | Customer Milestone Not Met | 12/31/2014 | 12/31/2014 |  | N | No
X1-006 | Phillipsburg |  | NJ | Warren | Withdrawn | JCPL | 4.8 | 4.8 | 1.8 |  | Capacity | Generation Interconnection | Solar |  |  | N/A | https://www.pjm.com/pjmfiles/pub/planning/project-queues/feas_docs/x1006_fea.pdf | Document Posted | https://www.pjm.com/pjmfiles/pub/planning/project-queues/impact_studies/x1006_imp.pdf | Document Posted |  | Not Required |  | Withdrawn | N/A |  | Not Required | N/A | N/A |  | 2/11/2011 | N/A | N/A |  | 3/7/2012 | Customer Milestone Not Met | 1/31/2012 |  |  | N | No
X1-007 | Hackettstown |  | NJ | Burlington | Withdrawn | JCPL | 5.8 | 5.8 | 2.2 |  | Capacity | Generation Interconnection | Solar |  |  | N/A | https://www.pjm.com/pjmfiles/pub/planning/project-queues/feas_docs/x1007_fea.pdf | Document Posted | https://www.pjm.com/pjmfiles/pub/planning/project-queues/impact_studies/x1007_imp.pdf | Document Posted |  | Not Required |  | Withdrawn | N/A |  | Not Required | N/A | N/A |  | 2/11/2011 | N/A | N/A |  | 3/7/2012 | Customer Milestone Not Met | 10/1/2011 |  |  | N | No
X1-008 | Mansfield |  | NJ | Warren | Withdrawn | JCPL | 7.8 | 7.8 | 2.9 |  | Capacity | Generation Interconnection | Solar |  |  | N/A | https://www.pjm.com/pjmfiles/pub/planning/project-queues/feas_docs/x1008_fea.pdf | Document Posted | https://www.pjm.com/pjmfiles/pub/planning/project-queues/impact_studies/x1008_imp.pdf | Document Posted |  | Withdrawn | N/A |  | N/A |  |  | N/A | N/A |  | 2/11/2011 | N/A | N/A |  | 1/31/2012 | Customer Milestone Not Met | 10/1/2011 |  |  | N | No
X1-009 | Sterling 69kV |  | OH | Allen | Withdrawn | AEP | 20 | 20 | 7.6 |  | Capacity | Generation Interconnection | Solar |  |  | N/A | https://www.pjm.com/pjmfiles/pub/planning/project-queues/feas_docs/x1009_fea.pdf | Document Posted |  | Withdrawn |  |  | N/A |  | N/A |  |  | N/A | N/A |  | 2/11/2011 | N/A | N/A |  | 9/19/2011 | Customer Initiated Withdrawal | 12/1/2012 |  |  | N | No
X1-012 | Branchville-Sussex 34.5kV | Frankford Solar Farm | NJ | Sussex | In Service | JCPL | 10 | 10 | 3.8 | 10 | Capacity | Generation Interconnection | Solar |  |  | N/A | https://www.pjm.com/pjmfiles/pub/planning/project-queues/feas_docs/x1012_fea.pdf | Document Posted | https://www.pjm.com/pjmfiles/pub/planning/project-queues/impact_studies/x1012_imp.pdf | Document Posted |  | Not Required | N/A | Wholesale Market Participation Agreement | https://www.pjm.com/pjmfiles/pub/planning/project-queues/wmpa/x1012_wmpa.pdf |  | Not Required | N/A | N/A | 3/2/2016 | 2/22/2011 | N/A | N/A |  |  |  | 6/1/2016 | 6/1/2016 | 3/3/2016 | N | No
X1-013 | N. Lebanon 230kV |  | PA | Lebanon | Withdrawn | ME | 1018 | 1018 | 951 |  | Capacity | Generation Interconnection | Natural Gas |  |  | N/A | https://www.pjm.com/pjmfiles/pub/planning/project-queues/feas_docs/x1013_fea.pdf | Document Posted | https://www.pjm.com/pjmfiles/pub/planning/project-queues/impact_studies/x1013_imp.pdf | Document Posted |  | Not Required | N/A |  | N/A |  |  | N/A | N/A |  | 2/24/2011 | N/A | N/A |  | 12/2/2013 | Customer Initiated Withdrawal | 6/1/2015 |  |  | N | No
X1-014 | Peters Mountain 13kV |  | WV | Monroe | Withdrawn | AEP | 20 | 20 | 2.6 |  | Capacity | Generation Interconnection | Wind |  |  | N/A | https://www.pjm.com/pjmfiles/pub/planning/project-queues/feas_docs/x1014_fea.pdf | Document Posted |  | Withdrawn |  |  | N/A |  | N/A |  |  | N/A | N/A |  | 2/25/2011 | N/A | N/A |  | 9/19/2011 | Customer Milestone Not Met | 3/15/2013 |  |  | N | No
X1-016 | Upper Pittsgrove 12kV |  | NJ | Salem | Withdrawn | AEC | 20 | 20 | 7.6 |  | Capacity | Generation Interconnection | Solar |  |  | N/A | https://www.pjm.com/pjmfiles/pub/planning/project-queues/feas_docs/x1016_fea.pdf | Document Posted |  | Withdrawn |  |  | N/A |  | N/A |  |  | N/A | N/A |  | 2/28/2011 | N/A | N/A |  | 9/16/2011 | Customer Milestone Not Met | 1/1/2013 |  |  | N | No
X1-017 | Cedar 230kV |  | NJ | Atlantic | Withdrawn | AEC | 720 | 720 | 93 |  | Capacity | Generation Interconnection | Offshore Wind |  |  | N/A | https://www.pjm.com/pjmfiles/pub/planning/project-queues/feas_docs/x1017_fea.pdf | Document Posted |  | Withdrawn |  |  | N/A |  | N/A |  |  | N/A | N/A |  | 2/28/2011 | N/A | N/A |  | 2/7/2012 | Customer Initiated Withdrawal | 9/30/2016 |  |  | N | No
X1-018 | Lewistown 230kV |  | PA | Mifflin | Withdrawn | PENELEC | 75 | 75 | 9.75 |  | Capacity | Generation Interconnection | Wind |  |  | N/A | https://www.pjm.com/pjmfiles/pub/planning/project-queues/feas_docs/x1018_fea.pdf | Document Posted |  | Withdrawn |  |  | N/A |  | N/A |  |  | N/A | N/A |  | 2/28/2011 | N/A | N/A |  | 1/10/2012 | Customer Milestone Not Met | 8/15/2013 |  |  | N | No
X1-019 | Sunbury-Dauphin 69kV |  | PA | Dauphin | Withdrawn | PPL | 60 | 60 | 7.8 |  | Capacity | Generation Interconnection | Wind |  |  | N/A | https://www.pjm.com/pjmfiles/pub/planning/project-queues/feas_docs/x1019_fea.pdf | Document Posted |  | Withdrawn |  |  | N/A |  | N/A |  |  | N/A | N/A |  | 2/28/2011 | N/A | N/A |  | 8/29/2011 | Customer Milestone Not Met | 8/15/2013 |  |  | N | No
X1-020 | Dumont-Greentown 765kV |  | IN | Cass | Withdrawn | AEP | 1500 | 1500 | 195 |  | Capacity | Generation Interconnection | Wind |  |  | N/A | https://www.pjm.com/pjmfiles/pub/planning/project-queues/feas_docs/x1020_fea.pdf | Document Posted | https://www.pjm.com/pjmfiles/pub/planning/project-queues/impact_studies/x1020_imp.pdf | Document Posted | https://www.pjm.com/pjmfiles/pub/planning/project-queues/facilities/x1020_fac.pdf | Document Posted |  | Withdrawn | N/A |  | Withdrawn | N/A | N/A |  | 2/28/2011 | N/A | N/A |  | 7/25/2018 |  | 8/31/2018 | 8/31/2018 |  | N | No
X1-021 | Deptford 13kV | Deptford Solar | NJ | Burlington | Withdrawn | PSEG | 5 | 5 | 1.9 |  | Capacity | Generation Interconnection | Solar |  |  | N/A | https://www.pjm.com/pjmfiles/pub/planning/project-queues/feas_docs/x1021_fea.pdf | Document Posted | https://www.pjm.com/pjmfiles/pub/planning/project-queues/impact_studies/x1021_imp.pdf | Document Posted |  | Not Required | N/A | Wholesale Market Participation Agreement | https://www.pjm.com/pjmfiles/pub/planning/project-queues/wmpa/x1021_wmpa.pdf |  | Not Required | N/A | N/A |  | 2/28/2011 | N/A | N/A |  | 10/27/2017 |  | 9/1/2017 | 9/1/2017 |  | N | No
X1-022 | Park Hall |  | MD | St. Mary's | Withdrawn | PEPCO | 10 | 10 | 3.8 |  | Capacity | Generation Interconnection | Solar |  |  | N/A |  | Withdrawn |  |  |  |  | N/A |  | N/A |  |  | N/A | N/A |  | 2/28/2011 | N/A | N/A |  | 4/8/2011 | Queue Not Required | 4/30/2012 |  |  | N | No
X1-023 | Mechanicsville |  | MD | St. Mary's | Withdrawn | PEPCO | 6 | 6 | 2.28 |  | Capacity | Generation Interconnection | Solar |  |  | N/A |  | Withdrawn |  |  |  |  | N/A |  | N/A |  |  | N/A | N/A |  | 2/28/2011 | N/A | N/A |  | 4/8/2011 | Queue Not Required | 4/30/2012 |  |  | N | No
X1-024 | Pedricktown 12kV |  | NJ | Salem | Withdrawn | AEC | 15 | 15 | 5.7 |  | Capacity | Generation Interconnection | Solar |  |  | N/A | https://www.pjm.com/pjmfiles/pub/planning/project-queues/feas_docs/x1024_fea.pdf | Document Posted |  | Withdrawn |  |  | N/A |  | N/A |  |  | N/A | N/A |  | 2/28/2011 | N/A | N/A |  | 9/21/2011 | Customer Milestone Not Met | 4/30/2012 |  |  | N | No
X1-025 | Leonardtowne |  | MD | St. Mary's | Withdrawn | PEPCO | 10 | 10 | 3.8 |  | Capacity | Generation Interconnection | Solar |  |  | N/A |  | Withdrawn |  |  |  |  | N/A |  | N/A |  |  | N/A | N/A |  | 2/28/2011 | N/A | N/A |  | 4/8/2011 | Queue Not Required | 4/30/2012 |  |  | N | No
X1-026 | Brick |  | NJ | Ocean | Withdrawn | JCPL | 6.25 | 6.25 | 0 |  | Energy | Generation Interconnection | Solar |  |  | N/A | https://www.pjm.com/pjmfiles/pub/planning/project-queues/feas_docs/x1026_fea.pdf | Document Posted |  | Withdrawn |  |  | N/A |  | N/A |  |  | N/A | N/A |  | 3/2/2011 | N/A | N/A |  | 9/7/2011 | Customer Milestone Not Met | 12/31/2011 |  |  | N | No
X1-027 | Hanging Rock 138kV |  | OH | Scioto | Withdrawn | AEP | 200 | 200 | 200 |  | Capacity | Generation Interconnection | Coal |  |  | N/A | https://www.pjm.com/pjmfiles/pub/planning/project-queues/feas_docs/x1027_fea.pdf | Document Posted |  | Withdrawn |  |  | N/A |  | N/A |  |  | N/A | N/A |  | 3/2/2011 | N/A | N/A |  | 3/9/2012 | Customer Initiated Withdrawal | 6/30/2014 |  |  | N | No
X1-027A_AT12 | Davis Besse-Beaver 345kV | Emerson Creek Wind Farm | OH | Huron | Withdrawn | ATSI | 500 | 500 | 65 |  | Capacity | Generation Interconnection | Wind |  |  | N/A | https://www.pjm.com/pjmfiles/pub/planning/project-queues/feas_docs/x1027a_at12_fea.pdf | Document Posted | https://www.pjm.com/pjmfiles/pub/planning/project-queues/impact_studies/x1027a_at12_imp.pdf | Document Posted | https://www.pjm.com/pjmfiles/pub/planning/project-queues/facilities/x1027a_at12_fac.pdf | Document Posted | https://www.pjm.com/pjmfiles/pub/planning/project-queues/isa/x1_027a_at12_isa.pdf | Document Posted | N/A | https://www.pjm.com/pjmfiles/pub/planning/project-queues/csa/x1_027A_at12_csa.pdf | Document Posted | N/A | N/A |  | 3/3/2011 | N/A | N/A |  | 7/18/2018 |  | 4/1/2018 | 4/1/2018 |  | N | No
X1-028 | Upton 34.5kV |  | PA | Franklin | Withdrawn | APS | 20 | 20 | 7.6 |  | Capacity | Generation Interconnection | Solar |  |  | N/A | https://www.pjm.com/pjmfiles/pub/planning/project-queues/feas_docs/x1028_fea.pdf | Document Posted |  | Withdrawn |  |  | N/A |  | N/A |  |  | N/A | N/A |  | 3/4/2011 | N/A | N/A |  | 11/29/2011 | Customer Initiated Withdrawal | 11/30/2012 |  |  | N | No
X1-029 | Dorchester County |  | MD | Dorchester | Withdrawn | DPL | 20 | 20 | 7.6 |  | Capacity | Generation Interconnection | Solar |  |  | N/A | https://www.pjm.com/pjmfiles/pub/planning/project-queues/feas_docs/x1029_fea.pdf | Document Posted |  | Withdrawn |  |  | N/A |  | N/A |  |  | N/A | N/A |  | 3/4/2011 | N/A | N/A |  | 9/30/2011 | Customer Milestone Not Met | 12/31/2012 |  |  | N | No
X1-032 | Costen 25kV | Somerset Solar Project | MD | Worcester | In Service | DPL | 4 | 4 | 0 | 4 | Energy | Generation Interconnection | Solar |  |  | N/A | https://www.pjm.com/pjmfiles/pub/planning/project-queues/feas_docs/x1032_fea.pdf | Document Posted | https://www.pjm.com/pjmfiles/pub/planning/project-queues/impact_studies/x1032_imp.pdf | Document Posted |  | Not Required | N/A | Wholesale Market Participation Agreement | https://www.pjm.com/pjmfiles/pub/planning/project-queues/wmpa/x1032_wmpa.pdf |  | Not Required | N/A | N/A |  | 3/16/2011 | N/A | N/A |  |  |  | 12/31/2012 | 12/31/2012 | 1/9/2013 | N | No
X1-033 | NCEC Sycamore 69/12.47kV |  | OH | Wyandot | Withdrawn | AEP | 12 | 12 | 0 |  | Energy | Generation Interconnection | Solar |  |  | N/A | https://www.pjm.com/pjmfiles/pub/planning/project-queues/feas_docs/x1033_fea.pdf | Document Posted | https://www.pjm.com/pjmfiles/pub/planning/project-queues/impact_studies/x1033_imp.pdf | Document Posted |  | Withdrawn | N/A |  | N/A |  |  | N/A | N/A |  | 3/17/2011 | N/A | N/A |  | 11/27/2012 | Customer Milestone Not Met | 3/31/2012 |  |  | N | No
X1-034 | Stoney Brook 12kV | Renaissance at Hanover Solar Farm | NJ | Morris | Withdrawn | JCPL | 1.25 | 1.25 | 0.475 |  | Capacity | Generation Interconnection | Solar |  |  | N/A | https://www.pjm.com/pjmfiles/pub/planning/project-queues/feas_docs/x1034_fea.pdf | Document Posted | https://www.pjm.com/pjmfiles/pub/planning/project-queues/impact_studies/x1034_imp.pdf | Document Posted |  | Not Required | N/A | Wholesale Market Participation Agreement | https://www.pjm.com/pjmfiles/pub/planning/project-queues/wmpa/x1034_wmpa.pdf |  | Not Required | N/A | N/A |  | 3/22/2011 | N/A | N/A |  | 4/9/2013 |  | 12/21/2014 | 12/21/2014 |  | N | No
X1-035 | Piney 34.5kV I |  | PA | Venango | Withdrawn | PENELEC | 2 | 2 | 0.76 |  | Capacity | Generation Interconnection | Solar |  |  | N/A | https://www.pjm.com/pjmfiles/pub/planning/project-queues/feas_docs/x1035_fea.pdf | Document Posted | https://www.pjm.com/pjmfiles/pub/planning/project-queues/impact_studies/x1035_imp.pdf | Document Posted |  | Not Required |  | Withdrawn | N/A |  | Withdrawn | N/A | N/A |  | 3/24/2011 | N/A | N/A |  | 5/22/2012 | Customer Milestone Not Met | 12/31/2011 |  |  | N | No
X1-036 | Piney 34.5kV II |  | PA | Venango | Withdrawn | PENELEC | 2 | 2 | 0.76 |  | Capacity | Generation Interconnection | Solar |  |  | N/A | https://www.pjm.com/pjmfiles/pub/planning/project-queues/feas_docs/x1036_fea.pdf | Document Posted | https://www.pjm.com/pjmfiles/pub/planning/project-queues/impact_studies/x1036_imp.pdf | Document Posted |  | Not Required |  | Withdrawn | N/A |  | Withdrawn | N/A | N/A |  | 3/24/2011 | N/A | N/A |  | 5/22/2012 | Customer Milestone Not Met | 12/31/2011 |  |  | N | No
X1-037 | Howell | Howell Solar Farm | NJ | Middlesex | In Service | JCPL | 17 | 17 | 6.46 | 10 | Capacity | Generation Interconnection | Solar |  |  | N/A | https://www.pjm.com/pjmfiles/pub/planning/project-queues/feas_docs/x1037_fea.pdf | Document Posted | https://www.pjm.com/pjmfiles/pub/planning/project-queues/impact_studies/x1037_imp.pdf | Document Posted |  | Not Required | N/A | Wholesale Market Participation Agreement | https://www.pjm.com/pjmfiles/pub/planning/project-queues/wmpa/x1037_wmpa.pdf |  | Not Required | N/A | N/A |  | 3/28/2011 | N/A | N/A |  |  |  | 12/31/2014 | 12/31/2014 | 11/20/2014 | N | No
X1-038 | Union Camp 115kV | Franklin Mill Power Facility | VA | City of Franklin | In Service | Dominion | 35 | 35 | 0 | 35 | Energy | Generation Interconnection | Natural Gas |  |  | N/A | https://www.pjm.com/pjmfiles/pub/planning/project-queues/feas_docs/x1038_fea.pdf | Document Posted | https://www.pjm.com/pjmfiles/pub/planning/project-queues/impact_studies/x1038_imp.pdf | Document Posted |  | Not Required | https://www.pjm.com/pjmfiles/pub/planning/project-queues/isa/x1_038_isa.pdf | Document Posted | N/A | https://www.pjm.com/pjmfiles/pub/planning/project-queues/csa/x1_038_csa.pdf | Document Posted | N/A | N/A |  | 3/29/2011 | N/A | N/A |  |  |  | 12/31/2012 | 12/31/2012 | 6/6/2012 | N | No
X1-039 | Eagle Point 230kV | Eagle Point | NJ | Gloucester | In Service | PSEG | 190 | 22.9 | 22.9 | 22.9 | Capacity | Generation Interconnection | Natural Gas |  |  | N/A | https://www.pjm.com/pjmfiles/pub/planning/project-queues/feas_docs/x1039_fea.pdf | Document Posted | https://www.pjm.com/pjmfiles/pub/planning/project-queues/impact_studies/x1039_imp.pdf | Document Posted |  | Not Required | https://www.pjm.com/pjmfiles/pub/planning/project-queues/isa/x1_039_isa.pdf | Document Posted | N/A |  | Not Required | N/A | N/A |  | 3/29/2011 | N/A | N/A |  |  |  | 9/6/2012 | 9/6/2012 | 9/6/2012 | N | No
X1-040 | Collingwood-Hiple 345kV |  | IN | DeKalb | Withdrawn | AEP | 360 | 360 | 46.8 |  | Capacity | Generation Interconnection | Wind |  |  | N/A | https://www.pjm.com/pjmfiles/pub/planning/project-queues/feas_docs/x1040_fea.pdf | Document Posted | https://www.pjm.com/pjmfiles/pub/planning/project-queues/impact_studies/x1040_imp.pdf | Document Posted |  | Withdrawn | N/A |  | N/A |  |  | N/A | N/A |  | 3/29/2011 | N/A | N/A |  | 3/5/2013 | Customer Initiated Withdrawal | 12/31/2013 |  |  | N | No
X1-041 | Dumont-Sorensen 345kV |  | IN | Marshall | Withdrawn | AEP | 252 | 262 | 32.7 |  | Capacity | Generation Interconnection | Wind |  |  | N/A | https://www.pjm.com/pjmfiles/pub/planning/project-queues/feas_docs/x1041_fea.pdf | Document Posted |  | Withdrawn |  |  | N/A |  | N/A |  |  | N/A | N/A |  | 3/29/2011 | N/A | N/A |  | 5/14/2012 | Customer Milestone Not Met | 12/31/2013 |  |  | N | No
X1-042 | Watervliet | Orchard Hills | MI | Berrien | In Service | AEP | 3.2 | 3.2 | 3.2 | 3.2 | Capacity | Generation Interconnection | Methane |  |  | N/A | https://www.pjm.com/pjmfiles/pub/planning/project-queues/feas_docs/x1042_fea.pdf | Document Posted | https://www.pjm.com/pjmfiles/pub/planning/project-queues/impact_studies/x1042_imp.pdf | Document Posted |  | Not Required | N/A | Wholesale Market Participation Agreement | https://www.pjm.com/pjmfiles/pub/planning/project-queues/wmpa/x1042_wmpa.pdf |  | Not Required | N/A | N/A |  | 3/29/2011 | N/A | N/A |  |  |  | 11/30/2012 | 11/30/2012 | 3/4/2013 | N | No
X1-043 | Cox's Corner 13kV | All American Self Storage | NJ | Burlington | Withdrawn | PSEG | 2 | 2 | 0 |  | Energy | Generation Interconnection | Solar |  |  | N/A | https://www.pjm.com/pjmfiles/pub/planning/project-queues/feas_docs/x1043_fea.pdf | Document Posted | https://www.pjm.com/pjmfiles/pub/planning/project-queues/impact_studies/x1043_imp.pdf | Document Posted |  | Not Required | N/A | Wholesale Market Participation Agreement | https://www.pjm.com/pjmfiles/pub/planning/project-queues/wmpa/x1043_wmpa.pdf |  | Not Required | N/A | N/A |  | 3/30/2011 | N/A | N/A |  | 1/10/2013 | Customer Milestone Not Met | 3/31/2012 | 3/31/2012 |  | N | No
X1-044 | Minotola 12kV |  | NJ | Cumberland | Withdrawn | AEC | 10 | 10 | 3.8 |  | Capacity | Generation Interconnection | Solar |  |  | N/A | https://www.pjm.com/pjmfiles/pub/planning/project-queues/feas_docs/x1044_fea.pdf | Document Posted |  | Withdrawn |  |  | N/A |  | N/A |  |  | N/A | N/A |  | 3/30/2011 | N/A | N/A |  | 9/23/2011 | Customer Milestone Not Met | 4/6/2012 |  |  | N | No
X1-045 | Dresden | Dresden Nuclear Generation Station, Units 2 & 3 | IL | Grundy | In Service | ComEd | 1917 | 3 | 3 | 3 | Capacity | Generation Interconnection | Nuclear |  |  | N/A | https://www.pjm.com/pjmfiles/pub/planning/project-queues/feas_docs/x1045_fea.pdf | Document Posted | https://www.pjm.com/pjmfiles/pub/planning/project-queues/impact_studies/x1045_imp.pdf | Document Posted |  | Not Required | https://www.pjm.com/pjmfiles/pub/planning/project-queues/isa/x1_045_isa.pdf | Document Posted | N/A |  | Not Required | N/A | N/A |  | 3/31/2011 | N/A | N/A |  |  |  | 12/1/2012 |  | 8/13/2013 | N | No
X1-046 | Branchville-N Newton #1 34kV | Morris Solar Farm | NJ | Sussex | Withdrawn | JCPL | 8 | 8 | 3 |  | Capacity | Generation Interconnection | Solar |  |  | N/A | https://www.pjm.com/pjmfiles/pub/planning/project-queues/feas_docs/x1046_fea.pdf | Document Posted | https://www.pjm.com/pjmfiles/pub/planning/project-queues/impact_studies/x1046_imp.pdf | Document Posted |  | Not Required | N/A | Wholesale Market Participation Agreement | https://www.pjm.com/pjmfiles/pub/planning/project-queues/wmpa/x1046_wmpa.pdf |  | Not Required | N/A | N/A |  | 3/31/2011 | N/A | N/A |  | 3/17/2015 | Customer Initiated Withdrawal | 12/31/2014 | 12/31/2014 |  | N | No
X1-047 | Delaware City 69kV |  | DE | New Castle | Withdrawn | DPL | 40 | 40 | 40 |  | Capacity | Generation Interconnection | Natural Gas |  |  | N/A | https://www.pjm.com/pjmfiles/pub/planning/project-queues/feas_docs/x1047_fea.pdf | Document Posted | https://www.pjm.com/pjmfiles/pub/planning/project-queues/impact_studies/x1047_imp.pdf | Document Posted |  | Withdrawn | N/A |  | N/A |  |  | N/A | N/A |  | 3/31/2011 | N/A | N/A |  | 12/16/2011 | Customer Initiated Withdrawal | 6/1/2011 |  |  | N | No
X1-048 | Kenvil 12.5kV |  | NJ | Morris | Withdrawn | JCPL | 4 | 4 | 1.52 |  | Capacity | Generation Interconnection | Solar |  |  | N/A | https://www.pjm.com/pjmfiles/pub/planning/project-queues/feas_docs/x1048_fea.pdf | Document Posted |  | Withdrawn |  |  | N/A |  | N/A |  |  | N/A | N/A |  | 3/31/2011 | N/A | N/A |  | 9/19/2011 |  | 12/31/2012 |  |  | N | No
X1-049 | Englishtown 12.5kV | Monroe Sun Club | NJ | Middlesex | Withdrawn | JCPL | 2 | 2 | 0 |  | Energy | Generation Interconnection | Solar |  |  | N/A | https://www.pjm.com/pjmfiles/pub/planning/project-queues/feas_docs/x1049_fea.pdf | Document Posted | https://www.pjm.com/pjmfiles/pub/planning/project-queues/impact_studies/x1049_imp.pdf | Document Posted |  | Not Required | N/A | Wholesale Market Participation Agreement | https://www.pjm.com/pjmfiles/pub/planning/project-queues/wmpa/x1049_wmpa.pdf |  | Not Required | N/A | N/A |  | 3/31/2011 | N/A | N/A |  | 3/13/2017 | Customer Initiated Withdrawal | 12/31/2014 | 12/31/2014 |  | N | No
X1-050 | Lumberton 69kV |  | NJ | Burlington | Withdrawn | PSEG | 10 | 10 | 3.8 |  | Capacity | Generation Interconnection | Solar |  |  | N/A | https://www.pjm.com/pjmfiles/pub/planning/project-queues/feas_docs/x1050_fea.pdf | Document Posted |  | Withdrawn |  |  | N/A |  | N/A |  |  | N/A | N/A |  | 3/31/2011 | N/A | N/A |  | 9/24/2012 | Customer Initiated Withdrawal | 12/31/2012 |  |  | N | No
X1-051 | Lumberton 69kV |  | NJ | Burlington | Withdrawn | PSEG | 10 | 10 | 3.8 |  | Capacity | Generation Interconnection | Solar |  |  | N/A | https://www.pjm.com/pjmfiles/pub/planning/project-queues/feas_docs/x1051_fea.pdf | Document Posted |  | Withdrawn |  |  | N/A |  | N/A |  |  | N/A | N/A |  | 3/31/2011 | N/A | N/A |  | 9/24/2012 | Customer Initiated Withdrawal | 12/31/2012 |  |  | N | No
X1-052 | Lumberton 69kV |  | NJ | Burlington | Withdrawn | PSEG | 10 | 10 | 3.8 |  | Capacity | Generation Interconnection | Solar |  |  | N/A | https://www.pjm.com/pjmfiles/pub/planning/project-queues/feas_docs/x1052_fea.pdf | Document Posted |  | Withdrawn |  |  | N/A |  | N/A |  |  | N/A | N/A |  | 3/31/2011 | N/A | N/A |  | 9/24/2012 | Customer Initiated Withdrawal | 12/31/2012 |  |  | N | No
X1-053 | Suffolk 34.5kV |  | VA | City of Suffolk | Withdrawn | Dominion | 20 | 20 | 20 |  | Capacity | Generation Interconnection | Natural Gas |  |  | N/A | https://www.pjm.com/pjmfiles/pub/planning/project-queues/feas_docs/x1053_fea.pdf | Document Posted |  | Withdrawn |  |  | N/A |  | N/A |  |  | N/A | N/A |  | 3/31/2011 | N/A | N/A |  | 9/19/2011 | Customer Milestone Not Met | 12/1/2011 |  |  | N | No
X1-054 | Burlington 26kV | Mansfield Solar | NJ | Burlington | Withdrawn | PSEG | 10 | 10 | 0 |  | Energy | Generation Interconnection | Solar |  |  | N/A | https://www.pjm.com/pjmfiles/pub/planning/project-queues/feas_docs/x1054_fea.pdf | Document Posted | https://www.pjm.com/pjmfiles/pub/planning/project-queues/impact_studies/x1054_imp.pdf | Document Posted |  | Not Required | N/A | Wholesale Market Participation Agreement | https://www.pjm.com/pjmfiles/pub/planning/project-queues/wmpa/x1054_wmpa.pdf |  | Not Required | N/A | N/A |  | 3/31/2011 | N/A | N/A |  | 3/5/2013 | Customer Initiated Withdrawal | 3/31/2013 | 3/31/2013 |  | N | No
X1-055 | Robbinsville |  | NJ | Mercer | Withdrawn | JCPL | 2 | 2 | 0.76 |  | Capacity | Generation Interconnection | Solar |  |  | N/A | https://www.pjm.com/pjmfiles/pub/planning/project-queues/feas_docs/x1055_fea.pdf | Document Posted |  | Withdrawn |  |  | N/A |  | N/A |  |  | N/A | N/A |  | 3/31/2011 | N/A | N/A |  | 9/8/2011 | Customer Milestone Not Met | 10/1/2011 |  |  | N | No
X1-058A_DK2 | Todhunter 69kV |  | OH | Butler | Withdrawn | Duke | 20 | 20 | 7.6 |  | Capacity | Generation Interconnection | Solar |  |  | N/A | https://www.pjm.com/pjmfiles/pub/planning/project-queues/feas_docs/x1058a_dk2_fea.pdf | Document Posted |  | Withdrawn |  |  | N/A |  | N/A |  |  | N/A | N/A |  | 4/5/2011 | N/A | N/A |  | 2/22/2012 | Customer Initiated Withdrawal | 9/1/2012 |  |  | N | No
X1-064A_AT13 | Barberton-Star 138kV |  | OH | Summit | Withdrawn | ATSI | 268 | 268 | 268 |  | Capacity | Generation Interconnection | Natural Gas |  |  | N/A | https://www.pjm.com/pjmfiles/pub/planning/project-queues/feas_docs/x1064a_at13_fea.pdf | Document Posted | https://www.pjm.com/pjmfiles/pub/planning/project-queues/impact_studies/x1064a_at13_imp.pdf | Document Posted |  | Withdrawn | N/A |  | N/A |  |  | N/A | N/A |  | 4/11/2011 | N/A | N/A |  | 1/16/2013 | Customer Initiated Withdrawal | 1/10/2014 |  |  | N | No
X1-066 | Galloway Township 12kV |  | NJ | Atlantic | Withdrawn | AEC | 1 | 1 | 0 |  | Energy | Generation Interconnection | Solar |  |  | N/A | https://www.pjm.com/pjmfiles/pub/planning/project-queues/feas_docs/x1066_fea.pdf | Document Posted | https://www.pjm.com/pjmfiles/pub/planning/project-queues/impact_studies/x1066_imp.pdf | Document Posted |  | Withdrawn | N/A |  | N/A |  |  | N/A | N/A |  | 4/18/2011 | N/A | N/A |  | 7/11/2013 | Customer Initiated Withdrawal | 9/1/2011 |  |  | N | No
X1-067 | Plymouth |  | NC | Washington | Withdrawn | Dominion | 20 | 20 | 0 |  | Energy | Generation Interconnection | Solar |  |  | N/A | https://www.pjm.com/pjmfiles/pub/planning/project-queues/feas_docs/x1067_fea.pdf | Document Posted | https://www.pjm.com/pjmfiles/pub/planning/project-queues/impact_studies/x1067_imp.pdf | Document Posted | https://www.pjm.com/pjmfiles/pub/planning/project-queues/facilities/x1067_fac.pdf | Document Posted |  | Withdrawn | N/A |  | Withdrawn | N/A | N/A |  | 4/19/2011 | N/A | N/A |  | 11/21/2012 | Customer Milestone Not Met | 9/30/2013 | 9/30/2013 |  | N | No
X1-068 | Red Oak 230kV | Red Oak | NJ | Middlesex | In Service | JCPL | 776 | 10 | 10 | 10 | Capacity | Generation Interconnection | Natural Gas |  |  | N/A | https://www.pjm.com/pjmfiles/pub/planning/project-queues/feas_docs/x1068_fea.pdf | Document Posted | https://www.pjm.com/pjmfiles/pub/planning/project-queues/impact_studies/x1068_imp.pdf | Document Posted |  | Not Required | https://www.pjm.com/pjmfiles/pub/planning/project-queues/isa/x1_068_isa.pdf | Document Posted | N/A |  | Not Required | N/A | N/A |  | 4/20/2011 | N/A | N/A |  |  |  | 4/19/2011 |  | 12/3/2012 | N | No
X1-069 | Frenchtown |  | NJ | Hunterdon | Withdrawn | JCPL | 10 | 10 | 3.8 |  | Capacity | Generation Interconnection | Solar |  |  | N/A | https://www.pjm.com/pjmfiles/pub/planning/project-queues/feas_docs/x1069_fea.pdf | Document Posted |  | Withdrawn |  |  | N/A |  | N/A |  |  | N/A | N/A |  | 4/22/2011 | N/A | N/A |  | 10/20/2011 | Customer Milestone Not Met | 6/1/2013 |  |  | N | No
X1-070 | Levittown 138kV | Mill Creek | NJ | Burlington | In Service | PSEG | 3.5 | 3.5 | 1.33 | 3.5 | Capacity | Generation Interconnection | Solar |  |  | N/A | https://www.pjm.com/pjmfiles/pub/planning/project-queues/feas_docs/x1070_fea.pdf | Document Posted | https://www.pjm.com/pjmfiles/pub/planning/project-queues/impact_studies/x1070_imp.pdf | Document Posted |  | Not Required | N/A | Wholesale Market Participation Agreement | https://www.pjm.com/pjmfiles/pub/planning/project-queues/wmpa/x1070_wmpa.pdf |  | Not Required | N/A | N/A |  | 4/25/2011 | N/A | N/A |  |  |  | 1/9/2012 | 1/9/2012 | 9/15/2011 | N | No
X1-071 | Cinnaminson 138kV | Southern Division Headquarters | NJ | Burlington | In Service | PSEG | 0.93 | 0.93 | 0.35 | 0.93 | Capacity | Generation Interconnection | Solar |  |  | N/A | https://www.pjm.com/pjmfiles/pub/planning/project-queues/feas_docs/x1071_fea.pdf | Document Posted | https://www.pjm.com/pjmfiles/pub/planning/project-queues/impact_studies/x1071_imp.pdf | Document Posted |  | Not Required | N/A | Wholesale Market Participation Agreement | https://www.pjm.com/pjmfiles/pub/planning/project-queues/wmpa/x1071_wmpa.pdf |  | Not Required | N/A | N/A |  | 4/25/2011 | N/A | N/A |  |  |  | 10/31/2013 | 10/31/2013 | 10/7/2013 | N | No
X1-072 | Hackensack 4kV | Hackensack Solar Farm | NJ | Bergen | In Service | PSEG | 1 | 1 | 0.38 | 1 | Capacity | Generation Interconnection | Solar |  |  | N/A | https://www.pjm.com/pjmfiles/pub/planning/project-queues/feas_docs/x1072_fea.pdf | Document Posted | https://www.pjm.com/pjmfiles/pub/planning/project-queues/impact_studies/x1072_imp.pdf | Document Posted |  | Not Required | N/A | Wholesale Market Participation Agreement | https://www.pjm.com/pjmfiles/pub/planning/project-queues/wmpa/x1072_wmpa.pdf |  | Not Required | N/A | N/A |  | 4/26/2011 | N/A | N/A |  |  |  | 3/31/2013 | 3/31/2013 | 1/11/2013 | N | No
X1-073 | Alpha-Gilbert 34kV | Pohatcong II Solar Farm | NJ | Warren | Withdrawn | JCPL | 12 | 12 | 4.56 |  | Capacity | Generation Interconnection | Solar |  |  | N/A | https://www.pjm.com/pjmfiles/pub/planning/project-queues/feas_docs/x1073_fea.pdf | Document Posted | https://www.pjm.com/pjmfiles/pub/planning/project-queues/impact_studies/x1073_imp.pdf | Document Posted | https://www.pjm.com/pjmfiles/pub/planning/project-queues/facilities/x1073_fac.pdf | Document Posted | N/A | Wholesale Market Participation Agreement | https://www.pjm.com/pjmfiles/pub/planning/project-queues/wmpa/x1073_wmpa.pdf |  | Not Required | N/A | N/A |  | 4/27/2011 | N/A | N/A |  | 5/3/2016 | Customer Milestone Not Met | 6/30/2015 | 6/30/2015 |  | N | No
X1-074 | Hay Road 230kV | Edge Moor Units EM6, EM7; Hay Road Units 5,6,7,8 | DE | New Castle | Withdrawn | DPL | 856 | 291 | 291 |  | Capacity | Generation Interconnection | Natural Gas |  |  | N/A | https://www.pjm.com/pjmfiles/pub/planning/project-queues/feas_docs/x1074_fea.pdf | Document Posted | https://www.pjm.com/pjmfiles/pub/planning/project-queues/impact_studies/x1074_imp.pdf | Document Posted | https://www.pjm.com/pjmfiles/pub/planning/project-queues/facilities/x1074_fac.pdf | Document Posted | https://www.pjm.com/pjmfiles/pub/planning/project-queues/isa/x1_074_isa.pdf | Document Posted | N/A | https://www.pjm.com/pjmfiles/pub/planning/project-queues/csa/x1_074_csa.pdf | Document Posted | N/A | N/A |  | 4/27/2011 | N/A | N/A |  | 11/14/2017 | Customer Initiated Withdrawal | 6/18/2018 |  |  | N | No
X1-075 | Sussex 12kV |  | NJ | Sussex | Withdrawn | JCPL | 4 | 4 | 1.52 |  | Capacity | Generation Interconnection | Solar |  |  | N/A | https://www.pjm.com/pjmfiles/pub/planning/project-queues/feas_docs/x1075_fea.pdf | Document Posted |  | Withdrawn |  |  | N/A |  | N/A |  |  | N/A | N/A |  | 4/27/2011 | N/A | N/A |  | 9/7/2011 | Customer Milestone Not Met | 12/30/2011 |  |  | N | No
X1-076 | East Greenwich Township 12kV |  | NJ | Gloucester | Withdrawn | AEC | 18 | 18 | 6.84 |  | Capacity | Generation Interconnection | Solar |  |  | N/A | https://www.pjm.com/pjmfiles/pub/planning/project-queues/feas_docs/x1076_fea.pdf | Document Posted |  | Withdrawn |  |  | N/A |  | N/A |  |  | N/A | N/A |  | 4/28/2011 | N/A | N/A |  | 10/6/2011 | Customer Milestone Not Met | 12/31/2012 |  |  | N | No
X1-077 | Wrightstown 34.5kV | Saylos Pond Solar Farm | NJ | Burlington | Withdrawn | JCPL | 2.06 | 0 | 0.78 |  | Capacity | Generation Interconnection | Solar |  |  | N/A | https://www.pjm.com/pjmfiles/pub/planning/project-queues/feas_docs/x1077_fea.pdf | Document Posted | https://www.pjm.com/pjmfiles/pub/planning/project-queues/impact_studies/x1077_imp.pdf | Document Posted |  | Not Required | N/A | Wholesale Market Participation Agreement | https://www.pjm.com/pjmfiles/pub/planning/project-queues/wmpa/x1077_wmpa.pdf |  | Not Required | N/A | N/A |  | 4/28/2011 | N/A | N/A |  | 6/22/2016 | Customer Initiated Withdrawal | 9/1/2014 | 9/1/2014 |  | N | No
X1-079 | Baptistown-Frenchtown #2 34kV |  | NJ | Hunterdon | Withdrawn | JCPL | 10 | 10 | 3.8 |  | Capacity | Generation Interconnection | Solar |  |  | N/A | https://www.pjm.com/pjmfiles/pub/planning/project-queues/feas_docs/x1079_fea.pdf | Document Posted | https://www.pjm.com/pjmfiles/pub/planning/project-queues/impact_studies/x1079_imp.pdf | Document Posted |  | Withdrawn | N/A |  | N/A |  |  | N/A | N/A |  | 4/28/2011 | N/A | N/A |  | 3/5/2012 | Customer Milestone Not Met | 12/31/2012 |  |  | N | No
X1-080 | Poe-Suffolk 115kV |  | VA | Prince George | Withdrawn | Dominion | 135 | 135 | 135 |  | Capacity | Generation Interconnection | Natural Gas |  |  | N/A | https://www.pjm.com/pjmfiles/pub/planning/project-queues/feas_docs/x1080_fea.pdf | Document Posted | https://www.pjm.com/pjmfiles/pub/planning/project-queues/impact_studies/x1080_imp.pdf | Document Posted | https://www.pjm.com/pjmfiles/pub/planning/project-queues/facilities/x1080_fac.pdf | Document Posted |  | Withdrawn | N/A |  | Withdrawn | N/A | N/A |  | 4/28/2011 | N/A | N/A |  | 6/25/2014 | Customer Milestone Not Met | 6/1/2015 | 6/1/2015 |  | N | No
X1-081 | Andover 12kV |  | NJ | Sussex | Withdrawn | JCPL | 4 | 4 | 1.52 |  | Capacity | Generation Interconnection | Solar |  |  | N/A | https://www.pjm.com/pjmfiles/pub/planning/project-queues/feas_docs/x1081_fea.pdf | Document Posted |  | Withdrawn |  |  | N/A |  | N/A |  |  | N/A | N/A |  | 4/28/2011 | N/A | N/A |  | 9/8/2011 | Customer Milestone Not Met | 12/31/2012 |  |  | N | No
X1-082 | Hazen Switch Point-Warren 34kV | Quarry Road Solar Farm | NJ | Warren | Withdrawn | JCPL | 12 | 12 | 4.56 |  | Capacity | Generation Interconnection | Solar |  |  | N/A | https://www.pjm.com/pjmfiles/pub/planning/project-queues/feas_docs/x1082_fea.pdf | Document Posted | https://www.pjm.com/pjmfiles/pub/planning/project-queues/impact_studies/x1082_imp.pdf | Document Posted |  | Not Required | N/A | Wholesale Market Participation Agreement | https://www.pjm.com/pjmfiles/pub/planning/project-queues/wmpa/x1082_wmpa.pdf |  | Withdrawn | N/A | N/A |  | 4/28/2011 | N/A | N/A |  | 4/29/2016 | Customer Milestone Not Met | 12/31/2014 | 12/31/2014 |  | N | No
X1-083 | Salem 12kV |  | NJ | Salem | Withdrawn | AEC | 6 | 6 | 2.28 |  | Capacity | Generation Interconnection | Solar |  |  | N/A | https://www.pjm.com/pjmfiles/pub/planning/project-queues/feas_docs/x1083_fea.pdf | Document Posted |  | Withdrawn |  |  | N/A |  | N/A |  |  | N/A | N/A |  | 4/28/2011 | N/A | N/A |  | 1/17/2012 | Customer Milestone Not Met | 5/1/2012 |  |  | N | No
X1-084 | Altavista 115kV | Altavista Power Station | VA | Campbell | In Service | Dominion | 60 | 60 | 60 | 60 | Capacity | Generation Interconnection | Biomass |  |  | N/A | https://www.pjm.com/pjmfiles/pub/planning/project-queues/feas_docs/x1084_fea.pdf | Document Posted | https://www.pjm.com/pjmfiles/pub/planning/project-queues/impact_studies/x1084_imp.pdf | Document Posted |  | Not Required | https://www.pjm.com/pjmfiles/pub/planning/project-queues/isa/x1_084_isa.pdf | Document Posted | N/A |  | Not Required | N/A | N/A |  | 4/28/2011 | N/A | N/A |  |  |  | 12/31/2013 | 12/31/2013 | 5/7/2013 | N | No
X1-085 | Hornerstown-Windsor 34kV | Upper Freehold Solar | NJ | Monmouth | In Service | JCPL | 5 | 5 | 1.9 | 2.7 | Capacity | Generation Interconnection | Solar |  |  | N/A | https://www.pjm.com/pjmfiles/pub/planning/project-queues/feas_docs/x1085_fea.pdf | Document Posted | https://www.pjm.com/pjmfiles/pub/planning/project-queues/impact_studies/x1085_imp.pdf | Document Posted |  | Not Required | N/A | Wholesale Market Participation Agreement | https://www.pjm.com/pjmfiles/pub/planning/project-queues/wmpa/x1085_wmpa.pdf |  | Not Required | N/A | N/A | 5/12/2016 | 4/29/2011 | N/A | N/A | 5/13/2016 |  |  | 2/29/2016 | 2/29/2016 | 5/18/2016 | N | No
X1-086 | Guilford 34.5kV |  | PA | Franklin | Withdrawn | APS | 9.7 | 9.7 | 3.69 |  | Capacity | Generation Interconnection | Solar |  |  | N/A | https://www.pjm.com/pjmfiles/pub/planning/project-queues/feas_docs/x1086_fea.pdf | Document Posted |  | Withdrawn |  |  | N/A |  | N/A |  |  | N/A | N/A |  | 4/29/2011 | N/A | N/A |  | 1/10/2012 | Customer Milestone Not Met | 3/31/2012 |  |  | N | No
X1-087 | Stillman Valley | Orchard Hills Renewable Energy Station | IL | Ogle | Deactivated | ComEd | 15.3 | 15.3 | 15.3 | 15.3 | Capacity | Generation Interconnection | Methane |  |  | N/A | https://www.pjm.com/pjmfiles/pub/planning/project-queues/feas_docs/x1087_fea.pdf | Document Posted | https://www.pjm.com/pjmfiles/pub/planning/project-queues/impact_studies/x1087_imp.pdf | Document Posted | https://www.pjm.com/pjmfiles/pub/planning/project-queues/facilities/x1087_fac.pdf | Document Posted | N/A | Wholesale Market Participation Agreement | https://www.pjm.com/pjmfiles/pub/planning/project-queues/wmpa/x1087_wmpa.pdf |  | Not Required | N/A | N/A |  | 4/29/2011 | N/A | N/A |  |  |  | 10/15/2016 | 10/15/2016 | 11/17/2016 | N | No
X1-088 | Franklin #2 | Flemington Solar Farm | NJ | Hunterdon | Withdrawn | JCPL | 17 | 17 | 9 |  | Capacity | Generation Interconnection | Solar |  |  | N/A | https://www.pjm.com/pjmfiles/pub/planning/project-queues/feas_docs/x1088_fea.pdf | Document Posted | https://www.pjm.com/pjmfiles/pub/planning/project-queues/impact_studies/x1088_imp.pdf | Document Posted |  | Not Required | N/A | Wholesale Market Participation Agreement | https://www.pjm.com/pjmfiles/pub/planning/project-queues/wmpa/x1088_wmpa.pdf |  | Not Required | N/A | N/A |  | 4/29/2011 | N/A | N/A |  | 8/13/2013 | Customer Initiated Withdrawal | 12/31/2012 |  |  | N | No
X1-089 | Franklin #3 |  | NJ | Warren | Withdrawn | JCPL | 17 | 17 | 9 |  | Capacity | Generation Interconnection | Solar |  |  | N/A | https://www.pjm.com/pjmfiles/pub/planning/project-queues/feas_docs/x1089_fea.pdf | Document Posted |  | Withdrawn |  |  | N/A |  | N/A |  |  | N/A | N/A |  | 4/29/2011 | N/A | N/A |  | 9/1/2011 | Customer Initiated Withdrawal | 12/31/2012 |  |  | N | No
X1-090 | Yardville 138kV | BKB Properties | NJ | Mercer | Withdrawn | PSEG | 10 | 10 | 3.8 |  | Capacity | Generation Interconnection | Solar |  |  | N/A | https://www.pjm.com/pjmfiles/pub/planning/project-queues/feas_docs/x1090_fea.pdf | Document Posted | https://www.pjm.com/pjmfiles/pub/planning/project-queues/impact_studies/x1090_imp.pdf | Document Posted |  | Not Required | N/A | Wholesale Market Participation Agreement | https://www.pjm.com/pjmfiles/pub/planning/project-queues/wmpa/x1090_wmpa.pdf |  | Not Required | N/A | N/A |  | 4/29/2011 | N/A | N/A |  | 6/18/2012 | Customer Initiated Withdrawal | 3/31/2012 | 3/31/2012 |  | N | No
X1-091 | Bridgeton 12kV |  | NJ | Cumberland | Withdrawn | AEC | 1.91 | 1.91 | 0 |  | Energy | Generation Interconnection | Solar |  |  | N/A | https://www.pjm.com/pjmfiles/pub/planning/project-queues/feas_docs/x1091_fea.pdf | Document Posted |  | Withdrawn |  |  | N/A |  | N/A |  |  | N/A | N/A |  | 4/29/2011 | N/A | N/A |  | 10/6/2011 | Customer Milestone Not Met | 8/31/2012 |  |  | N | No
X1-092 | Newport 12kV |  | NJ | Cumberland | Withdrawn | AEC | 1.91 | 1.91 | 0 |  | Energy | Generation Interconnection | Solar |  |  | N/A | https://www.pjm.com/pjmfiles/pub/planning/project-queues/feas_docs/x1092_fea.pdf | Document Posted |  | Withdrawn |  |  | N/A |  | N/A |  |  | N/A | N/A |  | 4/29/2011 | N/A | N/A |  | 10/6/2011 | Customer Milestone Not Met | 8/31/2012 |  |  | N | No
X1-093 | Pequest 12kV |  | NJ | Warren | Withdrawn | JCPL | 4 | 4 | 1.52 |  | Capacity | Generation Interconnection | Solar |  |  | N/A | https://www.pjm.com/pjmfiles/pub/planning/project-queues/feas_docs/x1093_fea.pdf | Document Posted |  | Withdrawn |  |  | N/A |  | N/A |  |  | N/A | N/A |  | 4/29/2011 | N/A | N/A |  | 9/9/2011 | Customer Milestone Not Met | 1/31/2012 |  |  | N | No
X1-094 | Flanders-Saxton Fall 34kV | Mount Olive Solar Farm | NJ | Morris | Withdrawn | JCPL | 17 | 17 | 6.4 |  | Capacity | Generation Interconnection | Solar |  |  | N/A | https://www.pjm.com/pjmfiles/pub/planning/project-queues/feas_docs/x1094_fea.pdf | Document Posted | https://www.pjm.com/pjmfiles/pub/planning/project-queues/impact_studies/x1094_imp.pdf | Document Posted | https://www.pjm.com/pjmfiles/pub/planning/project-queues/facilities/x1094_fac.pdf | Document Posted | N/A | Wholesale Market Participation Agreement | https://www.pjm.com/pjmfiles/pub/planning/project-queues/wmpa/x1094_wmpa.pdf |  | Not Required | N/A | N/A |  | 4/29/2011 | N/A | N/A |  | 9/18/2015 | Customer Initiated Withdrawal | 12/31/2015 | 12/31/2015 |  | N | No
X1-095 | Bernardsville 12kV | Bernards Township Solar Farm | NJ | Somerset | In Service | JCPL | 3 | 3 | 1.14 | 3 | Capacity | Generation Interconnection | Solar |  |  | N/A | https://www.pjm.com/pjmfiles/pub/planning/project-queues/feas_docs/x1095_fea.pdf | Document Posted | https://www.pjm.com/pjmfiles/pub/planning/project-queues/impact_studies/x1095_imp.pdf | Document Posted |  | Not Required | N/A | Wholesale Market Participation Agreement | https://www.pjm.com/pjmfiles/pub/planning/project-queues/wmpa/x1095_wmpa.pdf |  | Not Required | N/A | N/A | 9/8/2016 | 4/29/2011 | N/A | N/A | 9/8/2016 |  |  | 9/20/2017 | 9/20/2017 | 10/3/2016 | N | No
X1-096 | Loretto-Kings Creek 138kV | Great Bay Wind Farm | MD | Somerset | Withdrawn | DPL | 150 | 150 | 19.5 |  | Capacity | Generation Interconnection | Wind |  |  | N/A | https://www.pjm.com/pjmfiles/pub/planning/project-queues/feas_docs/x1096_fea.pdf | Document Posted | https://www.pjm.com/pjmfiles/pub/planning/project-queues/impact_studies/x1096_imp.pdf | Document Posted | https://www.pjm.com/pjmfiles/pub/planning/project-queues/facilities/x1096_fac.pdf | Document Posted | https://www.pjm.com/pjmfiles/pub/planning/project-queues/isa/x1_096_isa.pdf | Document Posted | N/A | https://www.pjm.com/pjmfiles/pub/planning/project-queues/csa/x1_096_csa.pdf | Document Posted | N/A | N/A |  | 4/29/2011 | N/A | N/A |  | 6/26/2015 |  | 12/31/2018 | 12/31/2018 |  | N | No
X1-097 | Red Lion 138kV | Red Lion Energy Center | DE | New Castle | In Service | DPL | 24.9 | 24.9 | 23.3 | 24.9 | Capacity | Generation Interconnection | Other |  |  | N/A | https://www.pjm.com/pjmfiles/pub/planning/project-queues/feas_docs/x1097_fea.pdf | Document Posted | https://www.pjm.com/pjmfiles/pub/planning/project-queues/impact_studies/x1097_imp.pdf | Document Posted |  | Not Required | https://www.pjm.com/pjmfiles/pub/planning/project-queues/isa/x1_097_isa.pdf | Document Posted | N/A | https://www.pjm.com/pjmfiles/pub/planning/project-queues/csa/x1_097_csa.pdf | Document Posted | N/A | N/A | 12/12/2012 | 4/29/2011 | N/A | N/A | 12/12/2012 |  |  | 3/15/2013 | 3/15/2013 | 12/12/2012 | N | No
X1-098 | Cook Road 13kV | Montgomery Recycling | NJ | Essex | Withdrawn | PSEG | 0.5 | 0.5 | 0.5 |  | Capacity | Generation Interconnection | Other |  |  | N/A | https://www.pjm.com/pjmfiles/pub/planning/project-queues/feas_docs/x1098_fea.pdf | Document Posted | https://www.pjm.com/pjmfiles/pub/planning/project-queues/impact_studies/x1098_imp.pdf | Document Posted |  | Not Required |  | Withdrawn | N/A |  | Not Required | N/A | N/A |  | 4/29/2011 | N/A | N/A |  | 4/2/2014 | Customer Initiated Withdrawal | 3/31/2012 | 3/31/2012 |  | N | No
X1-099 | Woodhill 12kV |  | IL | Will | Withdrawn | ComEd | 6 | 6 | 2.28 |  | Capacity | Generation Interconnection | Solar |  |  | N/A | https://www.pjm.com/pjmfiles/pub/planning/project-queues/feas_docs/x1099_fea.pdf | Document Posted | https://www.pjm.com/pjmfiles/pub/planning/project-queues/impact_studies/x1099_imp.pdf | Document Posted |  | Not Required |  | Withdrawn | N/A |  | Not Required | N/A | N/A |  | 4/29/2011 | N/A | N/A |  | 11/22/2013 | Customer Initiated Withdrawal | 7/1/2012 |  |  | N | No
X1-100 | Branchville 12kV | Mattison Road Solar Farm | NJ | Sussex | Withdrawn | JCPL | 4 | 4 | 1.52 |  | Capacity | Generation Interconnection | Solar |  |  | N/A | https://www.pjm.com/pjmfiles/pub/planning/project-queues/feas_docs/x1100_fea.pdf | Document Posted | https://www.pjm.com/pjmfiles/pub/planning/project-queues/impact_studies/x1100_imp.pdf | Document Posted |  | Not Required | N/A | Wholesale Market Participation Agreement | https://www.pjm.com/pjmfiles/pub/planning/project-queues/wmpa/x1100_wmpa.pdf |  | Not Required | N/A | N/A |  | 4/29/2011 | N/A | N/A |  | 3/7/2014 | Customer Initiated Withdrawal | 12/31/2014 | 12/31/2014 |  | N | No
X1-101 | Clinton-Round Valley 34.5kV |  | NJ | Hunterdon | Withdrawn | JCPL | 8 | 8 | 3.04 |  | Capacity | Generation Interconnection | Solar |  |  | N/A | https://www.pjm.com/pjmfiles/pub/planning/project-queues/feas_docs/x1101_fea.pdf | Document Posted |  | Withdrawn |  |  | N/A |  | N/A |  |  | N/A | N/A |  | 4/29/2011 | N/A | N/A |  | 9/9/2011 | Customer Milestone Not Met | 3/1/2012 |  |  | N | No
X1-102 | Stewartsville-Captive Plastics 34.5kV |  | NJ | Warren | Withdrawn | JCPL | 9.5 | 9.5 | 3.6 |  | Capacity | Generation Interconnection | Solar |  |  | N/A | https://www.pjm.com/pjmfiles/pub/planning/project-queues/feas_docs/x1102_fea.pdf | Document Posted |  | Withdrawn |  |  | N/A |  | N/A |  |  | N/A | N/A |  | 4/29/2011 | N/A | N/A |  | 8/29/2011 | Customer Initiated Withdrawal | 3/1/2012 |  |  | N | No
X1-103 | Branchville-Sussex 34.5kV |  | NJ | Sussex | Withdrawn | JCPL | 4 | 4 | 1.52 |  | Capacity | Generation Interconnection | Solar |  |  | N/A | https://www.pjm.com/pjmfiles/pub/planning/project-queues/feas_docs/x1103_fea.pdf | Document Posted |  | Withdrawn |  |  | N/A |  | N/A |  |  | N/A | N/A |  | 4/29/2011 | N/A | N/A |  | 9/9/2011 | Customer Milestone Not Met | 2/28/2012 |  |  | N | No
X1-104 | Baptistown-Frenchtown 34.5kV |  | NJ | Hunterdon | Withdrawn | JCPL | 2.45 | 2.45 | 0.93 |  | Capacity | Generation Interconnection | Solar |  |  | N/A | https://www.pjm.com/pjmfiles/pub/planning/project-queues/feas_docs/x1104_fea.pdf | Document Posted |  | Withdrawn |  |  | N/A |  | N/A |  |  | N/A | N/A |  | 4/29/2011 | N/A | N/A |  | 9/6/2011 | Customer Milestone Not Met | 2/28/2012 |  |  | N | No
X1-105 | Branchville-Holiday Lakes 34.5kV |  | NJ | Sussex | Withdrawn | JCPL | 11.2 | 11.2 | 4.26 |  | Capacity | Generation Interconnection | Solar |  |  | N/A | https://www.pjm.com/pjmfiles/pub/planning/project-queues/feas_docs/x1105_fea.pdf | Document Posted | https://www.pjm.com/pjmfiles/pub/planning/project-queues/impact_studies/x1105_imp.pdf | Document Posted |  | Withdrawn | N/A |  | N/A |  |  | N/A | N/A |  | 4/29/2011 | N/A | N/A |  | 4/25/2012 | Customer Milestone Not Met | 2/28/2012 |  |  | N | No
X1-106 | Sussex |  | NJ | Sussex | Withdrawn | JCPL | 16.8 | 16.8 | 6.38 |  | Capacity | Generation Interconnection | Solar |  |  | N/A | https://www.pjm.com/pjmfiles/pub/planning/project-queues/feas_docs/x1106_fea.pdf | Document Posted | https://www.pjm.com/pjmfiles/pub/planning/project-queues/impact_studies/x1106_imp.pdf | Document Posted |  | Withdrawn | N/A |  | N/A |  |  | N/A | N/A |  | 4/29/2011 | N/A | N/A |  | 4/11/2012 | Customer Milestone Not Met | 1/31/2012 |  |  | N | No
X1-107 | Hopatcong |  | NJ | Sussex | Withdrawn | JCPL | 2.8 | 2.8 | 1.06 |  | Capacity | Generation Interconnection | Solar |  |  | N/A | https://www.pjm.com/pjmfiles/pub/planning/project-queues/feas_docs/x1107_fea.pdf | Document Posted |  | Withdrawn |  |  | N/A |  | N/A |  |  | N/A | N/A |  | 4/29/2011 | N/A | N/A |  | 9/6/2011 | Customer Initiated Withdrawal | 2/28/2012 |  |  | N | No
X1-108 | Martins Creek 230kV | Lower Mount Bethel | PA | Northampton | In Service | PPL | 600 | 33 | 33 | 33 | Capacity | Generation Interconnection | Natural Gas |  |  | N/A | https://www.pjm.com/pjmfiles/pub/planning/project-queues/feas_docs/x1108_fea.pdf | Document Posted | https://www.pjm.com/pjmfiles/pub/planning/project-queues/impact_studies/x1108_imp.pdf | Document Posted | https://www.pjm.com/pjmfiles/pub/planning/project-queues/facilities/x1108_fac.pdf | Document Posted | https://www.pjm.com/pjmfiles/pub/planning/project-queues/isa/x1_108_isa.pdf | Document Posted | N/A |  | Not Required | N/A | N/A |  | 4/29/2011 | N/A | N/A |  |  |  | 1/31/2013 | 1/31/2013 | 12/15/2012 | N | No
X1-109 | E. Towanda 230kV | Liberty/Asylum Township Plant | PA | Bradford | In Service | PENELEC | 850 | 850 | 765 | 850 | Capacity | Generation Interconnection | Natural Gas |  |  | N/A | https://www.pjm.com/pjmfiles/pub/planning/project-queues/feas_docs/x1109_fea.pdf | Document Posted | https://www.pjm.com/pjmfiles/pub/planning/project-queues/impact_studies/x1109_imp.pdf | Document Posted | https://www.pjm.com/pjmfiles/pub/planning/project-queues/facilities/x1109_fac.pdf | Document Posted | https://www.pjm.com/pjmfiles/pub/planning/project-queues/isa/x1_109_isa.pdf | Document Posted | N/A | https://www.pjm.com/pjmfiles/pub/planning/project-queues/csa/x1_109_csa.pdf | Document Posted | N/A | N/A |  | 4/29/2011 | N/A | N/A |  |  |  | 2/29/2016 | 2/29/2016 | 3/28/2016 | N | No
X1-110 | Lower Township 12kV | Lower Township, NJ | NJ | Cape May | Withdrawn | AEC | 2 | 2 | 0 |  | Energy | Generation Interconnection | Solar |  |  | N/A | https://www.pjm.com/pjmfiles/pub/planning/project-queues/feas_docs/x1110_fea.pdf | Document Posted | https://www.pjm.com/pjmfiles/pub/planning/project-queues/impact_studies/x1110_imp.pdf | Document Posted | https://www.pjm.com/pjmfiles/pub/planning/project-queues/facilities/x1110_fac.pdf | Document Posted | N/A | Wholesale Market Participation Agreement | https://www.pjm.com/pjmfiles/pub/planning/project-queues/wmpa/x1110_wmpa.pdf |  | Not Required | N/A | N/A |  | 4/29/2011 | N/A | N/A |  | 11/23/2015 | Customer Milestone Not Met | 12/1/2014 | 12/1/2014 |  | N | No
X1-111 | Jackson |  | NJ | Ocean | Withdrawn | JCPL | 1.6 | 1.6 | 0 |  | Energy | Generation Interconnection | Solar |  |  | N/A | https://www.pjm.com/pjmfiles/pub/planning/project-queues/feas_docs/x1111_fea.pdf | Document Posted |  | Withdrawn |  |  | N/A |  | N/A |  |  | N/A | N/A |  | 4/29/2011 | N/A | N/A |  | 9/14/2011 | Customer Milestone Not Met | 7/1/2011 |  |  | N | No
X1-112 | Pennsville 12kV |  | NJ | Salem | Withdrawn | AEC | 20 | 20 | 4.6 |  | Capacity | Generation Interconnection | Wind |  |  | N/A | https://www.pjm.com/pjmfiles/pub/planning/project-queues/feas_docs/x1112_fea.pdf | Document Posted |  | Withdrawn |  |  | N/A |  | N/A |  |  | N/A | N/A |  | 4/29/2011 | N/A | N/A |  | 1/31/2012 | Customer Initiated Withdrawal | 12/31/2012 |  |  | N | No
X1-113 | Lawrence 26kV | Bristol-Myers | NJ | Mercer | Withdrawn | PSEG | 10 | 10 | 3.8 |  | Capacity | Generation Interconnection | Solar |  |  | N/A | https://www.pjm.com/pjmfiles/pub/planning/project-queues/feas_docs/x1113_fea.pdf | Document Posted | https://www.pjm.com/pjmfiles/pub/planning/project-queues/impact_studies/x1113_imp.pdf | Document Posted |  | Not Required | N/A | Wholesale Market Participation Agreement | https://www.pjm.com/pjmfiles/pub/planning/project-queues/wmpa/x1113_wmpa.pdf |  | Not Required | N/A | N/A |  | 4/29/2011 | N/A | N/A |  | 8/25/2012 | Customer Initiated Withdrawal | 12/1/2013 | 12/1/2013 |  | N | No
X1-114 | Holiday Lakes 12kV | Sandyston Solar Farm | NJ | Sussex | Withdrawn | JCPL | 2 | 2 | 0.76 |  | Capacity | Generation Interconnection | Solar |  |  | N/A | https://www.pjm.com/pjmfiles/pub/planning/project-queues/feas_docs/x1114_fea.pdf | Document Posted | https://www.pjm.com/pjmfiles/pub/planning/project-queues/impact_studies/x1114_imp.pdf | Document Posted |  | Not Required | N/A | Wholesale Market Participation Agreement | https://www.pjm.com/pjmfiles/pub/planning/project-queues/wmpa/x1114_wmpa.pdf |  | Not Required | N/A | N/A |  | 4/29/2011 | N/A | N/A |  | 5/3/2016 | Customer Milestone Not Met | 12/31/2014 | 12/31/2014 |  | N | No
X1-115 | Andover |  | NJ | Sussex | Withdrawn | JCPL | 1 | 1 | 0.38 |  | Capacity | Generation Interconnection | Solar |  |  | N/A | https://www.pjm.com/pjmfiles/pub/planning/project-queues/feas_docs/x1115_fea.pdf | Document Posted |  | Withdrawn |  |  | N/A |  | N/A |  |  | N/A | N/A |  | 4/29/2011 | N/A | N/A |  | 8/18/2011 | Customer Initiated Withdrawal | 3/31/2013 |  |  | N | No
X1-116 | Branchville-N Newton #2 34kV | Frankford Solar Farm | NJ | Sussex | Withdrawn | JCPL | 7 | 7 | 2.66 |  | Capacity | Generation Interconnection | Solar |  |  | N/A | https://www.pjm.com/pjmfiles/pub/planning/project-queues/feas_docs/x1116_fea.pdf | Document Posted | https://www.pjm.com/pjmfiles/pub/planning/project-queues/impact_studies/x1116_imp.pdf | Document Posted |  | Not Required | N/A | Wholesale Market Participation Agreement | https://www.pjm.com/pjmfiles/pub/planning/project-queues/wmpa/x1116_wmpa.pdf |  | Not Required | N/A | N/A |  | 4/29/2011 | N/A | N/A |  | 3/17/2015 | Customer Initiated Withdrawal | 12/31/2014 | 12/31/2014 |  | N | No
X1-117 | Hampton |  | NJ | Sussex | Withdrawn | JCPL | 3 | 3 | 1.14 |  | Capacity | Generation Interconnection | Solar |  |  | N/A |  | Withdrawn |  |  |  |  | N/A |  | N/A |  |  | N/A | N/A |  | 4/29/2011 | N/A | N/A |  | 6/7/2011 | Customer Initiated Withdrawal | 3/31/2013 |  |  | N | No
X1-118 | Hampton #2 |  | NJ | Sussex | Withdrawn | JCPL | 4 | 4 | 1.52 |  | Capacity | Generation Interconnection | Solar |  |  | N/A |  | Withdrawn |  |  |  |  | N/A |  | N/A |  |  | N/A | N/A |  | 4/29/2011 | N/A | N/A |  | 6/7/2011 | Customer Initiated Withdrawal | 3/31/2013 |  |  | N | No
X1-119 | Andover #2 |  | NJ | Sussex | Withdrawn | JCPL | 4 | 4 | 1.52 |  | Capacity | Generation Interconnection | Solar |  |  | N/A |  | Withdrawn |  |  |  |  | N/A |  | N/A |  |  | N/A | N/A |  | 4/29/2011 | N/A | N/A |  | 6/7/2011 | Customer Initiated Withdrawal | 3/31/2013 |  |  | N | No
X2-001 | Howell |  | NJ | Monmouth | Withdrawn | JCPL | 8 | 8 | 3 |  | Capacity | Generation Interconnection | Solar |  |  | N/A | https://www.pjm.com/pjmfiles/pub/planning/project-queues/feas_docs/x2001_fea.pdf | Document Posted |  | Withdrawn |  |  | N/A |  | N/A |  |  | N/A | N/A |  | 5/4/2011 | N/A | N/A |  | 2/14/2012 | Customer Milestone Not Met | 5/13/2012 |  |  | N | No
X2-002 | Somerville 13kV |  | NJ | Somerset | Withdrawn | PSEG | 11.2 | 11.2 | 4.26 |  | Capacity | Generation Interconnection | Solar |  |  | N/A | https://www.pjm.com/pjmfiles/pub/planning/project-queues/feas_docs/x2002_fea.pdf | Document Posted |  | Withdrawn |  |  | N/A |  | N/A |  |  | N/A | N/A |  | 5/4/2011 | N/A | N/A |  | 11/4/2011 | Customer Initiated Withdrawal | 2/28/2012 |  |  | N | No
X2-003 | East Rutherford 13kV |  | NJ | Bergen | Withdrawn | PSEG | 2.1 | 2.1 | 0.79 |  | Capacity | Generation Interconnection | Solar |  |  | N/A |  | Withdrawn |  |  |  |  | N/A |  | N/A |  |  | N/A | N/A |  | 5/4/2011 | N/A | N/A |  | 9/14/2011 | Customer Initiated Withdrawal | 2/28/2012 |  |  | N | No
X2-004 | Cumberland-W. Shore #1 69kV |  | PA | Cumberland | Withdrawn | PPL | 20 | 20 | 7.6 |  | Capacity | Generation Interconnection | Solar |  |  | N/A | https://www.pjm.com/pjmfiles/pub/planning/project-queues/feas_docs/x2004_fea.pdf | Document Posted |  | Withdrawn |  |  | N/A |  | N/A |  |  | N/A | N/A |  | 5/5/2011 | N/A | N/A |  | 11/14/2011 | Customer Milestone Not Met | 12/15/2012 |  |  | N | No
X2-005 | Cumberland-W. Shore #2 69kV |  | PA | Cumberland | Withdrawn | PPL | 20 | 20 | 7.6 |  | Capacity | Generation Interconnection | Solar |  |  | N/A | https://www.pjm.com/pjmfiles/pub/planning/project-queues/feas_docs/x2005_fea.pdf | Document Posted |  | Withdrawn |  |  | N/A |  | N/A |  |  | N/A | N/A |  | 5/5/2011 | N/A | N/A |  | 11/14/2011 | Customer Milestone Not Met | 12/15/2012 |  |  | N | No
X2-006 | Baker 345kV | Riverside Generating Station | KY | Lawrence | In Service | AEP | 999 | 0 | 0 | 0 | Energy | Generation Interconnection | Natural Gas |  |  | N/A | https://www.pjm.com/pjmfiles/pub/planning/project-queues/feas_docs/x2006_fea.pdf | Document Posted | https://www.pjm.com/pjmfiles/pub/planning/project-queues/impact_studies/x2006_imp.pdf | Document Posted | https://www.pjm.com/pjmfiles/pub/planning/project-queues/facilities/x2006_fac.pdf | Document Posted | https://www.pjm.com/pjmfiles/pub/planning/project-queues/isa/x2_006_isa.pdf | Document Posted | N/A | https://www.pjm.com/pjmfiles/pub/planning/project-queues/csa/x2_006_csa.pdf | Document Posted | N/A | N/A |  | 5/6/2011 | N/A | N/A |  |  |  | 6/1/2021 | 6/1/2021 |  | N | No
X2-007 | Peckville-Varden 69kV |  | PA | Wayne | Withdrawn | PPL | 15 | 15 | 5.7 |  | Capacity | Generation Interconnection | Solar |  |  | N/A | https://www.pjm.com/pjmfiles/pub/planning/project-queues/feas_docs/x2007_fea.pdf | Document Posted | https://www.pjm.com/pjmfiles/pub/planning/project-queues/impact_studies/x2007_imp.pdf | Document Posted | https://www.pjm.com/pjmfiles/pub/planning/project-queues/facilities/x2007_fac.pdf | Document Posted |  | Withdrawn | N/A |  | Withdrawn | N/A | N/A |  | 5/12/2011 | N/A | N/A |  | 8/3/2012 | Customer Initiated Withdrawal | 6/30/2012 |  |  | N | No
X2-008 | Pruntytown 138kV |  | WV | Taylor | Withdrawn | APS | 30 | 30 | 30 |  | Capacity | Generation Interconnection | Hydro |  |  | N/A | https://www.pjm.com/pjmfiles/pub/planning/project-queues/feas_docs/x2008_fea.pdf | Document Posted |  | Withdrawn |  |  | N/A |  | N/A |  |  | N/A | N/A |  | 5/16/2011 | N/A | N/A |  | 5/17/2012 |  | 12/31/2013 |  |  | N | No
X2-011 | Fairlawn 138kV | Elmwood | NJ | Bergen | Deactivated | PSEG | 73 | 6 | 6 | 6 | Capacity | Generation Interconnection | Natural Gas |  |  | N/A | https://www.pjm.com/pjmfiles/pub/planning/project-queues/feas_docs/x2011_fea.pdf | Document Posted | https://www.pjm.com/pjmfiles/pub/planning/project-queues/impact_studies/x2011_imp.pdf | Document Posted |  | Not Required | https://www.pjm.com/pjmfiles/pub/planning/project-queues/isa/x2_011_isa.pdf | Document Posted | N/A |  | Not Required | N/A | N/A |  | 5/19/2011 | N/A | N/A |  |  |  | 9/30/2012 | 9/30/2012 | 9/28/2012 | N | No
X2-012 | Clinton 230kV | Patriot Generating Station | PA | Lycoming | In Service | PPL | 850 | 850 | 765 | 850 | Capacity | Generation Interconnection | Natural Gas |  |  | N/A | https://www.pjm.com/pjmfiles/pub/planning/project-queues/feas_docs/x2012_fea.pdf | Document Posted | https://www.pjm.com/pjmfiles/pub/planning/project-queues/impact_studies/x2012_imp.pdf | Document Posted | https://www.pjm.com/pjmfiles/pub/planning/project-queues/facilities/x2012_fac.pdf | Document Posted | https://www.pjm.com/pjmfiles/pub/planning/project-queues/gia/x2_012_gia.pdf | Document Posted | N/A | https://www.pjm.com/pjmfiles/pub/planning/project-queues/csa/x2_012_csa.pdf | Document Posted | N/A | N/A |  | 5/19/2011 | N/A | N/A |  |  |  | 7/30/2016 | 7/30/2016 | 7/13/2016 | N | No
X2-013 | Thorofare 13kV | Mantua Creek Frequency Regularor | NJ | Gloucester | In Service | PSEG | 2 | 2 | 0 | 2 | Energy | Generation Interconnection | Storage |  |  | N/A | https://www.pjm.com/pjmfiles/pub/planning/project-queues/feas_docs/x2013_fea.pdf | Document Posted | https://www.pjm.com/pjmfiles/pub/planning/project-queues/impact_studies/x2013_imp.pdf | Document Posted |  | Not Required | https://www.pjm.com/pjmfiles/pub/planning/project-queues/isa/x2_013_isa.pdf | Document Posted | N/A | https://www.pjm.com/pjmfiles/pub/planning/project-queues/csa/x2_013_csa.pdf | Document Posted | N/A | N/A |  | 5/19/2011 | N/A | N/A |  |  |  | 12/31/2012 | 12/31/2012 | 1/17/2013 | N | No
X2-014 | Trenton 26kV | Hedding Road Solar | NJ | Burlington | Withdrawn | PSEG | 10 | 10 | 3.8 |  | Capacity | Generation Interconnection | Solar |  |  | N/A | https://www.pjm.com/pjmfiles/pub/planning/project-queues/feas_docs/x2014_fea.pdf | Document Posted | https://www.pjm.com/pjmfiles/pub/planning/project-queues/impact_studies/x2014_imp.pdf | Document Posted |  | Not Required | N/A | Wholesale Market Participation Agreement | https://www.pjm.com/pjmfiles/pub/planning/project-queues/wmpa/x2014_wmpa.pdf |  | Not Required | N/A | N/A |  | 5/23/2011 | N/A | N/A |  | 8/9/2012 | Customer Initiated Withdrawal | 6/30/2013 | 6/30/2013 |  | N | No
X2-015 | Mt. Holly 26kV |  | NJ | Burlington | Withdrawn | PSEG | 2.25 | 2.25 | 0 |  | Energy | Generation Interconnection | Solar |  |  | N/A | https://www.pjm.com/pjmfiles/pub/planning/project-queues/feas_docs/x2015_fea.pdf | Document Posted | https://www.pjm.com/pjmfiles/pub/planning/project-queues/impact_studies/x2015_imp.pdf | Document Posted |  | Not Required |  | Withdrawn | N/A |  | Not Required | N/A | N/A |  | 5/23/2011 | N/A | N/A |  | 1/5/2012 | Customer Milestone Not Met | 10/15/2011 |  |  | N | No
X2-016 | Harrison Township 12kV |  | NJ | Gloucester | Withdrawn | AEC | 10 | 10 | 3.8 |  | Capacity | Generation Interconnection | Solar |  |  | N/A | https://www.pjm.com/pjmfiles/pub/planning/project-queues/feas_docs/x2016_fea.pdf | Document Posted | https://www.pjm.com/pjmfiles/pub/planning/project-queues/impact_studies/x2016_imp.pdf | Document Posted |  | Withdrawn | N/A |  | N/A |  |  | N/A | N/A |  | 5/24/2011 | N/A | N/A |  | 5/8/2012 | Customer Milestone Not Met | 5/17/2013 |  |  | N | No
X2-017 | Elk Township 12kV #1 |  | NJ | Gloucester | Withdrawn | AEC | 10 | 10 | 3.8 |  | Capacity | Generation Interconnection | Solar |  |  | N/A | https://www.pjm.com/pjmfiles/pub/planning/project-queues/feas_docs/x2017_fea.pdf | Document Posted | https://www.pjm.com/pjmfiles/pub/planning/project-queues/impact_studies/x2017_imp.pdf | Document Posted |  | Withdrawn | N/A |  | N/A |  |  | N/A | N/A |  | 5/24/2011 | N/A | N/A |  | 5/8/2012 | Customer Milestone Not Met | 2/28/2013 |  |  | N | No
X2-018 | Elk Township 12kV #2 |  | NJ | Gloucester | Withdrawn | AEC | 10 | 10 | 3.8 |  | Capacity | Generation Interconnection | Solar |  |  | N/A | https://www.pjm.com/pjmfiles/pub/planning/project-queues/feas_docs/x2018_fea.pdf | Document Posted | https://www.pjm.com/pjmfiles/pub/planning/project-queues/impact_studies/x2018_imp.pdf | Document Posted |  | Withdrawn | N/A |  | N/A |  |  | N/A | N/A |  | 5/24/2011 | N/A | N/A |  | 5/8/2012 | Customer Milestone Not Met | 2/28/2013 |  |  | N | No
X2-019 | Silver Lake 345kV |  | IL | Lake | Withdrawn | ComEd | 225 | 225 | 180 |  | Capacity | Generation Interconnection | Natural Gas |  |  | N/A | https://www.pjm.com/pjmfiles/pub/planning/project-queues/feas_docs/x2019_fea.pdf | Document Posted |  | Withdrawn |  |  | N/A |  | N/A |  |  | N/A | N/A |  | 5/25/2011 | N/A | N/A |  | 7/8/2013 | Customer Initiated Withdrawal | 5/31/2015 |  |  | N | No
X2-020 | Erie East 230 kV |  | PA | Erie | Withdrawn | PENELEC | 200 | 200 | 26 |  | Capacity | Generation Interconnection | Wind |  |  | N/A | https://www.pjm.com/pjmfiles/pub/planning/project-queues/feas_docs/x2020_fea.pdf | Document Posted |  | Withdrawn |  |  | N/A |  | N/A |  |  | N/A | N/A |  | 5/26/2011 | N/A | N/A |  | 5/25/2012 | Customer Initiated Withdrawal | 10/31/2014 |  |  | N | No
X2-021 | Erie East 230kV |  | PA | Erie | Withdrawn | PENELEC | 153.75 | 153.75 | 19.98 |  | Capacity | Generation Interconnection | Wind |  |  | N/A | https://www.pjm.com/pjmfiles/pub/planning/project-queues/feas_docs/x2021_fea.pdf | Document Posted | https://www.pjm.com/pjmfiles/pub/planning/project-queues/impact_studies/x2021_imp.pdf | Document Posted |  | Withdrawn | N/A |  | N/A |  |  | N/A | N/A |  | 5/27/2011 | N/A | N/A |  | 1/18/2013 | Customer Milestone Not Met | 10/1/2013 |  |  | N | No
X2-022 | Brokaw-Lanesville | Hilltopper Wind Farm | IL | Logan | In Service | ComEd | 250 | 187.5 | 0 | 187.5 | Energy | Generation Interconnection | Wind |  |  | N/A | https://www.pjm.com/pjmfiles/pub/planning/project-queues/feas_docs/x2022_fea.pdf | Document Posted | https://www.pjm.com/pjmfiles/pub/planning/project-queues/impact_studies/x2022_imp.pdf | Document Posted | https://www.pjm.com/pjmfiles/pub/planning/project-queues/facilities/x2022_fac.pdf | Document Posted | https://www.pjm.com/pjmfiles/pub/planning/project-queues/isa/x2_022_isa.pdf | Document Posted | N/A | https://www.pjm.com/pjmfiles/pub/planning/project-queues/csa/x2_022_csa.pdf | Document Posted | N/A | N/A |  | 5/31/2011 | N/A | N/A |  |  |  | 5/31/2019 | 5/31/2019 | 11/1/2018 | N | No
X2-023 | North Mashoppen-Mehoopany 115kV |  | PA | Sullivan | Withdrawn | PENELEC | 51 | 51 | 6.63 |  | Capacity | Generation Interconnection | Wind |  |  | N/A | https://www.pjm.com/pjmfiles/pub/planning/project-queues/feas_docs/x2023_fea.pdf | Document Posted | https://www.pjm.com/pjmfiles/pub/planning/project-queues/impact_studies/x2023_imp.pdf | Document Posted |  | Withdrawn | N/A |  | N/A |  |  | N/A | N/A |  | 5/31/2011 | N/A | N/A |  | 1/22/2013 | Customer Milestone Not Met | 10/15/2013 |  |  | N | No
X2-024 | Lower Alloways Creek 12kV |  | NJ | Salem | Withdrawn | AEC | 2 | 2 | 0 |  | Energy | Generation Interconnection | Solar |  |  | N/A | https://www.pjm.com/pjmfiles/pub/planning/project-queues/feas_docs/x2024_fea.pdf | Document Posted |  | Withdrawn |  |  | N/A |  | N/A |  |  | N/A | N/A |  | 5/31/2011 | N/A | N/A |  | 1/11/2012 | Customer Milestone Not Met | 11/1/2011 |  |  | N | No
X2-025 | Sunbury 500kV | Sunbury Generation Facility | PA | Snyder | In Service | PPL | 416 | 416 | 416 | 416 | Capacity | Generation Interconnection | Natural Gas |  |  | N/A | https://www.pjm.com/pjmfiles/pub/planning/project-queues/feas_docs/x2025_fea.pdf | Document Posted | https://www.pjm.com/pjmfiles/pub/planning/project-queues/impact_studies/x2025_imp.pdf | Document Posted | https://www.pjm.com/pjmfiles/pub/planning/project-queues/facilities/x2025_fac.pdf | Document Posted | https://www.pjm.com/pjmfiles/pub/planning/project-queues/isa/x2_025_isa.pdf | Document Posted | N/A | https://www.pjm.com/pjmfiles/pub/planning/project-queues/csa/x2_025_csa.pdf | Document Posted | N/A | N/A |  | 5/31/2011 | N/A | N/A |  |  |  | 3/18/2018 | 3/18/2018 | 3/18/2018 | N | No
X2-026 | Leola |  | PA | Lancaster | Withdrawn | PPL | 3.2 | 3.2 | 3.2 |  | Capacity | Generation Interconnection | Methane |  |  | N/A |  | Withdrawn |  |  |  |  | N/A |  | N/A |  |  | N/A | N/A |  | 5/31/2011 | N/A | N/A |  | 7/12/2011 | Customer Initiated Withdrawal | 9/1/2012 |  |  | N | No
X2-027 | Quinton 12kV | Quinton-Alloway | NJ | Salem | Withdrawn | AEC | 2 | 2 | 0.76 |  | Capacity | Generation Interconnection | Solar |  |  | N/A | https://www.pjm.com/pjmfiles/pub/planning/project-queues/feas_docs/x2027_fea.pdf | Document Posted | https://www.pjm.com/pjmfiles/pub/planning/project-queues/impact_studies/x2027_imp.pdf | Document Posted | https://www.pjm.com/pjmfiles/pub/planning/project-queues/facilities/x2027_fac.pdf | Document Posted | https://www.pjm.com/pjmfiles/pub/planning/project-queues/isa/x2_027_isa.pdf | Document Posted | N/A | https://www.pjm.com/pjmfiles/pub/planning/project-queues/csa/x2_027_csa.pdf | Document Posted | N/A | N/A |  | 5/31/2011 | N/A | N/A |  | 12/15/2017 |  | 11/1/2016 | 11/1/2016 |  | N | No
X2-028 | Quinton Township 12kV |  | NJ | Salem | Withdrawn | AEC | 3 | 3 | 1.14 |  | Capacity | Generation Interconnection | Solar |  |  | N/A | https://www.pjm.com/pjmfiles/pub/planning/project-queues/feas_docs/x2028_fea.pdf | Document Posted | https://www.pjm.com/pjmfiles/pub/planning/project-queues/impact_studies/x2028_imp.pdf | Document Posted |  | Withdrawn | N/A |  | N/A |  |  | N/A | N/A |  | 5/31/2011 | N/A | N/A |  | 2/20/2014 | Customer Initiated Withdrawal | 3/15/2012 |  |  | N | No
X2-030 | Morgantown-Oak Grove 230kV |  | MD | Charles | Withdrawn | PEPCO | 830 | 830 | 830 |  | Capacity | Generation Interconnection | Natural Gas |  |  | N/A | https://www.pjm.com/pjmfiles/pub/planning/project-queues/feas_docs/x2030_fea.pdf | Document Posted |  | Withdrawn |  |  | N/A |  | N/A |  |  | N/A | N/A |  | 5/31/2011 | N/A | N/A |  | 2/1/2012 | Customer Milestone Not Met | 1/1/2016 |  |  | N | No
X2-031 | Krayn 115kV | Highland III Wind Farm | PA | Cambria | Withdrawn | PENELEC | 50 | 50 | 6.5 |  | Capacity | Generation Interconnection | Wind |  |  | N/A | https://www.pjm.com/pjmfiles/pub/planning/project-queues/feas_docs/x2031_fea.pdf | Document Posted | https://www.pjm.com/pjmfiles/pub/planning/project-queues/impact_studies/x2031_imp.pdf | Document Posted | https://www.pjm.com/pjmfiles/pub/planning/project-queues/facilities/x2031_fac.pdf | Document Posted | https://www.pjm.com/pjmfiles/pub/planning/project-queues/isa/x2_031_isa.pdf | Document Posted | N/A | https://www.pjm.com/pjmfiles/pub/planning/project-queues/csa/x2_031_csa.pdf | Document Posted | N/A | N/A |  | 5/31/2011 | N/A | N/A |  | 11/29/2016 |  | 12/31/2015 | 12/31/2015 |  | N | No
X2-032 |  |  | NJ | Atlantic | Withdrawn | JCPL |  |  |  |  | Energy | Generation Interconnection | Solar |  |  | N/A |  | Withdrawn |  |  |  |  | N/A |  | N/A |  |  | N/A | N/A |  | 6/2/2011 | N/A | N/A |  | 9/26/2013 | Customer Milestone Not Met |  |  |  | N | No
X2-033 | Trenton 26kV | Ward Avenue Solar | NJ | Burlington | Withdrawn | PSEG | 3 | 3 | 1.1 |  | Capacity | Generation Interconnection | Solar |  |  | N/A | https://www.pjm.com/pjmfiles/pub/planning/project-queues/feas_docs/x2033_fea.pdf | Document Posted | https://www.pjm.com/pjmfiles/pub/planning/project-queues/impact_studies/x2033_imp.pdf | Document Posted |  | Not Required | N/A | Wholesale Market Participation Agreement | https://www.pjm.com/pjmfiles/pub/planning/project-queues/wmpa/x2033_wmpa.pdf |  | Not Required | N/A | N/A |  | 6/3/2011 | N/A | N/A |  | 1/4/2013 | Customer Initiated Withdrawal | 6/30/2013 | 6/30/2013 |  | N | No
X2-034 | Laplume |  | PA | Lackawanna | Withdrawn | PPL | 0.032 | 0.032 | 0 |  | Energy | Generation Interconnection | Solar |  |  | N/A | https://www.pjm.com/pjmfiles/pub/planning/project-queues/feas_docs/x2034_fea.pdf | Document Posted | https://www.pjm.com/pjmfiles/pub/planning/project-queues/impact_studies/x2034_imp.pdf | Document Posted |  |  | N/A |  | N/A |  |  | N/A | N/A |  | 6/3/2011 | N/A | N/A |  | 1/18/2012 | Customer Initiated Withdrawal |  |  |  | N | No
X2-035 | Sunnymeade Road 13kV) | Valley Road Solar | NJ | Somerset | Withdrawn | PSEG | 8 | 8 | 0 |  | Energy | Generation Interconnection | Solar |  |  | N/A | https://www.pjm.com/pjmfiles/pub/planning/project-queues/feas_docs/x2035_fea.pdf | Document Posted | https://www.pjm.com/pjmfiles/pub/planning/project-queues/impact_studies/x2035_imp.pdf | Document Posted |  | Not Required | N/A | Wholesale Market Participation Agreement | https://www.pjm.com/pjmfiles/pub/planning/project-queues/wmpa/x2035_wmpa.pdf |  | Not Required | N/A | N/A |  | 6/6/2011 | N/A | N/A |  | 10/1/2013 | Customer Milestone Not Met | 7/31/2013 | 7/31/2013 |  | N | No
X2-036 | Whitehouse |  | NJ | Hunterdon | Withdrawn | JCPL | 4 | 4 | 1.5 |  | Capacity | Generation Interconnection | Solar |  |  | N/A | https://www.pjm.com/pjmfiles/pub/planning/project-queues/feas_docs/x2036_fea.pdf | Document Posted |  | Withdrawn |  |  | N/A |  | N/A |  |  | N/A | N/A |  | 6/6/2011 | N/A | N/A |  | 1/5/2012 | Customer Milestone Not Met | 12/31/2011 |  |  | N | No
X2-037 | Lewis 138kV |  | NJ | Atlantic | Withdrawn | AEC | 350 | 350 | 45.5 |  | Capacity | Generation Interconnection | Offshore Wind |  |  | N/A | https://www.pjm.com/pjmfiles/pub/planning/project-queues/feas_docs/x2037_fea.pdf | Document Posted |  | Withdrawn |  |  | N/A |  | N/A |  |  | N/A | N/A |  | 6/8/2011 | N/A | N/A |  | 2/15/2012 | Customer Initiated Withdrawal |  |  |  | N | No
X2-038 | Halfway 12.5kV | Washington County Renewable Energy Project | MD | Washington | Withdrawn | APS | 2 | 2 | 0 |  | Energy | Generation Interconnection | Methane |  |  | N/A | https://www.pjm.com/pjmfiles/pub/planning/project-queues/feas_docs/x2038_fea.pdf | Document Posted | https://www.pjm.com/pjmfiles/pub/planning/project-queues/impact_studies/x2038_imp.pdf | Document Posted |  | Not Required | N/A | Wholesale Market Participation Agreement | https://www.pjm.com/pjmfiles/pub/planning/project-queues/wmpa/x2038_wmpa.pdf |  | Not Required | N/A | N/A |  | 6/10/2011 | N/A | N/A |  | 1/14/2016 | Customer Initiated Withdrawal | 10/31/2013 | 10/31/2013 |  | N | No
X2-039 | Brookside-Cloverdale 138kV |  | OH | Ashland | Withdrawn | ATSI | 100 | 100 | 13 |  | Capacity | Generation Interconnection | Wind |  |  | N/A | https://www.pjm.com/pjmfiles/pub/planning/project-queues/feas_docs/x2039_fea.pdf | Document Posted |  | Withdrawn |  |  | N/A |  | N/A |  |  | N/A | N/A |  | 6/15/2011 | N/A | N/A |  | 12/9/2011 | Customer Milestone Not Met | 12/31/2013 |  |  | N | No
X2-040 | Wurno 34.5kV |  | VA | Pulaski | Withdrawn | AEP | 6 | 6 | 6 |  | Capacity | Generation Interconnection | Methane |  |  | N/A | https://www.pjm.com/pjmfiles/pub/planning/project-queues/feas_docs/x2040_fea.pdf | Document Posted | https://www.pjm.com/pjmfiles/pub/planning/project-queues/impact_studies/x2040_imp.pdf | Document Posted |  | Not Required |  | Not Required | N/A |  | Withdrawn | N/A | N/A |  | 6/22/2011 | N/A | N/A |  | 3/15/2012 | Customer Milestone Not Met | 6/1/2012 |  |  | N | No
X2-044 | Winslow 12kV |  | NJ | Camden | Withdrawn | AEC | 2 | 2 | 0.76 |  | Capacity | Generation Interconnection | Solar |  |  | N/A | https://www.pjm.com/pjmfiles/pub/planning/project-queues/feas_docs/x2044_fea.pdf | Document Posted |  | Withdrawn |  |  | N/A |  | N/A |  |  | N/A | N/A |  | 6/24/2011 | N/A | N/A |  | 1/3/2012 | Customer Milestone Not Met | 9/1/2012 |  |  | N | No
X2-045 | Kenney-Mt. Olive 69kV |  | MD | Worcester | Withdrawn | DPL | 20 | 20 | 7.6 |  | Capacity | Generation Interconnection | Solar |  |  | N/A | https://www.pjm.com/pjmfiles/pub/planning/project-queues/feas_docs/x2045_fea.pdf | Document Posted | https://www.pjm.com/pjmfiles/pub/planning/project-queues/impact_studies/x2045_imp.pdf | Document Posted |  | Withdrawn | N/A |  | N/A |  |  | N/A | N/A |  | 6/27/2011 | N/A | N/A |  | 5/21/2012 |  | 6/30/2013 |  |  | N | No
X2-046 | Sussex County |  | DE | Sussex | Withdrawn | DPL | 20 | 20 | 7.6 |  | Capacity | Generation Interconnection | Solar |  |  | N/A | https://www.pjm.com/pjmfiles/pub/planning/project-queues/feas_docs/x2046_fea.pdf | Document Posted | https://www.pjm.com/pjmfiles/pub/planning/project-queues/impact_studies/x2046_imp.pdf | Document Posted |  | Withdrawn | N/A |  | N/A |  |  | N/A | N/A |  | 6/27/2011 | N/A | N/A |  | 5/8/2012 | Customer Milestone Not Met | 1/1/2013 |  |  | N | No
X2-047 | Oldmans Township 12kV |  | NJ | Salem | Withdrawn | AEC | 10 | 10 | 3.8 |  | Capacity | Generation Interconnection | Solar |  |  | N/A | https://www.pjm.com/pjmfiles/pub/planning/project-queues/feas_docs/x2047_fea.pdf | Document Posted | https://www.pjm.com/pjmfiles/pub/planning/project-queues/impact_studies/x2047_imp.pdf | Document Posted |  | Withdrawn | N/A |  | N/A |  |  | N/A | N/A |  | 6/28/2011 | N/A | N/A |  | 5/10/2012 | Customer Milestone Not Met | 11/30/2011 |  |  | N | No
X2-048 | South Harrison Township 12kV |  | NJ | Gloucester | Withdrawn | AEC | 10 | 10 | 3.8 |  | Capacity | Generation Interconnection | Solar |  |  | N/A | https://www.pjm.com/pjmfiles/pub/planning/project-queues/feas_docs/x2048_fea.pdf | Document Posted | https://www.pjm.com/pjmfiles/pub/planning/project-queues/impact_studies/x2048_imp.pdf | Document Posted |  | Withdrawn | N/A |  | N/A |  |  | N/A | N/A |  | 6/28/2011 | N/A | N/A |  | 5/10/2012 | Customer Milestone Not Met | 11/30/2011 |  |  | N | No
X2-049 | S. Reading-Birdsboro 64kV |  | PA | Berks | Withdrawn | ME | 9.6 | 3.2 | 3.2 |  | Capacity | Generation Interconnection | Methane |  |  | N/A | https://www.pjm.com/pjmfiles/pub/planning/project-queues/feas_docs/x2049_fea.pdf | Document Posted | https://www.pjm.com/pjmfiles/pub/planning/project-queues/impact_studies/x2049_imp.pdf | Document Posted |  |  | N/A |  | N/A |  |  | N/A | N/A |  | 6/28/2011 | N/A | N/A |  | 1/3/2012 | Customer Initiated Withdrawal | 3/1/2012 |  |  | N | No
X2-050 | Essex 230kV |  | NJ | Essex | Withdrawn | PSEG | 705 | 705 | 660 |  | Capacity | Generation Interconnection | Natural Gas |  |  | N/A | https://www.pjm.com/pjmfiles/pub/planning/project-queues/feas_docs/x2050_fea.pdf | Document Posted | https://www.pjm.com/pjmfiles/pub/planning/project-queues/impact_studies/x2050_imp.pdf | Document Posted |  | Withdrawn | N/A |  | N/A |  |  | N/A | N/A | 2/1/2016 | 6/28/2011 | N/A | N/A |  | 11/20/2013 | Customer Initiated Withdrawal | 5/31/2016 | 5/31/2016 |  | N | No
X2-051 |  |  | OH | Unknown | Withdrawn | AEP | 8 | 6 | 0 |  | Energy | Generation Interconnection | Solar |  |  | N/A |  | Withdrawn |  |  |  |  | N/A |  | N/A |  |  | N/A | N/A |  | 6/28/2011 | N/A | N/A |  | 9/22/2013 | Customer Milestone Not Met |  |  |  | N | No
X2-052 | Dumont-Olive 345kV | St. Joseph Energy Center, LLC | IN | St. Joseph | In Service | AEP | 675 | 675 | 675 | 675 | Capacity | Generation Interconnection | Natural Gas |  |  | N/A | https://www.pjm.com/pjmfiles/pub/planning/project-queues/feas_docs/x2052_fea.pdf | Document Posted | https://www.pjm.com/pjmfiles/pub/planning/project-queues/impact_studies/x2052_imp.pdf | Document Posted | https://www.pjm.com/pjmfiles/pub/planning/project-queues/facilities/x2052_fac.pdf | Document Posted | https://www.pjm.com/pjmfiles/pub/planning/project-queues/isa/x2_052_isa.pdf | Document Posted | N/A | https://www.pjm.com/pjmfiles/pub/planning/project-queues/csa/x2_052_csa.pdf | Document Posted | N/A | N/A | 7/1/2017 | 6/29/2011 | N/A | N/A | 12/28/2017 |  |  | 4/29/2018 | 4/29/2018 | 4/1/2018 | N | No
X2-053 | Amsterdam 69kV |  | OH | Jefferson | Withdrawn | AEP | 6.4 | 6.4 | 6.4 |  | Capacity | Generation Interconnection | Methane |  |  | N/A | https://www.pjm.com/pjmfiles/pub/planning/project-queues/feas_docs/x2053_fea.pdf | Document Posted | https://www.pjm.com/pjmfiles/pub/planning/project-queues/impact_studies/x2053_imp.pdf | Document Posted |  | Not Required |  | Withdrawn | N/A |  | Not Required | N/A | N/A |  | 6/29/2011 | N/A | N/A |  | 5/15/2012 | Customer Milestone Not Met | 1/31/2013 |  |  | N | No
X2-054 | Franklin | Quakertown Solar Farm #2 | NJ | Hunterdon | Withdrawn | JCPL | 10 | 10 | 0 |  | Energy | Generation Interconnection | Solar |  |  | N/A | https://www.pjm.com/pjmfiles/pub/planning/project-queues/feas_docs/x2054_fea.pdf | Document Posted | https://www.pjm.com/pjmfiles/pub/planning/project-queues/impact_studies/x2054_imp.pdf | Document Posted |  | Not Required | N/A | Wholesale Market Participation Agreement | https://www.pjm.com/pjmfiles/pub/planning/project-queues/wmpa/x2054_wmpa.pdf |  | Not Required | N/A | N/A |  | 6/30/2011 | N/A | N/A |  | 7/15/2016 | Customer Initiated Withdrawal | 4/13/2016 | 4/13/2016 |  | N | No
X2-056 | Greenwich 12kV |  | NJ | Cumberland | Withdrawn | AEC | 1.94 | 1.94 | 0 |  | Energy | Generation Interconnection | Solar |  |  | N/A | https://www.pjm.com/pjmfiles/pub/planning/project-queues/feas_docs/x2056_fea.pdf | Document Posted |  | Withdrawn |  |  | N/A |  | N/A |  |  | N/A | N/A |  | 6/30/2011 | N/A | N/A |  | 1/11/2012 | Customer Milestone Not Met | 12/31/2012 |  |  | N | No
X2-057 | White |  | NJ | Warren | Withdrawn | JCPL | 4.1 | 4.1 | 1.5 |  | Capacity | Generation Interconnection | Solar |  |  | N/A | https://www.pjm.com/pjmfiles/pub/planning/project-queues/feas_docs/x2057_fea.pdf | Document Posted |  | Withdrawn |  |  | N/A |  | N/A |  |  | N/A | N/A |  | 6/30/2011 | N/A | N/A |  | 11/21/2011 | Customer Milestone Not Met | 12/31/2012 |  |  | N | No
X2-058 | Buckley Road 138kV |  | OH | Hancock | Withdrawn | AEP | 149.5 | 149.5 | 19.4 |  | Capacity | Generation Interconnection | Wind |  |  | N/A | https://www.pjm.com/pjmfiles/pub/planning/project-queues/feas_docs/x2058_fea.pdf | Document Posted | https://www.pjm.com/pjmfiles/pub/planning/project-queues/impact_studies/x2058_imp.pdf | Document Posted |  | Withdrawn | N/A |  | N/A |  |  | N/A | N/A |  | 6/30/2011 | N/A | N/A |  | 7/10/2013 | Customer Milestone Not Met | 11/15/2012 |  |  | N | No
X2-059 | Freehold | Cloverleaf Solar Farm | NJ | Monmouth | Withdrawn | JCPL | 10 | 10 | 3.8 |  | Capacity | Generation Interconnection | Solar |  |  | N/A | https://www.pjm.com/pjmfiles/pub/planning/project-queues/feas_docs/x2059_fea.pdf | Document Posted | https://www.pjm.com/pjmfiles/pub/planning/project-queues/impact_studies/x2059_imp.pdf | Document Posted |  | Not Required | N/A | Wholesale Market Participation Agreement | https://www.pjm.com/pjmfiles/pub/planning/project-queues/wmpa/x2059_wmpa.pdf |  | Not Required | N/A | N/A |  | 6/30/2011 | N/A | N/A |  | 7/15/2015 | Customer Milestone Not Met | 12/31/2014 | 12/31/2014 |  | N | No
X2-060 | East Mill 138kV | MeadWestvaco Covington Mill Site | VA | City of Covington | In Service | Dominion | 30 | 30 | 0 | 30 | Energy | Generation Interconnection | Biomass |  |  | N/A | https://www.pjm.com/pjmfiles/pub/planning/project-queues/feas_docs/x2060_fea.pdf | Document Posted | https://www.pjm.com/pjmfiles/pub/planning/project-queues/impact_studies/x2060_imp.pdf | Document Posted | https://www.pjm.com/pjmfiles/pub/planning/project-queues/facilities/x2060_fac.pdf | Document Posted | https://www.pjm.com/pjmfiles/pub/planning/project-queues/isa/x2_060_isa.pdf | Document Posted | N/A | https://www.pjm.com/pjmfiles/pub/planning/project-queues/csa/x2_060_csa.pdf | Document Posted | N/A | N/A |  | 6/30/2011 | N/A | N/A |  |  |  | 6/1/2014 | 6/1/2014 | 10/15/2013 | N | No
X2-061 | Lawrenceville 34.5kV |  | VA | Brunswick | Withdrawn | Dominion | 15 | 4 | 4 |  | Capacity | Generation Interconnection | Methane |  |  | N/A | https://www.pjm.com/pjmfiles/pub/planning/project-queues/feas_docs/x2061_fea.pdf | Document Posted |  | Withdrawn |  |  | N/A |  | N/A |  |  | N/A | N/A |  | 6/30/2011 | N/A | N/A |  | 12/14/2011 | Customer Initiated Withdrawal | 6/1/2012 | 6/1/2012 |  | N | No
X2-062 | North Hanover |  | NJ | Burlington | Withdrawn | JCPL | 5 | 5 | 1.9 |  | Capacity | Generation Interconnection | Solar |  |  | N/A | https://www.pjm.com/pjmfiles/pub/planning/project-queues/feas_docs/x2062_fea.pdf | Document Posted |  | Withdrawn |  |  | N/A |  | N/A |  |  | N/A | N/A |  | 6/30/2011 | N/A | N/A |  | 11/18/2011 | Customer Milestone Not Met | 10/30/2012 |  |  | N | No
X2-066 | S. Harrington-N. Seaford 138kV |  | DE | Sussex | Withdrawn | DPL | 312 | 312 | 309 |  | Capacity | Generation Interconnection | Natural Gas |  |  | N/A | https://www.pjm.com/pjmfiles/pub/planning/project-queues/feas_docs/x2066_fea.pdf | Document Posted | https://www.pjm.com/pjmfiles/pub/planning/project-queues/impact_studies/x2066_imp.pdf | Document Posted | https://www.pjm.com/pjmfiles/pub/planning/project-queues/facilities/x2066_fac.pdf | Document Posted |  | Withdrawn | N/A |  | Withdrawn | N/A | N/A |  | 7/18/2011 | N/A | N/A |  | 1/15/2015 | Customer Initiated Withdrawal | 6/1/2016 |  |  | N | No
X2-067 | Cartanza 230kV |  | DE | Kent | Withdrawn | DPL | 309 | 309 | 309 |  | Capacity | Generation Interconnection | Natural Gas |  |  | N/A | https://www.pjm.com/pjmfiles/pub/planning/project-queues/feas_docs/x2067_fea.pdf | Document Posted | https://www.pjm.com/pjmfiles/pub/planning/project-queues/impact_studies/x2067_imp.pdf | Document Posted | https://www.pjm.com/pjmfiles/pub/planning/project-queues/facilities/x2067_fac.pdf | Document Posted |  | Withdrawn | N/A |  | Withdrawn | N/A | N/A |  | 7/18/2011 | N/A | N/A |  | 2/26/2015 | Customer Initiated Withdrawal | 6/1/2016 |  |  | N | No
X2-068 | Lopatcong |  | NJ | Warren | Withdrawn | JCPL | 10 | 10 | 3.8 |  | Capacity | Generation Interconnection | Solar |  |  | N/A | https://www.pjm.com/pjmfiles/pub/planning/project-queues/feas_docs/x2068_fea.pdf | Document Posted |  | Withdrawn |  |  | N/A |  | N/A |  |  | N/A | N/A |  | 7/19/2011 | N/A | N/A |  | 11/30/2011 | Customer Milestone Not Met | 5/31/2013 |  |  | N | No
X2-069 | Swedesboro |  | NJ | Gloucester | Withdrawn | AEC | 5 | 5 | 1.9 |  | Capacity | Generation Interconnection | Solar |  |  | N/A | https://www.pjm.com/pjmfiles/pub/planning/project-queues/feas_docs/x2069_fea.pdf | Document Posted |  | Withdrawn |  |  | N/A |  | N/A |  |  | N/A | N/A |  | 7/19/2011 | N/A | N/A |  | 1/3/2012 | Customer Milestone Not Met | 5/31/2013 |  |  | N | No
X2-070 | Hightstown |  | NJ | Mercer | Withdrawn | JCPL | 10 | 10 | 3.8 |  | Capacity | Generation Interconnection | Solar |  |  | N/A |  | Withdrawn |  |  |  |  | N/A |  | N/A |  |  | N/A | N/A |  | 7/19/2011 | N/A | N/A |  | 8/15/2011 | Customer Initiated Withdrawal | 5/31/2013 |  |  | N | No
X2-071 | Beckett |  | NJ | Salem | Withdrawn | AEC | 5 | 5 | 1.9 |  | Capacity | Generation Interconnection | Solar |  |  | N/A | https://www.pjm.com/pjmfiles/pub/planning/project-queues/feas_docs/x2071_fea.pdf | Document Posted |  | Withdrawn |  |  | N/A |  | N/A |  |  | N/A | N/A |  | 7/19/2011 | N/A | N/A |  | 1/3/2012 |  | 5/31/2013 |  |  | N | No
X2-072 |  |  | NJ | Atlantic | Withdrawn | AEC |  |  |  |  | Energy | Generation Interconnection | Solar |  |  | N/A |  | Withdrawn |  |  |  |  | N/A |  | N/A |  |  | N/A | N/A |  | 7/19/2011 | N/A | N/A |  | 9/22/2013 | Customer Milestone Not Met |  |  |  | N | No
X2-074 | Gibbsboro 12kV |  | NJ | Camden | Withdrawn | AEC | 1 | 1 | 0.38 |  | Capacity | Generation Interconnection | Solar |  |  | N/A | https://www.pjm.com/pjmfiles/pub/planning/project-queues/feas_docs/x2074_fea.pdf | Document Posted | https://www.pjm.com/pjmfiles/pub/planning/project-queues/impact_studies/x2074_imp.pdf | Document Posted |  | Withdrawn | N/A |  | N/A |  |  | N/A | N/A |  | 7/25/2011 | N/A | N/A |  | 5/8/2012 | Customer Initiated Withdrawal | 9/1/2012 |  |  | N | No
X2-075 | Flemington | Junction Road Solar Farm | NJ | Hunterdon | In Service | JCPL | 6 | 6 | 2.28 | 6 | Capacity | Generation Interconnection | Solar |  |  | N/A | https://www.pjm.com/pjmfiles/pub/planning/project-queues/feas_docs/x2075_fea.pdf | Document Posted | https://www.pjm.com/pjmfiles/pub/planning/project-queues/impact_studies/x2075_imp.pdf | Document Posted |  | Not Required | N/A | Wholesale Market Participation Agreement | https://www.pjm.com/pjmfiles/pub/planning/project-queues/wmpa/x2075_wmpa.pdf |  | Not Required | N/A | N/A | 5/3/2016 | 7/26/2011 | N/A | N/A | 5/18/2016 |  |  | 6/12/2017 | 6/12/2017 | 5/19/2016 | N | No
X2-076 | Carson-Wake 500kV | Brunswick Combined Cycle Power Station | VA | Brunswick | In Service | Dominion | 1525.5 | 1525.5 | 1376 | 1525.5 | Capacity | Generation Interconnection | Natural Gas |  |  | N/A | https://www.pjm.com/pjmfiles/pub/planning/project-queues/feas_docs/x2076_fea.pdf | Document Posted | https://www.pjm.com/pjmfiles/pub/planning/project-queues/impact_studies/x2076_imp.pdf | Document Posted | https://www.pjm.com/pjmfiles/pub/planning/project-queues/facilities/x2076_fac.pdf | Document Posted | https://www.pjm.com/pjmfiles/pub/planning/project-queues/isa/x2_076_isa.pdf | Document Posted | N/A | https://www.pjm.com/pjmfiles/pub/planning/project-queues/csa/x2_076_csa.pdf | Document Posted | N/A | N/A |  | 7/28/2011 | N/A | N/A |  |  |  | 5/1/2016 | 5/1/2016 | 3/7/2016 | N | No
X2-077 | Hursch Road 69kV |  | OH | Darke | Withdrawn | Dayton | 10 | 10 | 3.8 |  | Capacity | Generation Interconnection | Solar |  |  | N/A |  | Withdrawn |  |  |  |  | N/A |  | N/A |  |  | N/A | N/A |  | 7/28/2011 | N/A | N/A |  | 2/14/2012 | Customer Initiated Withdrawal | 3/31/2013 |  |  | N | No
X2-078 | Ringoes |  | NJ | Hunterdon | Withdrawn | JCPL | 0.38 | 0.38 | 0 |  | Energy | Generation Interconnection | Solar |  |  | N/A | https://www.pjm.com/pjmfiles/pub/planning/project-queues/feas_docs/x2078_fea.pdf | Document Posted | https://www.pjm.com/pjmfiles/pub/planning/project-queues/impact_studies/x2078_imp.pdf | Document Posted |  | Not Required |  | Withdrawn | N/A |  | Withdrawn | N/A | N/A |  | 7/29/2011 | N/A | N/A |  | 5/11/2012 | Customer Milestone Not Met | 12/31/2012 |  |  | N | No
X2-079 |  |  | NJ | Atlantic | Withdrawn | AEC |  |  |  |  | Energy | Generation Interconnection | Solar |  |  | N/A |  | Withdrawn |  |  |  |  | N/A |  | N/A |  |  | N/A | N/A |  | 7/28/2011 | N/A | N/A |  | 9/27/2013 | Customer Milestone Not Met |  |  |  | N | No
X2-080 |  |  | NJ | Cumberland | Withdrawn | AEC |  |  |  |  | Energy | Generation Interconnection | Solar |  |  | N/A |  | Withdrawn |  |  |  |  | N/A |  | N/A |  |  | N/A | N/A |  | 7/28/2011 | N/A | N/A |  | 9/27/2013 | Customer Milestone Not Met |  |  |  | N | No
X2-081 | Phillipsburg |  | NJ | Warren | Withdrawn | JCPL | 1.5 | 1.5 | 0.6 |  | Capacity | Generation Interconnection | Solar |  |  | N/A |  | Withdrawn |  |  |  |  | N/A |  | N/A |  |  | N/A | N/A |  | 7/28/2011 | N/A | N/A |  | 8/23/2011 | Customer Milestone Not Met | 2/1/2012 |  |  | N | No
X2-082 | Chesterfield 230kV |  | VA | Chesterfield | Withdrawn | Dominion | 1575 | 1575 | 1420 |  | Capacity | Generation Interconnection | Natural Gas |  |  | N/A | https://www.pjm.com/pjmfiles/pub/planning/project-queues/feas_docs/x2082_fea.pdf | Document Posted | https://www.pjm.com/pjmfiles/pub/planning/project-queues/impact_studies/x2082_imp.pdf | Document Posted |  | Withdrawn | https://www.pjm.com/pjmfiles/pub/planning/project-queues/isa/x2_082_isa2.pdf | Interim Study | N/A | https://www.pjm.com/pjmfiles/pub/planning/project-queues/csa/x2_082_csa.pdf | Document Posted | N/A | N/A |  | 7/28/2011 | N/A | N/A |  | 12/5/2012 | Customer Initiated Withdrawal | 12/1/2015 |  |  | N | No
X2-083 | Newark 12kV | Brookside Energy Center | DE | New Castle | In Service | DPL | 3 | 3 | 3 | 3 | Capacity | Generation Interconnection | Other |  |  | N/A | https://www.pjm.com/pjmfiles/pub/planning/project-queues/feas_docs/x2083_fea.pdf | Document Posted | https://www.pjm.com/pjmfiles/pub/planning/project-queues/impact_studies/x2083_imp.pdf | Document Posted | https://www.pjm.com/pjmfiles/pub/planning/project-queues/facilities/x2083_fac.pdf | Document Posted | N/A | Wholesale Market Participation Agreement | https://www.pjm.com/pjmfiles/pub/planning/project-queues/wmpa/x2083_wmpa.pdf |  | Not Required | N/A | N/A |  | 7/29/2011 | N/A | N/A |  |  |  | 8/15/2012 | 8/15/2012 | 6/21/2012 | N | No
X2-084 | East New Market 69kV |  | MD | Dorchester | Withdrawn | DPL | 19.6 | 19.6 | 7.45 |  | Capacity | Generation Interconnection | Solar |  |  | N/A | https://www.pjm.com/pjmfiles/pub/planning/project-queues/feas_docs/x2084_fea.pdf | Document Posted | https://www.pjm.com/pjmfiles/pub/planning/project-queues/impact_studies/x2084_imp.pdf | Document Posted |  | Withdrawn | N/A |  | N/A |  |  | N/A | N/A |  | 7/29/2011 | N/A | N/A |  | 5/10/2012 | Customer Milestone Not Met | 10/1/2012 |  |  | N | No
X2-085 | Barberton–Seiberling 23kV | Barberton Solar | OH | Summit | Withdrawn | ATSI | 14 | 14 | 5.32 |  | Capacity | Generation Interconnection | Solar |  |  | N/A | https://www.pjm.com/pjmfiles/pub/planning/project-queues/feas_docs/x2085_fea.pdf | Document Posted | https://www.pjm.com/pjmfiles/pub/planning/project-queues/impact_studies/x2085_imp.pdf | Document Posted |  | Not Required | N/A | Wholesale Market Participation Agreement | https://www.pjm.com/pjmfiles/pub/planning/project-queues/wmpa/x2085_wmpa.pdf |  | Not Required | N/A | N/A |  | 7/29/2011 | N/A | N/A |  | 6/12/2014 | Customer Initiated Withdrawal | 6/30/2014 | 6/30/2014 |  | N | No
X2-086 | Mt. Storm 115kV |  | WV | Grant | Withdrawn | Dominion | 77 | 77 | 74 |  | Capacity | Generation Interconnection | Coal |  |  | N/A | https://www.pjm.com/pjmfiles/pub/planning/project-queues/feas_docs/x2086_fea.pdf | Document Posted | https://www.pjm.com/pjmfiles/pub/planning/project-queues/impact_studies/x2086_imp.pdf | Document Posted |  | Not Required |  | Withdrawn | N/A |  |  | N/A | N/A |  | 7/29/2011 | N/A | N/A |  | 1/9/2012 | Customer Milestone Not Met | 12/1/2014 |  |  | N | No
X2-087 | Doremus 13kV | Food Bank Solar | NJ | Union | In Service | PSEG | 1 | 1 | 0.38 | 1 | Capacity | Generation Interconnection | Solar |  |  | N/A | https://www.pjm.com/pjmfiles/pub/planning/project-queues/feas_docs/x2087_fea.pdf | Document Posted | https://www.pjm.com/pjmfiles/pub/planning/project-queues/impact_studies/x2087_imp.pdf | Document Posted |  | Not Required | N/A | Wholesale Market Participation Agreement | https://www.pjm.com/pjmfiles/pub/planning/project-queues/wmpa/x2087_wmpa.pdf |  | Not Required | N/A | N/A |  | 7/29/2011 | N/A | N/A |  |  |  | 9/30/2012 | 9/30/2012 | 8/18/2012 | N | No
X2-088 | Devils Brook 13kV | Black Rock Solar | NJ | Middlesex | In Service | PSEG | 2.356 | 2.356 | 0.895 | 2.356 | Capacity | Generation Interconnection | Solar |  |  | N/A | https://www.pjm.com/pjmfiles/pub/planning/project-queues/feas_docs/x2088_fea.pdf | Document Posted | https://www.pjm.com/pjmfiles/pub/planning/project-queues/impact_studies/x2088_imp.pdf | Document Posted |  | Not Required | N/A | Wholesale Market Participation Agreement | https://www.pjm.com/pjmfiles/pub/planning/project-queues/wmpa/x2088_wmpa.pdf |  | Not Required | N/A | N/A |  | 7/29/2011 | N/A | N/A |  |  |  | 9/30/2012 | 9/30/2012 | 3/26/2012 | N | No
X2-089 | Pierson Avenue 13kV | Summit Associates Solar | NJ | Middlesex | In Service | PSEG | 2 | 2 | 0.76 | 2 | Capacity | Generation Interconnection | Solar |  |  | N/A | https://www.pjm.com/pjmfiles/pub/planning/project-queues/feas_docs/x2089_fea.pdf | Document Posted | https://www.pjm.com/pjmfiles/pub/planning/project-queues/impact_studies/x2089_imp.pdf | Document Posted |  | Not Required | N/A | Wholesale Market Participation Agreement | https://www.pjm.com/pjmfiles/pub/planning/project-queues/wmpa/x2089_wmpa.pdf |  | Not Required | N/A | N/A |  | 7/29/2011 | N/A | N/A |  |  |  | 9/30/2012 | 9/30/2012 | 12/31/2011 | N | No
X2-090 | Dewey-Inez 69kV |  | KY | Martin | Withdrawn | AEP | 21 | 19 | 11.4 |  | Capacity | Generation Interconnection | Biomass |  |  | N/A | https://www.pjm.com/pjmfiles/pub/planning/project-queues/feas_docs/x2090_fea.pdf | Document Posted |  | Withdrawn |  |  | N/A |  | N/A |  |  | N/A | N/A |  | 7/29/2011 | N/A | N/A |  | 1/12/2012 | Customer Milestone Not Met | 8/31/2012 |  |  | N | No
X2-091 | Hegewisch 34kV |  | IL | Cook | Withdrawn | ComEd | 10 | 10 | 3.8 |  | Capacity | Generation Interconnection | Solar |  |  | N/A | https://www.pjm.com/pjmfiles/pub/planning/project-queues/feas_docs/x2091_fea.pdf | Document Posted | https://www.pjm.com/pjmfiles/pub/planning/project-queues/impact_studies/x2091_imp.pdf | Document Posted |  | Not Required |  | Withdrawn | N/A |  | Not Required | N/A | N/A |  | 7/29/2011 | N/A | N/A |  | 7/2/2012 | Customer Initiated Withdrawal | 7/31/2013 |  |  | N | No
X2-092 | Cornell 34.5kV |  | IL | Livingston | Withdrawn | ComEd | 10 | 10 | 3.8 |  | Capacity | Generation Interconnection | Solar |  |  | N/A | https://www.pjm.com/pjmfiles/pub/planning/project-queues/feas_docs/x2092_fea.pdf | Document Posted | https://www.pjm.com/pjmfiles/pub/planning/project-queues/impact_studies/x2092_imp.pdf | Document Posted |  | Not Required |  | Withdrawn | N/A |  | Not Required | N/A | N/A |  | 7/29/2011 | N/A | N/A |  | 7/2/2012 | Customer Initiated Withdrawal | 7/31/2013 |  |  | N | No
X2-093 | Pontiac-Midpoint 34.5kV |  | IL | Livingston | Withdrawn | ComEd | 10 | 10 | 3.8 |  | Capacity | Generation Interconnection | Solar |  |  | N/A | https://www.pjm.com/pjmfiles/pub/planning/project-queues/feas_docs/x2093_fea.pdf | Document Posted | https://www.pjm.com/pjmfiles/pub/planning/project-queues/impact_studies/x2093_imp.pdf | Document Posted |  | Not Required |  | Withdrawn | N/A |  | Not Required | N/A | N/A |  | 7/29/2011 | N/A | N/A |  | 7/2/2012 | Customer Initiated Withdrawal | 7/31/2013 |  |  | N | No
X2-094 | Green Brook 13kV |  | NJ | Middlesex | Withdrawn | PSEG | 3 | 3 | 1.14 |  | Capacity | Generation Interconnection | Solar |  |  | N/A | https://www.pjm.com/pjmfiles/pub/planning/project-queues/feas_docs/x2094_fea.pdf | Document Posted | https://www.pjm.com/pjmfiles/pub/planning/project-queues/impact_studies/x2094_imp.pdf | Document Posted |  | Not Required |  | Withdrawn | N/A |  | Not Required | N/A | N/A |  | 7/29/2011 | N/A | N/A |  | 1/12/2012 | Customer Milestone Not Met | 1/31/2013 |  |  | N | No
X2-095 | Cape May Court House 12kV |  | NJ | Cape May | Withdrawn | AEC | 1.82 | 1.82 | 0.69 |  | Capacity | Generation Interconnection | Solar |  |  | N/A |  | Withdrawn |  |  |  |  | N/A |  | N/A |  |  | N/A | N/A |  | 7/29/2011 | N/A | N/A |  | 8/23/2011 | Customer Milestone Not Met | 6/1/2012 |  |  | N | No
X2-096 | Wantage |  | NJ | Sussex | Withdrawn | JCPL | 4 | 4 | 1.5 |  | Capacity | Generation Interconnection | Solar |  |  | N/A |  | Withdrawn |  |  |  |  | N/A |  | N/A |  |  | N/A | N/A |  | 7/29/2011 | N/A | N/A |  | 8/23/2011 | Customer Milestone Not Met | 7/31/2013 |  |  | N | No
X2-097 | Andover |  | NJ | Sussex | Withdrawn | JCPL | 10 | 10 | 3.8 |  | Capacity | Generation Interconnection | Solar |  |  | N/A |  | Withdrawn |  |  |  |  | N/A |  | N/A |  |  | N/A | N/A |  | 7/29/2011 | N/A | N/A |  | 8/23/2011 | Customer Milestone Not Met | 7/31/2013 |  |  | N | No
X2-098 | Lopatcong #2 |  | NJ | Warren | Withdrawn | JCPL | 10 | 10 | 3.8 |  | Capacity | Generation Interconnection | Solar |  |  | N/A |  | Withdrawn |  |  |  |  | N/A |  | N/A |  |  | N/A | N/A |  | 7/29/2011 | N/A | N/A |  | 8/23/2011 | Customer Milestone Not Met | 7/31/2013 |  |  | N | No
X2-099 | Sparta-Woodruff's Gap 34kV | Sparta Solar Farm | NJ | Sussex | Withdrawn | JCPL | 10 | 10 | 3.8 |  | Capacity | Generation Interconnection | Solar |  |  | N/A | https://www.pjm.com/pjmfiles/pub/planning/project-queues/feas_docs/x2099_fea.pdf | Document Posted | https://www.pjm.com/pjmfiles/pub/planning/project-queues/impact_studies/x2099_imp.pdf | Document Posted |  | Not Required | N/A | Wholesale Market Participation Agreement | https://www.pjm.com/pjmfiles/pub/planning/project-queues/wmpa/x2099_wmpa.pdf |  | Not Required | N/A | N/A |  | 7/29/2011 | N/A | N/A |  | 3/14/2013 | Customer Initiated Withdrawal | 12/31/2014 | 12/31/2014 |  | N | No
X2-100 | Woodstown-Laurel 69kV |  | NJ | Salem | Withdrawn | AEC | 14.4 | 14.4 | 1.87 |  | Capacity | Generation Interconnection | Wind |  |  | N/A | https://www.pjm.com/pjmfiles/pub/planning/project-queues/feas_docs/x2100_fea.pdf | Document Posted | https://www.pjm.com/pjmfiles/pub/planning/project-queues/impact_studies/x2100_imp.pdf | Document Posted |  | Withdrawn | N/A |  | N/A |  |  | N/A | N/A |  | 7/29/2011 | N/A | N/A |  | 1/18/2012 | Customer Milestone Not Met | 9/1/2012 |  |  | N | No
X2-101 | Upper Pittsgrove 138kV |  | NJ | Salem | Withdrawn | AEC | 18 | 18 | 2.34 |  | Capacity | Generation Interconnection | Wind |  |  | N/A | https://www.pjm.com/pjmfiles/pub/planning/project-queues/feas_docs/x2101_fea.pdf | Document Posted | https://www.pjm.com/pjmfiles/pub/planning/project-queues/impact_studies/x2101_imp.pdf | Document Posted |  | Withdrawn | N/A |  | N/A |  |  | N/A | N/A |  | 7/29/2011 | N/A | N/A |  | 1/18/2012 | Customer Milestone Not Met | 9/1/2012 |  |  | N | No
X3-001 | West Melrose 34.5kV | Edgewood | OH | Hancock | Withdrawn | AEP | 1.82 | 1.82 | 0.69 |  | Capacity | Generation Interconnection | Solar |  |  | N/A | https://www.pjm.com/pjmfiles/pub/planning/project-queues/feas_docs/x3001_fea.pdf | Document Posted | https://www.pjm.com/pjmfiles/pub/planning/project-queues/impact_studies/x3001_imp.pdf | Document Posted |  | Not Required | N/A | Wholesale Market Participation Agreement | https://www.pjm.com/pjmfiles/pub/planning/project-queues/wmpa/x3001_wmpa.pdf |  | Not Required | N/A | N/A |  | 8/1/2011 | N/A | N/A |  | 11/10/2016 | Customer Initiated Withdrawal | 7/15/2014 | 7/15/2014 |  | N | No
X3-002 | Greenville 12kV | Greenville Solar | OH | Darke | Withdrawn | Dayton | 3.38 | 3.38 | 1.28 |  | Capacity | Generation Interconnection | Solar |  |  | N/A | https://www.pjm.com/pjmfiles/pub/planning/project-queues/feas_docs/x3002_fea.pdf | Document Posted | https://www.pjm.com/pjmfiles/pub/planning/project-queues/impact_studies/x3002_imp.pdf | Document Posted |  | Not Required | N/A | Wholesale Market Participation Agreement | https://www.pjm.com/pjmfiles/pub/planning/project-queues/wmpa/x3002_wmpa.pdf |  | Not Required | N/A | N/A |  | 8/1/2011 | N/A | N/A |  | 9/17/2018 |  | 12/31/2017 | 12/31/2017 |  | N | No
X3-003 | Mehoopany II 115 kV | Mehoopany Plant | PA | Wyoming | In Service | PENELEC | 64 | 20 | 0 | 20 | Energy | Generation Interconnection | Natural Gas |  |  | N/A | https://www.pjm.com/pjmfiles/pub/planning/project-queues/feas_docs/x3003_fea.pdf | Document Posted | https://www.pjm.com/pjmfiles/pub/planning/project-queues/impact_studies/x3003_imp.pdf | Document Posted |  | Not Required | https://www.pjm.com/pjmfiles/pub/planning/project-queues/isa/x3_003_isa.pdf | Document Posted | N/A | https://www.pjm.com/pjmfiles/pub/planning/project-queues/csa/x3_003_csa.pdf | Document Posted | N/A | N/A |  | 8/3/2011 | N/A | N/A |  |  |  | 10/17/2013 | 10/17/2013 | 11/15/2013 | N | No
X3-004 | Essex 230kV | Newark Energy Center | NJ | Essex | In Service | PSEG | 710 | 35 | 35 | 35 | Capacity | Generation Interconnection | Natural Gas |  |  | N/A | https://www.pjm.com/pjmfiles/pub/planning/project-queues/feas_docs/x3004_fea.pdf | Document Posted | https://www.pjm.com/pjmfiles/pub/planning/project-queues/impact_studies/x3004_imp.pdf | Document Posted |  | Not Required | https://www.pjm.com/pjmfiles/pub/planning/project-queues/isa/x3_004_isa.pdf | Document Posted | N/A | https://www.pjm.com/pjmfiles/pub/planning/project-queues/csa/x3_004_csa.pdf | Document Posted | N/A | N/A | 7/15/2014 | 8/8/2011 | N/A | N/A |  |  |  | 3/31/2016 | 3/31/2016 | 6/29/2015 | N | No
X3-005 | Wildwood 12kV | City Solar | IL | Cook | In Service | ComEd | 9 | 9 | 3.4 | 9 | Capacity | Generation Interconnection | Solar |  |  | N/A | https://www.pjm.com/pjmfiles/pub/planning/project-queues/feas_docs/x3005_fea.pdf | Document Posted | https://www.pjm.com/pjmfiles/pub/planning/project-queues/impact_studies/x3005_imp.pdf | Document Posted |  | Not Required | https://www.pjm.com/pjmfiles/pub/planning/project-queues/isa/x3_005_isa.pdf | Document Posted | N/A |  | Not Required | N/A | N/A |  | 8/8/2011 | N/A | N/A |  |  |  | 6/1/2013 | 6/1/2013 | 9/26/2013 | N | No
X3-006 | North Temple 230kV |  | PA | Berks | Withdrawn | ME | 800 | 150 | 110 |  | Capacity | Generation Interconnection | Natural Gas |  |  | N/A | https://www.pjm.com/pjmfiles/pub/planning/project-queues/feas_docs/x3006_fea.pdf | Document Posted | https://www.pjm.com/pjmfiles/pub/planning/project-queues/impact_studies/x3006_imp.pdf | Document Posted |  | Withdrawn | N/A |  | N/A |  |  | N/A | N/A |  | 8/8/2011 | N/A | N/A |  | 2/13/2014 | Customer Milestone Not Met | 6/1/2014 |  |  | N | No
X3-007 | Bustleton 13kV | LB Solar | NJ | Burlington | Withdrawn | PSEG | 2 | 2 | 0 |  | Energy | Generation Interconnection | Solar |  |  | N/A | https://www.pjm.com/pjmfiles/pub/planning/project-queues/feas_docs/x3007_fea.pdf | Document Posted | https://www.pjm.com/pjmfiles/pub/planning/project-queues/impact_studies/x3007_imp.pdf | Document Posted |  | Not Required | N/A | Wholesale Market Participation Agreement | https://www.pjm.com/pjmfiles/pub/planning/project-queues/wmpa/x3007_wmpa.pdf |  | Not Required | N/A | N/A |  | 8/8/2011 | N/A | N/A |  | 1/28/2015 | Customer Milestone Not Met | 9/30/2014 | 9/30/2014 |  | N | No
X3-008 | Todd 69kV | Dorchester County Solar 1 Project | MD | Anne Arundel | In Service | DPL | 20 | 20 | 7.6 | 20 | Capacity | Generation Interconnection | Solar |  |  | N/A | https://www.pjm.com/pjmfiles/pub/planning/project-queues/feas_docs/x3008_fea.pdf | Document Posted | https://www.pjm.com/pjmfiles/pub/planning/project-queues/impact_studies/x3008_imp.pdf | Document Posted | https://www.pjm.com/pjmfiles/pub/planning/project-queues/facilities/x3008_fac.pdf | Document Posted | N/A | Wholesale Market Participation Agreement | https://www.pjm.com/pjmfiles/pub/planning/project-queues/wmpa/x3008_wmpa.pdf |  | Not Required | N/A | N/A | 3/15/2021 | 8/12/2011 | N/A | N/A | 3/15/2021 |  |  | 7/31/2021 | 7/31/2021 | 4/8/2021 | N | No
X3-009 | New Market 69kV |  | MD | Dorchester | Withdrawn | DPL | 20 | 20 | 7.6 |  | Capacity | Generation Interconnection | Solar |  |  | N/A | https://www.pjm.com/pjmfiles/pub/planning/project-queues/feas_docs/x3009_fea.pdf | Document Posted | https://www.pjm.com/pjmfiles/pub/planning/project-queues/impact_studies/x3009_imp.pdf | Document Posted |  | Withdrawn | N/A |  | N/A |  |  | N/A | N/A |  | 8/12/2011 | N/A | N/A |  | 8/24/2012 | Customer Initiated Withdrawal | 6/1/2017 |  |  | N | No
X3-010 | Franklin #1 |  | NJ | Warren | Withdrawn | JCPL | 3 | 3 | 1.14 |  | Capacity | Generation Interconnection | Solar |  |  | N/A | https://www.pjm.com/pjmfiles/pub/planning/project-queues/feas_docs/x3010_fea.pdf | Document Posted |  | Withdrawn |  |  | N/A |  | N/A |  |  | N/A | N/A |  | 8/15/2011 | N/A | N/A |  | 3/9/2012 | Customer Initiated Withdrawal | 8/30/2013 |  |  | N | No
X3-011 | Franklin #2 | Beidelman Solar Farm | NJ | Warren | Withdrawn | JCPL | 5 | 5 | 1.9 |  | Capacity | Generation Interconnection | Solar |  |  | N/A | https://www.pjm.com/pjmfiles/pub/planning/project-queues/feas_docs/x3011_fea.pdf | Document Posted | https://www.pjm.com/pjmfiles/pub/planning/project-queues/impact_studies/x3011_imp.pdf | Document Posted |  | Not Required | N/A | Wholesale Market Participation Agreement | https://www.pjm.com/pjmfiles/pub/planning/project-queues/wmpa/x3011_wmpa.pdf |  | Not Required | N/A | N/A |  | 8/15/2011 | N/A | N/A |  | 7/21/2015 | Customer Initiated Withdrawal | 6/30/2015 | 6/30/2015 |  | N | No
X3-013 | Wildwood Crest 12kV |  | NJ | Cape May | Withdrawn | AEC | 8 | 8 | 3.04 |  | Capacity | Generation Interconnection | Solar |  |  | N/A | https://www.pjm.com/pjmfiles/pub/planning/project-queues/feas_docs/x3013_fea.pdf | Document Posted |  | Withdrawn |  |  | N/A |  | N/A |  |  | N/A | N/A |  | 8/15/2011 | N/A | N/A |  | 3/12/2012 | Customer Initiated Withdrawal | 11/1/2012 |  |  | N | No
X3-014 | South Harrington-North Seaford 138kV |  | DE | Sussex | Withdrawn | DPL | 300 | 300 | 300 |  | Capacity | Generation Interconnection | Natural Gas |  |  | N/A | https://www.pjm.com/pjmfiles/pub/planning/project-queues/feas_docs/x3014_fea.pdf | Document Posted |  | Withdrawn |  |  | N/A |  | N/A |  |  | N/A | N/A |  | 8/16/2011 | N/A | N/A |  | 4/27/2012 | Customer Milestone Not Met | 6/1/2016 |  |  | N | No
X3-015 | West Cambridge-Vienna 69kV | Linkwood Solar | MD | Dorchester | Withdrawn | DPL | 19.5 | 19.5 | 7.41 |  | Capacity | Generation Interconnection | Solar |  |  | N/A | https://www.pjm.com/pjmfiles/pub/planning/project-queues/feas_docs/x3015_fea.pdf | Document Posted | https://www.pjm.com/pjmfiles/pub/planning/project-queues/impact_studies/x3015_imp.pdf | Document Posted | https://www.pjm.com/pjmfiles/pub/planning/project-queues/facilities/x3015_fac.pdf | Document Posted | https://www.pjm.com/pjmfiles/pub/planning/project-queues/isa/x3_015_isa.pdf | Document Posted | N/A | https://www.pjm.com/pjmfiles/pub/planning/project-queues/csa/x3_015_csa.pdf | Document Posted | N/A | N/A |  | 8/22/2011 | N/A | N/A |  | 10/10/2017 |  | 9/1/2017 | 9/1/2017 |  | N | No
X3-016 | Carneys Point Township 12kV |  | NJ | Salem | Withdrawn | AEC | 10 | 10 | 3.8 |  | Capacity | Generation Interconnection | Solar |  |  | N/A | https://www.pjm.com/pjmfiles/pub/planning/project-queues/feas_docs/x3016_fea.pdf | Document Posted |  | Withdrawn |  |  | N/A |  | N/A |  |  | N/A | N/A |  | 8/23/2011 | N/A | N/A |  | 3/13/2012 | Customer Initiated Withdrawal | 12/31/2011 |  |  | N | No
X3-017 | Elsinboro Township 12kV |  | NJ | Salem | Withdrawn | AEC | 2 | 2 | 0 |  | Energy | Generation Interconnection | Solar |  |  | N/A | https://www.pjm.com/pjmfiles/pub/planning/project-queues/feas_docs/x3017_fea.pdf | Document Posted |  | Withdrawn |  |  | N/A |  | N/A |  |  | N/A | N/A |  | 8/29/2011 | N/A | N/A |  | 3/14/2012 | Customer Initiated Withdrawal | 11/1/2011 |  |  | N | No
X3-018 | Vineland 12kV |  | NJ | Cumberland | Withdrawn | AEC | 2 | 2 | 0 |  | Energy | Generation Interconnection | Solar |  |  | N/A |  | Withdrawn |  |  |  |  | N/A |  | N/A |  |  | N/A | N/A |  | 8/29/2011 | N/A | N/A |  | 10/11/2011 | Customer Initiated Withdrawal | 11/1/2011 |  |  | N | No
X3-022 | Hunterstown-Jackson 138kV |  | PA | Adams | Withdrawn | ME | 100 | 100 | 38 |  | Capacity | Generation Interconnection | Solar |  |  | N/A | https://www.pjm.com/pjmfiles/pub/planning/project-queues/feas_docs/x3022_fea.pdf | Document Posted |  | Withdrawn |  |  | N/A |  | N/A |  |  | N/A | N/A |  | 8/29/2011 | N/A | N/A |  | 3/22/2012 | Customer Milestone Not Met | 12/31/2014 |  |  | N | No
X3-023 | S. Greenwich-Willard 69kV | 6011 Greenwich Windpark, LLC | OH | Huron | Withdrawn | AEP | 60 | 60 | 7.8 |  | Capacity | Generation Interconnection | Wind |  |  | N/A | https://www.pjm.com/pjmfiles/pub/planning/project-queues/feas_docs/x3023_fea.pdf | Document Posted | https://www.pjm.com/pjmfiles/pub/planning/project-queues/impact_studies/x3023_imp.pdf | Document Posted | https://www.pjm.com/pjmfiles/pub/planning/project-queues/facilities/x3023_fac.pdf | Document Posted |  | Withdrawn | N/A |  | Withdrawn | N/A | N/A |  | 8/29/2011 | N/A | N/A |  | 8/5/2016 | Customer Milestone Not Met | 12/31/2017 | 12/31/2017 |  | N | No
X3-024 | Cape May Court House |  | NJ | Cape May | Withdrawn | AEC | 1.82 | 1.82 | 0.69 |  | Capacity | Generation Interconnection | Solar |  |  | N/A | https://www.pjm.com/pjmfiles/pub/planning/project-queues/feas_docs/x3024_fea.pdf | Document Posted |  | Withdrawn |  |  | N/A |  | N/A |  |  | N/A | N/A |  | 8/29/2011 | N/A | N/A |  | 3/14/2012 | Customer Milestone Not Met | 6/1/2012 |  |  | N | No
X3-025 | Morris Park 12kV |  | NJ | Warren | Withdrawn | JCPL | 4.32 | 1.82 | 0.69 |  | Capacity | Generation Interconnection | Solar |  |  | N/A | https://www.pjm.com/pjmfiles/pub/planning/project-queues/feas_docs/x3025_fea.pdf | Document Posted |  | Withdrawn |  |  | N/A |  | N/A |  |  | N/A | N/A |  | 8/29/2011 | N/A | N/A |  | 3/14/2012 | Customer Milestone Not Met | 6/1/2012 |  |  | N | No
X3-026 | Buena Vista Township 12kV |  | NJ | Atlantic | Withdrawn | AEC | 1 | 1 | 0 |  | Energy | Generation Interconnection | Solar |  |  | N/A | https://www.pjm.com/pjmfiles/pub/planning/project-queues/feas_docs/x3026_fea.pdf | Document Posted |  | Withdrawn |  |  | N/A |  | N/A |  |  | N/A | N/A |  | 8/29/2011 | N/A | N/A |  | 3/12/2012 | Customer Milestone Not Met | 12/31/2012 |  |  | N | No
X3-027 | Ocean |  | NJ | Ocean | Withdrawn | AEC | 10 | 10 | 0 |  | Energy | Generation Interconnection | Solar |  |  | N/A | https://www.pjm.com/pjmfiles/pub/planning/project-queues/feas_docs/x3027_fea.pdf | Document Posted |  | Withdrawn |  |  | N/A |  | N/A |  |  | N/A | N/A |  | 8/29/2011 | N/A | N/A |  | 5/2/2012 | Customer Milestone Not Met | 12/31/2012 |  |  | N | No
X3-029 | Belvidere | CHP Belvidere Generation Facility | NJ | Warren | In Service | JCPL | 11.15 | 11.15 | 0 | 11.5 | Energy | Generation Interconnection | Natural Gas |  |  | N/A | https://www.pjm.com/pjmfiles/pub/planning/project-queues/feas_docs/x3029_fea.pdf | Document Posted | https://www.pjm.com/pjmfiles/pub/planning/project-queues/impact_studies/x3029_imp.pdf | Document Posted |  | Not Required | https://www.pjm.com/pjmfiles/pub/planning/project-queues/isa/x3_029_isa.pdf | Document Posted | N/A | https://www.pjm.com/pjmfiles/pub/planning/project-queues/csa/x3_029_csa.pdf | Document Posted | N/A | N/A |  | 8/30/2011 | N/A | N/A |  |  |  | 12/31/2013 | 12/31/2013 | 12/17/2013 | N | No
X3-030 | Shelby-S.W. Lima 345kV |  | OH | Marion | Withdrawn | Dayton | 245 | 245 | 31.85 |  | Capacity | Generation Interconnection | Wind |  |  | N/A | https://www.pjm.com/pjmfiles/pub/planning/project-queues/feas_docs/x3030_fea.pdf | Document Posted | https://www.pjm.com/pjmfiles/pub/planning/project-queues/impact_studies/x3030_imp.pdf | Document Posted |  | Withdrawn | N/A |  | N/A |  |  | N/A | N/A |  | 8/30/2011 | N/A | N/A |  | 5/30/2013 | Customer Initiated Withdrawal | 12/31/2015 | 12/31/2015 |  | N | No
X3-031 | Southwest Lima-West Moulton 138kV |  | OH | Allen | Withdrawn | AEP | 150 | 150 | 19.5 |  | Capacity | Generation Interconnection | Wind |  |  | N/A | https://www.pjm.com/pjmfiles/pub/planning/project-queues/feas_docs/x3031_fea.pdf | Document Posted |  | Withdrawn |  |  | N/A |  | N/A |  |  | N/A | N/A |  | 8/30/2011 | N/A | N/A |  | 5/31/2013 | Customer Initiated Withdrawal | 9/30/2015 |  |  | N | No
X3-032 | Poe-Suffolk 115kV |  | VA | Prince George | Withdrawn | Dominion | 155 | 20 | 20 |  | Capacity | Generation Interconnection | Natural Gas |  |  | N/A | https://www.pjm.com/pjmfiles/pub/planning/project-queues/feas_docs/x3032_fea.pdf | Document Posted | https://www.pjm.com/pjmfiles/pub/planning/project-queues/impact_studies/x3032_imp.pdf | Document Posted | https://www.pjm.com/pjmfiles/pub/planning/project-queues/facilities/x3032_fac.pdf | Document Posted |  | Withdrawn | N/A |  | Withdrawn | N/A | N/A |  | 8/31/2011 | N/A | N/A |  | 6/25/2014 | Customer Milestone Not Met | 6/1/2015 | 6/1/2015 |  | N | No
X3-033 | Green |  | NJ | Sussex | Withdrawn | JCPL | 16 | 16 | 6.08 |  | Capacity | Generation Interconnection | Solar |  |  | N/A | https://www.pjm.com/pjmfiles/pub/planning/project-queues/feas_docs/x3033_fea.pdf | Document Posted |  | Withdrawn |  |  | N/A |  | N/A |  |  | N/A | N/A |  | 8/31/2011 | N/A | N/A |  | 2/7/2012 | Customer Initiated Withdrawal | 5/1/2013 |  |  | N | No
X3-034 | Hunterstown-Jackson 130kV |  | PA | Washington | Withdrawn | APS | 20 | 20 | 0 |  | Energy | Generation Interconnection | Solar |  |  | N/A | https://www.pjm.com/pjmfiles/pub/planning/project-queues/feas_docs/x3034_fea.pdf | Document Posted | https://www.pjm.com/pjmfiles/pub/planning/project-queues/impact_studies/x3034_imp.pdf | Document Posted |  | Withdrawn | N/A |  | N/A |  |  | N/A | N/A |  | 8/31/2011 | N/A | N/A |  | 9/27/2012 | Customer Milestone Not Met | 8/1/2012 |  |  | N | No
X3-035 | Mansfield |  | NJ | Warren | Withdrawn | JCPL | 5 | 5 | 0 |  | Energy | Generation Interconnection | Solar |  |  | N/A | https://www.pjm.com/pjmfiles/pub/planning/project-queues/feas_docs/x3035_fea.pdf | Document Posted |  | Withdrawn |  |  | N/A |  | N/A |  |  | N/A | N/A |  | 8/31/2011 | N/A | N/A |  | 3/23/2012 | Customer Milestone Not Met | 7/4/2012 |  |  | N | No
X3-036 | William 138kV |  | WV | Grant | Withdrawn | APS | 150 | 150 | 19.5 |  | Capacity | Generation Interconnection | Wind |  |  | N/A | https://www.pjm.com/pjmfiles/pub/planning/project-queues/feas_docs/x3036_fea.pdf | Document Posted |  | Withdrawn |  |  | N/A |  | N/A |  |  | N/A | N/A |  | 8/31/2011 | N/A | N/A |  | 3/22/2012 | Customer Milestone Not Met | 12/31/2012 |  |  | N | No
X3-038 | Manchester |  | NJ | Ocean | Withdrawn | JCPL | 20 | 20 | 7.6 |  | Capacity | Generation Interconnection | Solar |  |  | N/A | https://www.pjm.com/pjmfiles/pub/planning/project-queues/feas_docs/x3038_fea.pdf | Document Posted |  | Withdrawn |  |  | N/A |  | N/A |  |  | N/A | N/A |  | 8/31/2011 | N/A | N/A |  | 2/10/2012 | Customer Milestone Not Met | 9/30/2013 |  |  | N | No
X3-039 | Geneva 115kV |  | PA | Crawford | Withdrawn | PENELEC | 96 | 96 | 96 |  | Capacity | Generation Interconnection | Other |  |  | N/A | https://www.pjm.com/pjmfiles/pub/planning/project-queues/feas_docs/x3039_fea.pdf | Document Posted | https://www.pjm.com/pjmfiles/pub/planning/project-queues/impact_studies/x3039_imp.pdf | Document Posted |  | Withdrawn | N/A |  | N/A |  |  | N/A | N/A |  | 8/31/2011 | N/A | N/A |  | 6/19/2013 | Customer Initiated Withdrawal | 7/7/2014 |  |  | N | No
X3-040 | Weirwood-Eastville 69kV |  | VA | Northampton | Withdrawn | ODEC | 18 | 18 | 0 |  | Energy | Generation Interconnection | Wind |  |  | N/A | https://www.pjm.com/pjmfiles/pub/planning/project-queues/feas_docs/x3040_fea.pdf | Document Posted | https://www.pjm.com/pjmfiles/pub/planning/project-queues/impact_studies/x3040_imp.pdf | Document Posted |  | Withdrawn | N/A |  | N/A |  |  | N/A | N/A |  | 8/31/2011 | N/A | N/A |  | 8/13/2014 | Customer Initiated Withdrawal | 6/30/2016 | 6/30/2016 |  | N | No
X3-041 | Milton | Milton | DE | Sussex | Withdrawn | DPL | 14.9 | 14.9 | 5.7 |  | Capacity | Generation Interconnection | Solar |  |  | N/A | https://www.pjm.com/pjmfiles/pub/planning/project-queues/feas_docs/x3041_fea.pdf | Document Posted | https://www.pjm.com/pjmfiles/pub/planning/project-queues/impact_studies/x3041_imp.pdf | Document Posted |  | Not Required | N/A | Wholesale Market Participation Agreement | https://www.pjm.com/pjmfiles/pub/planning/project-queues/wmpa/x3041_wmpa.pdf |  | Not Required | N/A | N/A |  | 8/31/2011 | N/A | N/A |  | 12/19/2014 | Customer Initiated Withdrawal | 9/2/2018 | 9/2/2018 |  | N | No
X3-042 |  |  | NJ | Atlantic | Withdrawn | AEC |  |  |  |  | Energy | Generation Interconnection | Solar |  |  | N/A |  | Withdrawn |  |  |  |  | N/A |  | N/A |  |  | N/A | N/A |  | 9/2/2011 | N/A | N/A |  | 9/29/2011 |  |  |  |  | N | No
X3-043 | Lumberton 69kV | Warfield I | NJ | Burlington | Withdrawn | AEC | 12 | 12 | 4.56 |  | Capacity | Generation Interconnection | Solar |  |  | N/A | https://www.pjm.com/pjmfiles/pub/planning/project-queues/feas_docs/x3043_fea.pdf | Document Posted | https://www.pjm.com/pjmfiles/pub/planning/project-queues/impact_studies/x3043_imp.pdf | Document Posted |  | Not Required | N/A | Wholesale Market Participation Agreement | https://www.pjm.com/pjmfiles/pub/planning/project-queues/wmpa/x3043_wmpa.pdf |  | Not Required | N/A | N/A |  | 9/12/2011 | N/A | N/A |  | 1/5/2015 | Customer Initiated Withdrawal | 10/15/2015 | 10/15/2015 |  | N | No
X3-044 | Three Mile Island |  | PA | Dauphin | Withdrawn | ME | 860 | 15 | 15 |  | Capacity | Generation Interconnection | Nuclear |  |  | N/A | https://www.pjm.com/pjmfiles/pub/planning/project-queues/feas_docs/x3044_fea.pdf | Document Posted | https://www.pjm.com/pjmfiles/pub/planning/project-queues/impact_studies/x3044_imp.pdf | Document Posted |  | Not Required |  | Withdrawn | N/A |  |  | N/A | N/A |  | 9/14/2011 | N/A | N/A |  | 7/16/2014 | Customer Initiated Withdrawal | 6/30/2013 |  |  | N | No
X3-045 | Dresden |  | IL | Grundy | Withdrawn | ComEd | 1984 | 32 | 32 |  | Capacity | Generation Interconnection | Nuclear |  |  | N/A | https://www.pjm.com/pjmfiles/pub/planning/project-queues/feas_docs/x3045_fea.pdf | Document Posted |  | Withdrawn |  |  | N/A |  | N/A |  |  | N/A | N/A |  | 9/14/2011 | N/A | N/A |  | 3/4/2013 | Customer Initiated Withdrawal | 6/1/2014 | 6/1/2014 |  | N | No
X3-046 | Quad Cities |  | IL | Rock Island | Withdrawn | ComEd | 1984 | 32 | 32 |  | Capacity | Generation Interconnection | Nuclear |  |  | N/A | https://www.pjm.com/pjmfiles/pub/planning/project-queues/feas_docs/x3046_fea.pdf | Document Posted |  | Withdrawn |  |  | N/A |  | N/A |  |  | N/A | N/A |  | 9/14/2011 | N/A | N/A |  | 3/4/2013 | Customer Initiated Withdrawal | 6/1/2014 | 6/1/2014 |  | N | No
X3-047 | Bayview 25kV |  | VA | Northampton | Withdrawn | ODEC | 5 | 5 | 0.65 |  | Capacity | Generation Interconnection | Offshore Wind |  |  | N/A | https://www.pjm.com/pjmfiles/pub/planning/project-queues/feas_docs/x3047_fea.pdf | Document Posted |  | Withdrawn |  |  | N/A |  | N/A |  |  | N/A | N/A |  | 9/26/2011 | N/A | N/A |  | 4/12/2012 | Customer Initiated Withdrawal | 12/31/2012 |  |  | N | No
X3-051 | Flatlick 765kV |  | OH | Unknown | Withdrawn | AEP | 1460 | 610 | 610 |  | Capacity | Generation Interconnection | Natural Gas |  |  | N/A | https://www.pjm.com/pjmfiles/pub/planning/project-queues/feas_docs/x3051_fea.pdf | Document Posted | https://www.pjm.com/pjmfiles/pub/planning/project-queues/impact_studies/x3051_imp.pdf | Document Posted | https://www.pjm.com/pjmfiles/pub/planning/project-queues/facilities/x3051_fac.pdf | Document Posted |  | Withdrawn | N/A |  | Withdrawn | N/A | N/A |  | 9/27/2011 | N/A | N/A |  | 5/23/2016 | Customer Milestone Not Met | 3/1/2017 | 3/1/2017 |  | N | No
X3-052 | Essex 26.4kV | Essex County Correctional Facility | NJ | Essex | In Service | PSEG | 6.2 | 3 | 0 | 3 | Energy | Generation Interconnection | Natural Gas |  |  | N/A | https://www.pjm.com/pjmfiles/pub/planning/project-queues/feas_docs/x3052_fea.pdf | Document Posted | https://www.pjm.com/pjmfiles/pub/planning/project-queues/impact_studies/x3052_imp.pdf | Document Posted |  | Not Required | https://www.pjm.com/pjmfiles/pub/planning/project-queues/isa/x3_052_isa.pdf | Document Posted | N/A | https://www.pjm.com/pjmfiles/pub/planning/project-queues/csa/x3_052_csa.pdf | Document Posted | N/A | N/A |  | 9/28/2011 | N/A | N/A |  |  |  | 5/31/2013 | 5/31/2013 | 9/10/2014 | N | No
X3-053 | Homer-Seville 69kV |  | OH | Medina | Withdrawn | ATSI | 17.68 | 17.68 | 6.72 |  | Capacity | Generation Interconnection | Solar |  |  | N/A | https://www.pjm.com/pjmfiles/pub/planning/project-queues/feas_docs/x3053_fea.pdf | Document Posted | https://www.pjm.com/pjmfiles/pub/planning/project-queues/impact_studies/x3053_imp.pdf | Document Posted |  | Withdrawn | N/A |  | N/A |  |  | N/A | N/A |  | 9/29/2011 | N/A | N/A |  | 8/2/2012 | Customer Milestone Not Met | 7/1/2013 |  |  | N | No
X3-054 | Sussex | Hough Solar Farm | NJ | Sussex | Withdrawn | JCPL | 4.9 | 4.9 | 1.9 |  | Capacity | Generation Interconnection | Solar |  |  | N/A | https://www.pjm.com/pjmfiles/pub/planning/project-queues/feas_docs/x3054_fea.pdf | Document Posted | https://www.pjm.com/pjmfiles/pub/planning/project-queues/impact_studies/x3054_imp.pdf | Document Posted |  | Not Required | N/A | Wholesale Market Participation Agreement | https://www.pjm.com/pjmfiles/pub/planning/project-queues/wmpa/x3054_wmpa.pdf |  | Not Required | N/A | N/A |  | 9/29/2011 | N/A | N/A |  | 11/13/2013 | Customer Milestone Not Met | 6/30/2015 | 6/30/2015 |  | N | No
X3-055 | Occoquan 34.5kV |  | VA | Fairfax | Withdrawn | Dominion | 10 | 10 | 0 |  | Energy | Generation Interconnection | Diesel |  |  | N/A |  | Withdrawn |  |  |  |  | N/A |  | N/A |  |  | N/A | N/A |  | 9/29/2011 | N/A | N/A |  | 11/14/2011 | Queue Not Required | 2/28/2013 |  |  | N | No
X3-056 | Susquehanna 230kV |  | PA | Luzerne | Withdrawn | PPL | 1310 | 50 | 0 |  | Energy | Generation Interconnection | Nuclear |  |  | N/A | https://www.pjm.com/pjmfiles/pub/planning/project-queues/feas_docs/x3056_fea.pdf | Document Posted | https://www.pjm.com/pjmfiles/pub/planning/project-queues/impact_studies/x3056_imp.pdf | Document Posted |  | Withdrawn | N/A |  | N/A |  |  | N/A | N/A |  | 9/30/2011 | N/A | N/A |  | 9/13/2013 | Customer Initiated Withdrawal | 10/31/2011 |  |  | N | No
X3-057 | Susquehanna 230kV |  | PA | Luzerne | Withdrawn | PPL | 1310 | 50 | 0 |  | Energy | Generation Interconnection | Nuclear |  |  | N/A | https://www.pjm.com/pjmfiles/pub/planning/project-queues/feas_docs/x3057_fea.pdf | Document Posted | https://www.pjm.com/pjmfiles/pub/planning/project-queues/impact_studies/x3057_imp.pdf | Document Posted |  | Withdrawn | N/A |  | N/A |  |  | N/A | N/A |  | 9/30/2011 | N/A | N/A |  | 9/13/2013 | Customer Initiated Withdrawal | 10/31/2011 |  |  | N | No
X3-059 | Roberts 34.5kV |  | OH | Marion | Withdrawn | ATSI | 20 | 20 | 7.6 |  | Capacity | Generation Interconnection | Solar |  |  | N/A | https://www.pjm.com/pjmfiles/pub/planning/project-queues/feas_docs/x3059_fea.pdf | Document Posted | https://www.pjm.com/pjmfiles/pub/planning/project-queues/impact_studies/x3059_imp.pdf | Document Posted |  | Not Required |  | Withdrawn | N/A |  | Not Required | N/A | N/A |  | 10/10/2011 | N/A | N/A |  | 10/16/2012 | Customer Initiated Withdrawal | 9/1/2012 |  |  | N | No
X3-060 | Fairfield Twp 1 12kV |  | NJ | Cumberland | Withdrawn | AEC | 2 | 2 | 0 |  | Energy | Generation Interconnection | Solar |  |  | N/A |  | Withdrawn |  |  |  |  | N/A |  | N/A |  |  | N/A | N/A |  | 10/10/2011 | N/A | N/A |  | 11/2/2011 | Customer Initiated Withdrawal | 9/30/2012 |  |  | N | No
X3-061 | Fairfield Twp 2 12kV |  | NJ | Cumberland | Withdrawn | AEC | 2 | 2 | 0 |  | Energy | Generation Interconnection | Solar |  |  | N/A |  | Withdrawn |  |  |  |  | N/A |  | N/A |  |  | N/A | N/A |  | 10/10/2011 | N/A | N/A |  | 11/2/2011 | Customer Initiated Withdrawal | 9/30/2012 |  |  | N | No
X3-062 | Mercersburg-Milnor 34.5kV |  | PA | Franklin | Withdrawn | APS | 20 | 20 | 7.6 |  | Capacity | Generation Interconnection | Solar |  |  | N/A | https://www.pjm.com/pjmfiles/pub/planning/project-queues/feas_docs/x3062_fea.pdf | Document Posted | https://www.pjm.com/pjmfiles/pub/planning/project-queues/impact_studies/x3062_imp.pdf | Document Posted |  | Withdrawn | N/A |  | N/A |  |  | N/A | N/A |  | 10/11/2011 | N/A | N/A |  | 8/16/2013 | Customer Initiated Withdrawal | 12/31/2012 |  |  | N | No
X3-066 | Church Hill 69kV | Church Hill Solar Farm | MD | Queen Anne's | In Service | DPL | 6 | 6 | 2.28 | 6 | Capacity | Generation Interconnection | Solar |  |  | N/A | https://www.pjm.com/pjmfiles/pub/planning/project-queues/feas_docs/x3066_fea.pdf | Document Posted | https://www.pjm.com/pjmfiles/pub/planning/project-queues/impact_studies/x3066_imp.pdf | Document Posted | https://www.pjm.com/pjmfiles/pub/planning/project-queues/facilities/x3066_fac.pdf | Document Posted | N/A | Wholesale Market Participation Agreement | https://www.pjm.com/pjmfiles/pub/planning/project-queues/wmpa/x3066_wmpa.pdf |  | Not Required | N/A | N/A |  | 10/13/2011 | N/A | N/A |  |  |  | 9/1/2015 | 9/1/2015 | 5/19/2016 | N | No
X3-067 | Church Hill 12kV |  | MD | Queen Anne's | Withdrawn | DPL | 2 | 2 | 0 |  | Energy | Generation Interconnection | Solar |  |  | N/A | https://www.pjm.com/pjmfiles/pub/planning/project-queues/feas_docs/x3067_fea.pdf | Document Posted |  | Withdrawn |  |  | N/A |  | N/A |  |  | N/A | N/A |  | 10/13/2011 | N/A | N/A |  | 2/29/2012 | Customer Initiated Withdrawal | 9/30/2012 |  |  | N | No
X3-068 | Graceton 230kV |  | PA | York | Withdrawn | BGE | 678 | 678 | 678 |  | Capacity | Generation Interconnection | Natural Gas |  |  | N/A | https://www.pjm.com/pjmfiles/pub/planning/project-queues/feas_docs/x3068_fea.pdf | Document Posted | https://www.pjm.com/pjmfiles/pub/planning/project-queues/impact_studies/x3068_imp.pdf | Document Posted |  | Withdrawn | N/A |  | N/A |  |  | N/A | N/A |  | 10/14/2011 | N/A | N/A |  | 6/4/2014 | Customer Initiated Withdrawal | 6/1/2017 | 6/1/2017 |  | N | No
X3-069 | Hamilton |  | NJ | Atlantic | Withdrawn | JCPL | 4 |  |  |  | Energy | Generation Interconnection | Solar |  |  | N/A |  | Withdrawn |  |  |  |  | N/A |  | N/A |  |  | N/A | N/A |  | 10/19/2011 | N/A | N/A |  | 11/4/2011 |  |  |  |  | N | No
X3-070 | Reybold 138kV | PBF Delaware City Refinery Units G3, G6 & G7 | DE | New Castle | In Service | DPL | 72 | 2 | 2 | 2 | Capacity | Generation Interconnection | Natural Gas |  |  | N/A | https://www.pjm.com/pjmfiles/pub/planning/project-queues/feas_docs/x3070_fea.pdf | Document Posted | https://www.pjm.com/pjmfiles/pub/planning/project-queues/impact_studies/x3070_imp.pdf | Document Posted |  | Not Required | https://www.pjm.com/pjmfiles/pub/planning/project-queues/isa/x3_070_isa.pdf | Document Posted | N/A |  | Not Required | N/A | N/A |  | 10/28/2011 | N/A | N/A |  |  |  | 6/1/2014 | 6/1/2014 | 12/12/2013 | N | No
X3-071 | Sussex County 12kV | Burbage Property | DE | Sussex | Withdrawn | DPL | 10 | 10 | 3.8 |  | Capacity | Generation Interconnection | Solar |  |  | N/A | https://www.pjm.com/pjmfiles/pub/planning/project-queues/feas_docs/x3071_fea.pdf | Document Posted | https://www.pjm.com/pjmfiles/pub/planning/project-queues/impact_studies/x3071_imp.pdf | Document Posted |  | Not Required | N/A | Wholesale Market Participation Agreement | https://www.pjm.com/pjmfiles/pub/planning/project-queues/wmpa/x3071_wmpa.pdf |  | Not Required | N/A | N/A |  | 10/28/2011 | N/A | N/A |  | 11/12/2013 | Customer Milestone Not Met | 10/31/2018 | 10/31/2018 |  | N | No
X3-072 | Lafayette |  | NJ | Sussex | Withdrawn | JCPL | 10.5 | 10.5 | 3.99 |  | Capacity | Generation Interconnection | Solar |  |  | N/A | https://www.pjm.com/pjmfiles/pub/planning/project-queues/feas_docs/x3072_fea.pdf | Document Posted |  | Withdrawn |  |  | N/A |  | N/A |  |  | N/A | N/A |  | 10/28/2011 | N/A | N/A |  | 3/7/2012 | Customer Milestone Not Met | 3/1/2013 |  |  | N | No
X3-073 | Massey 69kV |  | MD | Kent | Withdrawn | DPL | 9.8 | 9.8 | 3.72 |  | Capacity | Generation Interconnection | Solar |  |  | N/A | https://www.pjm.com/pjmfiles/pub/planning/project-queues/feas_docs/x3073_fea.pdf | Document Posted |  | Withdrawn |  |  | N/A |  | N/A |  |  | N/A | N/A |  | 10/28/2011 | N/A | N/A |  | 3/12/2012 | Customer Milestone Not Met | 3/31/2013 |  |  | N | No
X3-074 | Chestertown 69kV |  | MD | Kent | Withdrawn | DPL | 11.9 | 11.9 | 4.52 |  | Capacity | Generation Interconnection | Solar |  |  | N/A | https://www.pjm.com/pjmfiles/pub/planning/project-queues/feas_docs/x3074_fea.pdf | Document Posted | https://www.pjm.com/pjmfiles/pub/planning/project-queues/impact_studies/x3074_imp.pdf | Document Posted |  | Withdrawn | N/A |  | N/A |  |  | N/A | N/A |  | 10/28/2011 | N/A | N/A |  | 8/15/2012 | Customer Initiated Withdrawal | 3/31/2013 |  |  | N | No
X3-075 | Runnemede 13kV | Owens Corning Solar | NJ | Camden | In Service | PSEG | 3 | 3 | 0 | 3 | Energy | Generation Interconnection | Solar |  |  | N/A | https://www.pjm.com/pjmfiles/pub/planning/project-queues/feas_docs/x3075_fea.pdf | Document Posted | https://www.pjm.com/pjmfiles/pub/planning/project-queues/impact_studies/x3075_imp.pdf | Document Posted |  | Not Required | N/A | Wholesale Market Participation Agreement | https://www.pjm.com/pjmfiles/pub/planning/project-queues/wmpa/x3075_wmpa.pdf |  | Not Required | N/A | N/A |  | 10/28/2011 | N/A | N/A |  |  |  | 2/16/2017 | 2/16/2017 | 5/11/2017 | N | No
X3-076 | Loudoun-Meadowbrook 500kV |  | VA | Fauquier | Withdrawn | Dominion | 1270 | 510 | 412 |  | Capacity | Generation Interconnection | Natural Gas |  |  | N/A | https://www.pjm.com/pjmfiles/pub/planning/project-queues/feas_docs/x3076_fea.pdf | Document Posted | https://www.pjm.com/pjmfiles/pub/planning/project-queues/impact_studies/x3076_imp.pdf | Document Posted |  | Withdrawn | N/A |  | N/A |  |  | N/A | N/A |  | 10/28/2011 | N/A | N/A |  | 6/7/2013 | Customer Initiated Withdrawal | 5/1/2015 |  |  | N | No
X3-077 | Sussex County 12kV | Baxter Property | DE | Sussex | Withdrawn | DPL | 10 | 10 | 3.8 |  | Capacity | Generation Interconnection | Solar |  |  | N/A | https://www.pjm.com/pjmfiles/pub/planning/project-queues/feas_docs/x3077_fea.pdf | Document Posted | https://www.pjm.com/pjmfiles/pub/planning/project-queues/impact_studies/x3077_imp.pdf | Document Posted |  | Not Required | N/A | Wholesale Market Participation Agreement | https://www.pjm.com/pjmfiles/pub/planning/project-queues/wmpa/x3077_wmpa.pdf |  | Not Required | N/A | N/A |  | 10/31/2011 | N/A | N/A |  | 11/12/2013 | Customer Milestone Not Met | 10/31/2018 | 10/31/2018 |  | N | No
X3-078 | Harrisburg 12kV |  | PA | Dauphin | Withdrawn | PPL | 4 | 4 | 3 |  | Capacity | Generation Interconnection | Natural Gas |  |  | N/A | https://www.pjm.com/pjmfiles/pub/planning/project-queues/feas_docs/x3078_fea.pdf | Document Posted | https://www.pjm.com/pjmfiles/pub/planning/project-queues/impact_studies/x3078_imp.pdf | Document Posted |  | Not Required |  | Withdrawn | N/A |  | Withdrawn | N/A | N/A |  | 10/31/2011 | N/A | N/A |  | 4/11/2012 | Customer Initiated Withdrawal | 8/15/2014 |  |  | N | No
X3-079 | Oyster Creek-Waretown 34kV | Volunteer Way Solar Farm | NJ | Ocean | Withdrawn | JCPL | 16 | 16 | 6.08 |  | Capacity | Generation Interconnection | Solar |  |  | N/A | https://www.pjm.com/pjmfiles/pub/planning/project-queues/feas_docs/x3079_fea.pdf | Document Posted | https://www.pjm.com/pjmfiles/pub/planning/project-queues/impact_studies/x3079_imp.pdf | Document Posted |  | Not Required | N/A | Wholesale Market Participation Agreement | https://www.pjm.com/pjmfiles/pub/planning/project-queues/wmpa/x3079_wmpa.pdf |  | Not Required | N/A | N/A |  | 10/31/2011 | N/A | N/A |  | 12/21/2012 |  | 6/30/2015 | 6/30/2015 |  | N | No
X3-080 | Fairton Township |  | NJ | Cumberland | Withdrawn | AEC | 8 | 8 | 3.04 |  | Capacity | Generation Interconnection | Solar |  |  | N/A | https://www.pjm.com/pjmfiles/pub/planning/project-queues/feas_docs/x3080_fea.pdf | Document Posted |  |  |  |  | N/A |  | N/A |  |  | N/A | N/A |  | 10/31/2011 | N/A | N/A |  | 3/13/2012 | Customer Initiated Withdrawal | 12/31/2012 |  |  | N | No
X3-081 | Upper Darby 13kV | Astra Foods | PA | Delaware | Withdrawn | PECO | 0.5 | 0.5 | 0 |  | Energy | Generation Interconnection | Natural Gas |  |  | N/A | https://www.pjm.com/pjmfiles/pub/planning/project-queues/feas_docs/x3081_fea.pdf | Document Posted | https://www.pjm.com/pjmfiles/pub/planning/project-queues/impact_studies/x3081_imp.pdf | Document Posted |  | Not Required | N/A | Wholesale Market Participation Agreement | https://www.pjm.com/pjmfiles/pub/planning/project-queues/wmpa/x3081_wmpa.pdf |  | Not Required | N/A | N/A |  | 10/31/2011 | N/A | N/A |  | 8/27/2018 |  | 12/30/2012 | 12/30/2012 |  | N | No
X3-082 | Marble Hill-Morris Park 34kV | Lopatcong Solar Farm | NJ | Warren | Withdrawn | JCPL | 10 | 10 | 3.8 |  | Capacity | Generation Interconnection | Solar |  |  | N/A | https://www.pjm.com/pjmfiles/pub/planning/project-queues/feas_docs/x3082_fea.pdf | Document Posted | https://www.pjm.com/pjmfiles/pub/planning/project-queues/impact_studies/x3082_imp.pdf | Document Posted |  | Not Required | N/A | Wholesale Market Participation Agreement | https://www.pjm.com/pjmfiles/pub/planning/project-queues/wmpa/x3082_wmpa.pdf |  | Not Required | N/A | N/A |  | 10/31/2011 | N/A | N/A |  | 4/29/2016 | Customer Milestone Not Met | 6/30/2015 | 6/30/2015 |  | N | No
X3-083 | Andover-Kittatinny 34kV | Andover Solar Farm | NJ | Sussex | Withdrawn | JCPL | 10 | 10 | 3.8 |  | Capacity | Generation Interconnection | Solar |  |  | N/A | https://www.pjm.com/pjmfiles/pub/planning/project-queues/feas_docs/x3083_fea.pdf | Document Posted | https://www.pjm.com/pjmfiles/pub/planning/project-queues/impact_studies/x3083_imp.pdf | Document Posted |  | Not Required | N/A | Wholesale Market Participation Agreement | https://www.pjm.com/pjmfiles/pub/planning/project-queues/wmpa/x3083_wmpa.pdf |  | Not Required | N/A | N/A |  | 10/31/2011 | N/A | N/A |  | 4/29/2016 | Customer Milestone Not Met | 12/31/2015 | 12/31/2015 |  | N | No
X3-084 | Wantage |  | NJ | Sussex | Withdrawn | JCPL | 4 | 4 | 1.52 |  | Capacity | Generation Interconnection | Solar |  |  | N/A | https://www.pjm.com/pjmfiles/pub/planning/project-queues/feas_docs/x3084_fea.pdf | Document Posted |  | Withdrawn |  |  | N/A |  | N/A |  |  | N/A | N/A |  | 10/31/2011 | N/A | N/A |  | 3/9/2012 | Customer Initiated Withdrawal | 12/31/2013 |  |  | N | No
X3-085 | Sussex 34kV |  | NJ | Sussex | Withdrawn | JCPL | 8 | 8 | 3 |  | Capacity | Generation Interconnection | Solar |  |  | N/A | https://www.pjm.com/pjmfiles/pub/planning/project-queues/feas_docs/x3085_fea.pdf | Document Posted | https://www.pjm.com/pjmfiles/pub/planning/project-queues/impact_studies/x3085_imp.pdf | Document Posted |  | Not Required |  | Withdrawn | N/A |  | Not Required | N/A | N/A |  | 10/31/2011 | N/A | N/A |  | 2/27/2013 | Customer Milestone Not Met | 12/31/2013 |  |  | N | No
X3-086 | Lafayette |  | NJ | Sussex | Withdrawn | JCPL | 4 | 4 | 1.52 |  | Capacity | Generation Interconnection | Solar |  |  | N/A |  | Withdrawn |  |  |  |  | N/A |  | N/A |  |  | N/A | N/A |  | 10/31/2011 | N/A | N/A |  | 11/17/2011 | Customer Initiated Withdrawal | 12/31/2013 |  |  | N | No
X3-087 | Burches Hill-Brandywine 230kV | Mattawoman Energy | MD | Prince George's | Withdrawn | PEPCO | 894 | 894 | 744 |  | Capacity | Generation Interconnection | Natural Gas |  |  | N/A | https://www.pjm.com/pjmfiles/pub/planning/project-queues/feas_docs/x3087_fea.pdf | Document Posted | https://www.pjm.com/pjmfiles/pub/planning/project-queues/impact_studies/x3087_imp.pdf | Document Posted | https://www.pjm.com/pjmfiles/pub/planning/project-queues/facilities/x3087_fac.pdf | Document Posted | https://www.pjm.com/pjmfiles/pub/planning/project-queues/isa/x3_087_isa.pdf | Document Posted | N/A | https://www.pjm.com/pjmfiles/pub/planning/project-queues/csa/x3_087_csa.pdf | Document Posted | N/A | N/A |  | 10/31/2011 | N/A | N/A | 6/30/2023 | 12/23/2020 |  | 3/1/2022 | 3/1/2022 |  | N | No
X3-088 | Dickerson 230kV |  | MD | Montgomery | Withdrawn | PEPCO | 440 | 440 | 440 |  | Capacity | Generation Interconnection | Natural Gas |  |  | N/A | https://www.pjm.com/pjmfiles/pub/planning/project-queues/feas_docs/x3088_fea.pdf | Document Posted |  | Withdrawn |  |  | N/A |  | N/A |  |  | N/A | N/A |  | 10/31/2011 | N/A | N/A |  | 6/21/2012 | Customer Milestone Not Met | 12/31/2016 |  |  | N | No
X3-089 | Sayreville 230kV |  | NJ | Middlesex | Withdrawn | JCPL | 744 | 744 | 744 |  | Capacity | Generation Interconnection | Natural Gas |  |  | N/A | https://www.pjm.com/pjmfiles/pub/planning/project-queues/feas_docs/x3089_fea.pdf | Document Posted |  | Withdrawn |  |  | N/A |  | N/A |  |  | N/A | N/A |  | 10/31/2011 | N/A | N/A |  | 5/3/2012 | Customer Milestone Not Met | 12/31/2016 |  |  | N | No
X3-102 | Burches Hill-Possum Point 500kV |  | MD | Charles | Withdrawn | PEPCO | 971.2 | 971.2 | 937 |  | Capacity | Generation Interconnection | Natural Gas |  |  | N/A | https://www.pjm.com/pjmfiles/pub/planning/project-queues/feas_docs/x3102_fea.pdf | Document Posted |  | Withdrawn |  |  | N/A |  | N/A |  |  | N/A | N/A |  | 10/31/2011 | N/A | N/A |  | 6/20/2012 | Customer Milestone Not Met | 6/1/2016 |  |  | N | No
X3-103 | Oakgrove-Morgantown 230kV |  | MD | Charles | Withdrawn | PEPCO | 971.2 | 971.2 | 971.2 |  | Capacity | Generation Interconnection | Natural Gas |  |  | N/A |  | Withdrawn |  |  |  |  | N/A |  | N/A |  |  | N/A | N/A |  | 10/31/2011 | N/A | N/A |  | 11/18/2011 | Queue Not Required | 6/1/2016 |  |  | N | No
X4-001 | St. Thomas-Guilford 34.5kV |  | PA | Franklin | Withdrawn | APS | 20 | 20 | 7.6 |  | Capacity | Generation Interconnection | Solar |  |  | N/A | https://www.pjm.com/pjmfiles/pub/planning/project-queues/feas_docs/x4001_fea.pdf | Document Posted | https://www.pjm.com/pjmfiles/pub/planning/project-queues/impact_studies/x4001_imp.pdf | Document Posted |  | Withdrawn | N/A |  | N/A |  |  | N/A | N/A |  | 11/2/2011 | N/A | N/A |  | 8/16/2013 | Customer Initiated Withdrawal | 12/31/2012 |  |  | N | No
X4-002 | St. Thomas-Guilford 34.5kV |  | PA | Franklin | Withdrawn | APS | 20 | 20 | 7.6 |  | Capacity | Generation Interconnection | Solar |  |  | N/A | https://www.pjm.com/pjmfiles/pub/planning/project-queues/feas_docs/x4002_fea.pdf | Document Posted | https://www.pjm.com/pjmfiles/pub/planning/project-queues/impact_studies/x4002_imp.pdf | Document Posted |  | Withdrawn | N/A |  | N/A |  |  | N/A | N/A |  | 11/2/2011 | N/A | N/A |  | 8/16/2013 | Customer Initiated Withdrawal | 12/31/2012 |  |  | N | No
X4-003 | Mill Creek-Riverview 138kV |  | OH | Washington | Withdrawn | AEP | 56 | 56 | 56 |  | Capacity | Generation Interconnection | Natural Gas |  |  | N/A | https://www.pjm.com/pjmfiles/pub/planning/project-queues/feas_docs/x4003_fea.pdf | Document Posted |  | Withdrawn |  |  | N/A |  | N/A |  |  | N/A | N/A |  | 11/2/2011 | N/A | N/A |  | 11/26/2012 | Customer Initiated Withdrawal | 3/31/2015 |  |  | N | No
X4-004 | Woodbury 26.4kV | Johnson Matthey | NJ | Gloucester | Withdrawn | PSEG | 5 | 5 | 0 |  | Energy | Generation Interconnection | Natural Gas |  |  | N/A | https://www.pjm.com/pjmfiles/pub/planning/project-queues/feas_docs/x4004_fea.pdf | Document Posted | https://www.pjm.com/pjmfiles/pub/planning/project-queues/impact_studies/x4004_imp.pdf | Document Posted |  | Not Required | https://www.pjm.com/pjmfiles/pub/planning/project-queues/isa/x4_004_isa.pdf | Document Posted | N/A |  | Not Required | N/A | N/A |  | 11/2/2011 | N/A | N/A |  | 6/7/2016 | Customer Initiated Withdrawal | 12/31/2012 | 12/31/2012 |  | N | No
X4-005 | Raritan River 230kV |  | NJ | Middlesex | In Service | JCPL | 785 | 60 | 0 | 60 | Energy | Generation Interconnection | Natural Gas |  |  | N/A | https://www.pjm.com/pjmfiles/pub/planning/project-queues/feas_docs/x4005_fea.pdf | Document Posted |  | Not Required | https://www.pjm.com/pjmfiles/pub/planning/project-queues/facilities/x4005_fac.pdf | Document Posted | https://www.pjm.com/pjmfiles/pub/planning/project-queues/isa/x4_005_isa.pdf | Document Posted | N/A | https://www.pjm.com/pjmfiles/pub/planning/project-queues/csa/x4_005_csa.pdf | Document Posted | N/A | N/A |  | 11/3/2011 | N/A | N/A |  |  |  | 6/1/2017 | 6/1/2017 | 12/4/2015 | N | No
X4-006 | Kelson Ridge 230kV | St. Charles Combined Cycle Facility | MD | Charles | In Service | PEPCO | 785 | 60 | 0 | 35 | Energy | Generation Interconnection | Natural Gas |  |  | N/A | https://www.pjm.com/pjmfiles/pub/planning/project-queues/feas_docs/x4006_fea.pdf | Document Posted | https://www.pjm.com/pjmfiles/pub/planning/project-queues/impact_studies/x4006_imp.pdf | Document Posted | https://www.pjm.com/pjmfiles/pub/planning/project-queues/facilities/x4006_fac.pdf | Document Posted | https://www.pjm.com/pjmfiles/pub/planning/project-queues/isa/x4_006_isa.pdf | Document Posted | N/A | https://www.pjm.com/pjmfiles/pub/planning/project-queues/csa/x4_006_csa.pdf | Document Posted | N/A | N/A |  | 11/3/2011 | N/A | N/A |  |  |  | 11/1/2016 | 11/1/2016 | 1/28/2017 | N | No
X4-007 | Kelson Ridge 230kV |  | MD | Charles | Withdrawn | PEPCO | 785 | 60 | 0 |  | Energy | Generation Interconnection | Natural Gas |  |  | N/A | https://www.pjm.com/pjmfiles/pub/planning/project-queues/feas_docs/x4007_fea.pdf | Document Posted | https://www.pjm.com/pjmfiles/pub/planning/project-queues/impact_studies/x4007_imp.pdf | Document Posted | https://www.pjm.com/pjmfiles/pub/planning/project-queues/facilities/x4007_fac.pdf | Document Posted |  | Withdrawn | N/A |  | Withdrawn | N/A | N/A |  | 11/3/2011 | N/A | N/A |  | 7/31/2013 | Customer Milestone Not Met | 6/1/2015 |  |  | N | No
X4-009 | Cumberland - W. Shore #1 69kV |  | PA | Cumberland | Withdrawn | PPL | 20 | 20 | 7.6 |  | Capacity | Generation Interconnection | Solar |  |  | N/A | https://www.pjm.com/pjmfiles/pub/planning/project-queues/feas_docs/x4009_fea.pdf | Document Posted | https://www.pjm.com/pjmfiles/pub/planning/project-queues/impact_studies/x4009_imp.pdf | Document Posted |  | Withdrawn | N/A |  | N/A |  |  | N/A | N/A |  | 11/17/2011 | N/A | N/A |  | 7/1/2013 | Customer Initiated Withdrawal | 7/1/2014 | 7/1/2014 |  | N | No
X4-010 | Cumberland - W. Shore #2 69kV |  | PA | Cumberland | Withdrawn | PPL | 20 | 20 | 7.6 |  | Capacity | Generation Interconnection | Solar |  |  | N/A | https://www.pjm.com/pjmfiles/pub/planning/project-queues/feas_docs/x4010_fea.pdf | Document Posted |  | Withdrawn |  |  | N/A |  | N/A |  |  | N/A | N/A |  | 11/17/2011 | N/A | N/A |  | 5/29/2012 | Customer Initiated Withdrawal | 12/15/2012 |  |  | N | No
X4-011 | Mercersburg-Milnor 34.5kV |  | PA | Franklin | Withdrawn | APS | 20 | 20 | 7.6 |  | Capacity | Generation Interconnection | Solar |  |  | N/A | https://www.pjm.com/pjmfiles/pub/planning/project-queues/feas_docs/x4011_fea.pdf | Document Posted | https://www.pjm.com/pjmfiles/pub/planning/project-queues/impact_studies/x4011_imp.pdf | Document Posted |  | Withdrawn | N/A |  | N/A |  |  | N/A | N/A |  | 11/17/2011 | N/A | N/A |  | 8/16/2013 | Customer Initiated Withdrawal | 12/15/2012 |  |  | N | No
X4-012 | Branchville-Sussex 34kV | Plains Road Solar Farm | NJ | Sussex | Withdrawn | JCPL | 6 | 6 | 2.28 |  | Capacity | Generation Interconnection | Solar |  |  | N/A | https://www.pjm.com/pjmfiles/pub/planning/project-queues/feas_docs/x4012_fea.pdf | Document Posted | https://www.pjm.com/pjmfiles/pub/planning/project-queues/impact_studies/x4012_imp.pdf | Document Posted |  | Not Required | N/A | Wholesale Market Participation Agreement | https://www.pjm.com/pjmfiles/pub/planning/project-queues/wmpa/x4012_wmpa.pdf |  | Not Required | N/A | N/A |  | 11/21/2011 | N/A | N/A |  | 3/17/2015 | Customer Initiated Withdrawal | 9/30/2015 | 9/30/2015 |  | N | No
X4-014 | Kellam - Bayview 69kV |  | VA | Northampton | Withdrawn | ODEC | 20 | 20 | 0 |  | Energy | Generation Interconnection | Storage |  |  | N/A | https://www.pjm.com/pjmfiles/pub/planning/project-queues/feas_docs/x4014_fea.pdf | Document Posted |  | Withdrawn |  |  | N/A |  | N/A |  |  | N/A | N/A |  | 11/28/2011 | N/A | N/A |  | 7/3/2012 | Customer Initiated Withdrawal | 12/31/2013 |  |  | N | No
X4-015 | Cookstown-Fort Dix 34kV | Jacobstown III Solar Farm | NJ | Burlington | In Service | JCPL | 5 | 5 | 1.9 | 5 | Capacity | Generation Interconnection | Solar |  |  | N/A | https://www.pjm.com/pjmfiles/pub/planning/project-queues/feas_docs/x4015_fea.pdf | Document Posted | https://www.pjm.com/pjmfiles/pub/planning/project-queues/impact_studies/x4015_imp.pdf | Document Posted |  | Not Required | N/A | Wholesale Market Participation Agreement | https://www.pjm.com/pjmfiles/pub/planning/project-queues/wmpa/x4015_wmpa.pdf |  | Not Required | N/A | N/A |  | 11/28/2011 | N/A | N/A |  |  |  | 9/30/2015 | 9/30/2015 | 9/28/2015 | N | No
X4-016 | Bayonne 138kV | Bayonne Cogen | NJ | Hudson | Deactivated | PSEG | 168 | 10 | 10 | 10 | Capacity | Generation Interconnection | Natural Gas |  |  | N/A | https://www.pjm.com/pjmfiles/pub/planning/project-queues/feas_docs/x4016_fea.pdf | Document Posted | https://www.pjm.com/pjmfiles/pub/planning/project-queues/impact_studies/x4016_imp.pdf | Document Posted |  | Not Required | https://www.pjm.com/pjmfiles/pub/planning/project-queues/isa/x4_016_isa.pdf | Document Posted | N/A |  | Not Required | N/A | N/A |  | 11/29/2011 | N/A | N/A |  |  |  | 9/30/2013 | 9/30/2013 | 9/30/2013 | N | No
X4-017 | Fruitland 69kV |  | MD | Wicomico | Withdrawn | DPL | 20 | 20 | 7.6 |  | Capacity | Generation Interconnection | Solar |  |  | N/A | https://www.pjm.com/pjmfiles/pub/planning/project-queues/feas_docs/x4017_fea.pdf | Document Posted | https://www.pjm.com/pjmfiles/pub/planning/project-queues/impact_studies/x4017_imp.pdf | Document Posted |  | Withdrawn | N/A |  | N/A |  |  | N/A | N/A |  | 11/30/2011 | N/A | N/A |  | 7/24/2013 | Customer Initiated Withdrawal | 6/1/2017 |  |  | N | No
X4-018 | Hudson 230kV |  | NJ | Hudson | Withdrawn | PSEG | 660 | 110 | 110 |  | Capacity | Generation Interconnection | Natural Gas |  |  | N/A | https://www.pjm.com/pjmfiles/pub/planning/project-queues/feas_docs/x4018_fea.pdf | Document Posted |  | Withdrawn |  |  | N/A |  | N/A |  |  | N/A | N/A |  | 11/30/2011 | N/A | N/A |  | 6/5/2012 | Customer Initiated Withdrawal | 5/31/2015 |  |  | N | No
X4-019 | Sunbury 500kV | Sunbury Generation Facility | PA | Snyder | In Service | PPL | 643 | 227 | 227 | 227 | Capacity | Generation Interconnection | Natural Gas |  |  | N/A | https://www.pjm.com/pjmfiles/pub/planning/project-queues/feas_docs/x4019_fea.pdf | Document Posted | https://www.pjm.com/pjmfiles/pub/planning/project-queues/impact_studies/x4019_imp.pdf | Document Posted | https://www.pjm.com/pjmfiles/pub/planning/project-queues/facilities/x4019_fac.pdf | Document Posted | https://www.pjm.com/pjmfiles/pub/planning/project-queues/isa/x4_019_isa.pdf | Document Posted | N/A | https://www.pjm.com/pjmfiles/pub/planning/project-queues/csa/x4_019_csa.pdf | Document Posted | N/A | N/A |  | 11/30/2011 | N/A | N/A |  |  |  | 3/18/2018 | 3/18/2018 | 3/18/2018 | N | No
X4-020 | Peach Bottom-TMI #1 500kV I |  | PA | York | Withdrawn | PPL | 800 | 800 | 760 |  | Capacity | Generation Interconnection | Natural Gas |  |  | N/A | https://www.pjm.com/pjmfiles/pub/planning/project-queues/feas_docs/x4020_fea.pdf | Document Posted | https://www.pjm.com/pjmfiles/pub/planning/project-queues/impact_studies/x4020_imp.pdf | Document Posted | https://www.pjm.com/pjmfiles/pub/planning/project-queues/facilities/x4020_fac.pdf | Document Posted |  | Withdrawn | N/A |  | Withdrawn | N/A | N/A |  | 11/30/2011 | N/A | N/A |  | 5/12/2014 | Customer Initiated Withdrawal | 6/1/2017 | 6/1/2017 |  | N | No
X4-021 | Peach Bottom-TMI #2 500kV II |  | PA | York | Withdrawn | PPL | 320 | 320 | 304 |  | Capacity | Generation Interconnection | Natural Gas |  |  | N/A | https://www.pjm.com/pjmfiles/pub/planning/project-queues/feas_docs/x4021_fea.pdf | Document Posted | https://www.pjm.com/pjmfiles/pub/planning/project-queues/impact_studies/x4021_imp.pdf | Document Posted | https://www.pjm.com/pjmfiles/pub/planning/project-queues/facilities/x4021_fac.pdf | Document Posted |  | Withdrawn | N/A |  | Withdrawn | N/A | N/A |  | 11/30/2011 | N/A | N/A |  | 5/12/2014 | Customer Initiated Withdrawal | 6/1/2017 | 6/1/2017 |  | N | No
X4-025 | Millbrook Park 138kV |  | KY | Greenup | Withdrawn | AEP | 80 | 80 | 80 |  | Capacity | Generation Interconnection | Coal |  |  | N/A | https://www.pjm.com/pjmfiles/pub/planning/project-queues/feas_docs/x4025_fea.pdf | Document Posted | https://www.pjm.com/pjmfiles/pub/planning/project-queues/impact_studies/x4025_imp.pdf | Document Posted | https://www.pjm.com/pjmfiles/pub/planning/project-queues/facilities/x4025_fac.pdf | Document Posted | https://www.pjm.com/pjmfiles/pub/planning/project-queues/isa/x4_025_isa.pdf | Document Posted | N/A | https://www.pjm.com/pjmfiles/pub/planning/project-queues/csa/x4_025_csa.pdf | Document Posted | N/A | N/A |  | 11/30/2011 | N/A | N/A |  | 9/18/2017 |  | 12/31/2018 | 12/31/2018 |  | N | No
X4-026 | Aquasco 230kV |  | MD | Prince George's | Withdrawn | PEPCO | 792 | 792 | 650 |  | Capacity | Generation Interconnection | Natural Gas |  |  | N/A | https://www.pjm.com/pjmfiles/pub/planning/project-queues/feas_docs/x4026_fea.pdf | Document Posted |  | Withdrawn |  |  | N/A |  | N/A |  |  | N/A | N/A |  | 11/30/2011 | N/A | N/A |  | 8/2/2012 | Customer Initiated Withdrawal | 6/1/2015 |  |  | N | No
X4-027 | Linwood 230kV | Phillips Island CT1, CT2,CT3 & ST4 | PA | Delaware | In Service | PECO | 852 | 12 | 35 | 12 | Capacity | Generation Interconnection | Natural Gas |  |  | N/A | https://www.pjm.com/pjmfiles/pub/planning/project-queues/feas_docs/x4027_fea.pdf | Document Posted | https://www.pjm.com/pjmfiles/pub/planning/project-queues/impact_studies/x4027_imp.pdf | Document Posted |  | Not Required | https://www.pjm.com/pjmfiles/pub/planning/project-queues/isa/x4_027_isa.pdf | Document Posted | N/A |  | Not Required | N/A | N/A |  | 12/8/2011 | N/A | N/A |  |  |  | 5/31/2018 | 5/31/2018 | 6/1/2018 | N | No
X4-028 | Northerly Island |  | IL | Cook | Withdrawn | ComEd | 0.103 | 0.103 | 0 |  | Energy | Generation Interconnection | Storage |  |  | N/A |  | Not Required |  | Not Required |  | Not Required |  | Withdrawn | N/A |  | Not Required | N/A | N/A |  | 12/13/2011 | N/A | N/A |  | 8/30/2012 | Customer Milestone Not Met | 12/12/2011 |  |  | Y | No
X4-029 | Upper Deerfield 12kV |  | NJ | Cumberland | Withdrawn | AEC | 10 | 10 | 0 |  | Energy | Generation Interconnection | Solar |  |  | N/A | https://www.pjm.com/pjmfiles/pub/planning/project-queues/feas_docs/x4029_fea.pdf | Document Posted |  | Withdrawn |  |  | N/A |  | N/A |  |  | N/A | N/A |  | 12/23/2011 | N/A | N/A |  | 6/8/2012 | Customer Initiated Withdrawal | 1/2/2013 |  |  | N | No
X4-030 | Freemont 69kV |  | OH | Sandusky | Withdrawn | AEP | 13.75 | 13.75 | 5.23 |  | Capacity | Generation Interconnection | Solar |  |  | N/A | https://www.pjm.com/pjmfiles/pub/planning/project-queues/feas_docs/x4030_fea.pdf | Document Posted |  | Withdrawn |  |  | N/A |  | N/A |  |  | N/A | N/A |  | 12/30/2011 | N/A | N/A |  | 8/27/2012 | Customer Milestone Not Met | 4/1/2013 | 4/1/2013 |  | N | No
X4-031 | Bennett-Farmingdale 34kV | Skudera Solar Farm | NJ | Monmouth | In Service | JCPL | 2 | 2 | 0 | 2 | Energy | Generation Interconnection | Solar |  |  | N/A | https://www.pjm.com/pjmfiles/pub/planning/project-queues/feas_docs/x4031_fea.pdf | Document Posted | https://www.pjm.com/pjmfiles/pub/planning/project-queues/impact_studies/x4031_imp.pdf | Document Posted |  | Not Required | N/A | Wholesale Market Participation Agreement | https://www.pjm.com/pjmfiles/pub/planning/project-queues/wmpa/x4031_wmpa.pdf |  | Not Required | N/A | N/A |  | 12/30/2011 | N/A | N/A |  |  |  | 9/30/2015 | 9/30/2015 | 6/17/2015 | Y | No
X4-032 | Zach |  | PA | Montgomery | Withdrawn | PECO | 10 | 4 | 4 |  | Capacity | Generation Interconnection | Diesel |  |  | N/A | https://www.pjm.com/pjmfiles/pub/planning/project-queues/feas_docs/x4032_fea.pdf | Document Posted | https://www.pjm.com/pjmfiles/pub/planning/project-queues/impact_studies/x4032_imp.pdf | Document Posted |  | Withdrawn | N/A |  | N/A |  |  | N/A | N/A |  | 12/30/2011 | N/A | N/A |  | 12/31/2012 | Customer Milestone Not Met | 5/1/2012 |  |  | N | No
X4-034 | Dravosburg–Rankin 23kV |  | PA | Allegheny | Withdrawn | DL | 5 | 5 | 0 |  | Energy | Generation Interconnection | Hydro |  |  | N/A | https://www.pjm.com/pjmfiles/pub/planning/project-queues/feas_docs/x4034_fea.pdf | Document Posted | https://www.pjm.com/pjmfiles/pub/planning/project-queues/impact_studies/x4034_imp.pdf | Document Posted |  | Not Required |  | Withdrawn | N/A |  |  | N/A | N/A |  | 1/19/2012 | N/A | N/A |  | 11/16/2012 |  | 8/31/2013 |  |  | N | No
X4-035 | Burches Hill-Chalk Point 500kV | Keys Energy Center | MD | Prince George's | In Service | PEPCO | 735.5 | 735.5 | 735.5 | 735.5 | Capacity | Generation Interconnection | Natural Gas |  |  | N/A | https://www.pjm.com/pjmfiles/pub/planning/project-queues/feas_docs/x4035_fea.pdf | Document Posted | https://www.pjm.com/pjmfiles/pub/planning/project-queues/impact_studies/x4035_imp.pdf | Document Posted | https://www.pjm.com/pjmfiles/pub/planning/project-queues/facilities/x4035_fac.pdf | Document Posted | https://www.pjm.com/pjmfiles/pub/planning/project-queues/isa/x4_035_isa.pdf | Document Posted | N/A | https://www.pjm.com/pjmfiles/pub/planning/project-queues/csa/x4_035_csa.pdf | Document Posted | N/A | N/A |  | 1/20/2012 | N/A | N/A |  |  |  | 6/15/2018 | 6/15/2018 | 5/21/2018 | N | No
X4-039 | Pleasant View-Brambleton 230kV | Stonewall Energy Park | VA | Loudoun | In Service | Dominion | 800 | 800 | 750 | 800 | Capacity | Generation Interconnection | Natural Gas |  |  | N/A | https://www.pjm.com/pjmfiles/pub/planning/project-queues/feas_docs/x4039_fea.pdf | Document Posted | https://www.pjm.com/pjmfiles/pub/planning/project-queues/impact_studies/x4039_imp.pdf | Document Posted | https://www.pjm.com/pjmfiles/pub/planning/project-queues/facilities/x4039_fac.pdf | Document Posted | https://www.pjm.com/pjmfiles/pub/planning/project-queues/isa/x4_039_isa.pdf | Document Posted | N/A | https://www.pjm.com/pjmfiles/pub/planning/project-queues/csa/x4_039_csa.pdf | Document Posted | N/A | N/A |  | 1/30/2012 | N/A | N/A |  |  |  | 10/1/2017 | 10/1/2017 | 4/28/2017 | N | No
X4-040 | Sussex County 12kV |  | DE | Sussex | Withdrawn | DPL | 2 | 2 | 0 |  | Energy | Generation Interconnection | Solar |  |  | N/A | https://www.pjm.com/pjmfiles/pub/planning/project-queues/feas_docs/x4040_fea.pdf | Document Posted | https://www.pjm.com/pjmfiles/pub/planning/project-queues/impact_studies/x4040_imp.pdf | Document Posted |  | Not Required |  | Withdrawn | N/A |  | Not Required | N/A | N/A |  | 1/30/2012 | N/A | N/A |  | 12/8/2014 | Customer Initiated Withdrawal | 9/30/2015 | 9/30/2015 |  | Y | No
X4-042 | Footedale 12kV |  | PA | Fayette | Withdrawn | APS | 3 | 3 | 3 |  | Capacity | Generation Interconnection | Methane |  |  | N/A | https://www.pjm.com/pjmfiles/pub/planning/project-queues/feas_docs/x4042_fea.pdf | Document Posted | https://www.pjm.com/pjmfiles/pub/planning/project-queues/impact_studies/x4042_imp.pdf | Document Posted |  | Not Required |  | Withdrawn | N/A |  | Not Required | N/A | N/A |  | 1/31/2012 | N/A | N/A |  | 7/17/2013 | Customer Milestone Not Met | 5/31/2013 |  |  | N | No
X4-043 | Clinton | Allerton Road Solar Farm | NJ | Hunterdon | Withdrawn | JCPL | 8 | 8 | 3.04 |  | Capacity | Generation Interconnection | Solar |  |  | N/A | https://www.pjm.com/pjmfiles/pub/planning/project-queues/feas_docs/x4043_fea.pdf | Document Posted | https://www.pjm.com/pjmfiles/pub/planning/project-queues/impact_studies/x4043_imp.pdf | Document Posted |  | Not Required | N/A | Wholesale Market Participation Agreement | https://www.pjm.com/pjmfiles/pub/planning/project-queues/wmpa/x4043_wmpa.pdf |  | Not Required | N/A | N/A |  | 1/31/2012 | N/A | N/A |  | 9/19/2012 | Customer Initiated Withdrawal | 6/30/2015 | 6/30/2015 |  | N | No
X4-044 | Aldene 230kV | EF Kenilworth LLC | NJ | Union | In Service | PSEG | 17.9 | 17.9 | 9.9 | 17.9 | Capacity | Generation Interconnection | Natural Gas |  |  | N/A | https://www.pjm.com/pjmfiles/pub/planning/project-queues/feas_docs/x4044_fea.pdf | Document Posted | https://www.pjm.com/pjmfiles/pub/planning/project-queues/impact_studies/x4044_imp.pdf | Document Posted |  | Not Required | https://www.pjm.com/pjmfiles/pub/planning/project-queues/isa/x4_044_isa.pdf | Document Posted | N/A | https://www.pjm.com/pjmfiles/pub/planning/project-queues/csa/x4_044_csa.pdf | Document Posted | N/A | N/A |  | 1/31/2012 | N/A | N/A |  |  |  | 5/1/2015 | 5/1/2015 | 6/11/2015 | N | No
X4-045 | Southwark 13kV |  | PA | Philadelphia | Withdrawn | PECO | 0.5 | 0.5 | 0.07 |  | Capacity | Generation Interconnection | Storage |  |  | N/A |  | Withdrawn |  |  |  |  | N/A |  | N/A |  |  | N/A | N/A |  | 1/31/2012 | N/A | N/A |  | 4/29/2013 | Customer Initiated Withdrawal | 5/1/2012 |  |  | N | No
X4-046 | E Street (Sub 18) 13kV |  | DC | N/A | In Service | PEPCO | 19.5 | 19.5 | 0 | 5 | Energy | Generation Interconnection | Natural Gas |  |  | N/A | https://www.pjm.com/pjmfiles/pub/planning/project-queues/feas_docs/x4046_fea.pdf | Document Posted | https://www.pjm.com/pjmfiles/pub/planning/project-queues/impact_studies/x4046_imp.pdf | Document Posted |  | Not Required | N/A | Wholesale Market Participation Agreement | https://www.pjm.com/pjmfiles/pub/planning/project-queues/wmpa/x4046_wmpa.pdf |  | Not Required | N/A | N/A |  | 1/31/2012 | N/A | N/A |  |  |  | 9/1/2015 | 9/1/2015 | 2/4/2019 | N | No
X4-047 | Phillipsburg |  | NJ | Warren | Withdrawn | JCPL | 4 | 4 | 1.5 |  | Capacity | Generation Interconnection | Solar |  |  | N/A | https://www.pjm.com/pjmfiles/pub/planning/project-queues/feas_docs/x4047_fea.pdf | Document Posted |  | Withdrawn |  |  | N/A |  | N/A |  |  | N/A | N/A |  | 1/31/2012 | N/A | N/A |  | 5/30/2012 | Customer Initiated Withdrawal | 12/31/2013 |  |  | N | No
X4-048 | Lackawanna 230kV | Lackawanna Thermal Generating Station | PA | Lackawanna | In Service | PPL | 1000 | 1000 | 1000 | 1000 | Capacity | Generation Interconnection | Natural Gas |  |  | N/A | https://www.pjm.com/pjmfiles/pub/planning/project-queues/feas_docs/x4048_fea.pdf | Document Posted | https://www.pjm.com/pjmfiles/pub/planning/project-queues/impact_studies/x4048_imp.pdf | Document Posted | https://www.pjm.com/pjmfiles/pub/planning/project-queues/facilities/x4048_fac.pdf | Document Posted | https://www.pjm.com/pjmfiles/pub/planning/project-queues/isa/x4_048_isa.pdf | Document Posted | N/A | https://www.pjm.com/pjmfiles/pub/planning/project-queues/csa/x4_048_csa.pdf | Document Posted | N/A | N/A |  | 1/31/2012 | N/A | N/A |  |  |  | 12/31/2018 | 12/31/2018 | 3/8/2018 | N | No
Y1-001 | BL England 138kV | B.L. England Station | NJ | Cape May | Withdrawn | AEC | 452 | 452 | 447 |  | Capacity | Generation Interconnection | Natural Gas |  |  | N/A | https://www.pjm.com/pjmfiles/pub/planning/project-queues/feas_docs/y1001_fea.pdf | Document Posted | https://www.pjm.com/pjmfiles/pub/planning/project-queues/impact_studies/y1001_imp.pdf | Document Posted |  | Not Required | https://www.pjm.com/pjmfiles/pub/planning/project-queues/isa/y1_001_isa.pdf | Document Posted | N/A | https://www.pjm.com/pjmfiles/pub/planning/project-queues/csa/y1_001_csa.pdf | Document Posted | N/A | N/A |  | 2/3/2012 | N/A | N/A | 6/1/2021 | 12/18/2019 |  | 6/1/2021 | 6/1/2021 |  | N | No
Y1-003 | Deep Creek-Penn Mar 115kV | Winding Ridge Wind Farm | MD | Garrett | Withdrawn | APS | 60 | 60 | 7.8 |  | Capacity | Generation Interconnection | Wind |  |  | N/A | https://www.pjm.com/pjmfiles/pub/planning/project-queues/feas_docs/y1003_fea.pdf | Document Posted | https://www.pjm.com/pjmfiles/pub/planning/project-queues/impact_studies/y1003_imp.pdf | Document Posted | https://www.pjm.com/pjmfiles/pub/planning/project-queues/facilities/y1003_fac.pdf | Document Posted | https://www.pjm.com/pjmfiles/pub/planning/project-queues/isa/y1_003_isa.pdf | Document Posted | N/A | https://www.pjm.com/pjmfiles/pub/planning/project-queues/csa/y1_003_csa.pdf | Document Posted | N/A | N/A |  | 2/7/2012 | N/A | N/A |  | 1/25/2017 |  | 10/31/2017 | 10/31/2017 |  | N | No
Y1-005 | LaSalle |  | IL | Lasalle | Withdrawn | ComEd | 2729 | 350 | 350 |  | Capacity | Generation Interconnection | Nuclear |  |  | N/A | https://www.pjm.com/pjmfiles/pub/planning/project-queues/feas_docs/y1005_fea.pdf | Document Posted |  | Withdrawn |  |  | N/A |  | N/A |  |  | N/A | N/A |  | 2/13/2012 | N/A | N/A |  | 10/1/2013 | Customer Milestone Not Met | 4/10/2016 |  |  | N | No
Y1-006 | Jubal Early-Austinville 138kV | Poplar Camp | VA | Carroll | Withdrawn | AEP | 72 | 72 | 9.36 |  | Capacity | Generation Interconnection | Wind |  |  | N/A | https://www.pjm.com/pjmfiles/pub/planning/project-queues/feas_docs/y1006_fea.pdf | Document Posted | https://www.pjm.com/pjmfiles/pub/planning/project-queues/impact_studies/y1006_imp.pdf | Document Posted | https://www.pjm.com/pjmfiles/pub/planning/project-queues/facilities/y1006_fac.pdf | Document Posted | https://www.pjm.com/pjmfiles/pub/planning/project-queues/isa/y1_006_isa.pdf | Document Posted | N/A | https://www.pjm.com/pjmfiles/pub/planning/project-queues/csa/y1_006_csa.pdf | Document Posted | N/A | N/A |  | 2/14/2012 | N/A | N/A |  | 10/17/2021 |  | 3/1/2023 | 3/1/2023 |  | N | No
Y1-008 | Tasley-Kellam 69kV |  | VA | Accomack | Withdrawn | ODEC | 50 | 50 | 6.5 |  | Capacity | Generation Interconnection | Wind |  |  | N/A | https://www.pjm.com/pjmfiles/pub/planning/project-queues/feas_docs/y1008_fea.pdf | Document Posted | https://www.pjm.com/pjmfiles/pub/planning/project-queues/impact_studies/y1008_imp.pdf | Document Posted |  | Withdrawn | N/A |  | N/A |  |  | N/A | N/A |  | 2/17/2012 | N/A | N/A |  | 3/26/2013 | Customer Initiated Withdrawal | 12/31/2014 |  |  | N | No
Y1-009 | Yardville 13kV |  | NJ | Mercer | Withdrawn | PSEG | 4 | 4 | 1.52 |  | Capacity | Generation Interconnection | Solar |  |  | N/A | https://www.pjm.com/pjmfiles/pub/planning/project-queues/feas_docs/y1009_fea.pdf | Document Posted | https://www.pjm.com/pjmfiles/pub/planning/project-queues/impact_studies/y1009_imp.pdf | Document Posted |  | Not Required |  | Withdrawn | N/A |  | Not Required | N/A | N/A |  | 2/21/2012 | N/A | N/A |  | 9/26/2012 | Customer Milestone Not Met | 11/30/2012 |  |  | N | No
Y1-010 | Quinton 12kV |  | NJ | Salem | Withdrawn | AEC | 3.9 | 1.9 | 1.9 |  | Capacity | Generation Interconnection | Methane |  |  | N/A | https://www.pjm.com/pjmfiles/pub/planning/project-queues/feas_docs/y1010_fea.pdf | Document Posted | https://www.pjm.com/pjmfiles/pub/planning/project-queues/impact_studies/y1010_imp.pdf | Document Posted |  | Withdrawn | N/A |  | N/A |  |  | N/A | N/A |  | 2/21/2012 | N/A | N/A |  | 9/12/2012 | Customer Milestone Not Met | 5/17/2012 |  |  | N | No
Y1-011 | Sewaren 230kV |  | NJ | Middlesex | Withdrawn | PSEG | 520 | 520 | 520 |  | Capacity | Generation Interconnection | Natural Gas |  |  | N/A | https://www.pjm.com/pjmfiles/pub/planning/project-queues/feas_docs/y1011_fea.pdf | Document Posted |  | Withdrawn |  |  | N/A |  | N/A |  |  | N/A | N/A |  | 2/23/2012 | N/A | N/A |  | 9/11/2012 | Customer Initiated Withdrawal | 6/1/2016 |  |  | N | No
Y1-012 | Geneva | Geneva Renewable Energy Facility | OH | Ashtabula | In Service | ATSI | 6.48 | 6.48 | 6.48 | 6.48 | Capacity | Generation Interconnection | Methane |  |  | N/A | https://www.pjm.com/pjmfiles/pub/planning/project-queues/feas_docs/y1012_fea.pdf | Document Posted | https://www.pjm.com/pjmfiles/pub/planning/project-queues/impact_studies/y1012_imp.pdf | Document Posted |  | Not Required | N/A | Wholesale Market Participation Agreement | https://www.pjm.com/pjmfiles/pub/planning/project-queues/wmpa/y1012_wmpa.pdf |  | Not Required | N/A | N/A |  | 2/23/2012 | N/A | N/A |  |  |  | 8/1/2013 | 8/1/2013 | 7/22/2013 | N | No
Y1-013 | McAlpin 12kV |  | WV | Harrison | Withdrawn | APS | 4.8 | 4.8 | 4.8 |  | Capacity | Generation Interconnection | Methane |  |  | N/A |  | Withdrawn |  |  |  |  | N/A |  | N/A |  |  | N/A | N/A |  | 2/23/2012 | N/A | N/A |  | 3/28/2012 | Customer Initiated Withdrawal | 9/9/2013 |  |  | N | No
Y1-014 | Worton 12kV |  | MD | Kent | Withdrawn | DPL | 1.6 | 1.6 | 0 |  | Energy | Generation Interconnection | Solar |  |  | N/A | https://www.pjm.com/pjmfiles/pub/planning/project-queues/feas_docs/y1014_fea.pdf | Document Posted | https://www.pjm.com/pjmfiles/pub/planning/project-queues/impact_studies/y1014_imp.pdf | Document Posted |  |  | N/A |  | N/A |  |  | N/A | N/A |  | 2/24/2012 | N/A | N/A |  | 8/17/2012 | Customer Initiated Withdrawal | 6/15/2012 |  |  | N | No
Y1-015 | Shenango-Hoytdale 345kV |  | PA | Lawrence | Withdrawn | ATSI | 1000 | 1000 | 870 |  | Capacity | Generation Interconnection | Natural Gas |  |  | N/A | https://www.pjm.com/pjmfiles/pub/planning/project-queues/feas_docs/y1015_fea.pdf | Document Posted | https://www.pjm.com/pjmfiles/pub/planning/project-queues/impact_studies/y1015_imp.pdf | Document Posted | https://www.pjm.com/pjmfiles/pub/planning/project-queues/facilities/y1015_fac.pdf | Document Posted |  | Withdrawn | N/A |  | Withdrawn | N/A | N/A |  | 2/24/2012 | N/A | N/A |  | 7/29/2014 | Customer Initiated Withdrawal | 6/1/2015 | 6/1/2015 |  | N | No
Y1-016 | Baker-Hardy 138kV |  | WV | Hardy | Withdrawn | APS | 50 | 50 | 6.5 |  | Capacity | Generation Interconnection | Wind |  |  | N/A | https://www.pjm.com/pjmfiles/pub/planning/project-queues/feas_docs/y1016_fea.pdf | Document Posted | https://www.pjm.com/pjmfiles/pub/planning/project-queues/impact_studies/y1016_imp.pdf | Document Posted |  | Withdrawn | N/A |  | N/A |  |  | N/A | N/A |  | 2/28/2012 | N/A | N/A |  | 4/4/2013 | Customer Milestone Not Met | 12/31/2015 |  |  | N | No
Y1-017 | Tabernacle |  | NJ | Burlington | Withdrawn | AEC | 10 | 10 | 3.8 |  | Capacity | Generation Interconnection | Solar |  |  | N/A | https://www.pjm.com/pjmfiles/pub/planning/project-queues/feas_docs/y1017_fea.pdf | Document Posted |  | Withdrawn |  |  | N/A |  | N/A |  |  | N/A | N/A |  | 2/28/2012 | N/A | N/A |  | 8/27/2012 | Customer Initiated Withdrawal | 12/31/2013 |  |  | N | No
Y1-018 | Conesville #5 | Conesville #5 | OH | Muskingum | Deactivated | AEP | 405 | 5 | 5 | 5 | Capacity | Generation Interconnection | Coal |  |  | N/A | https://www.pjm.com/pjmfiles/pub/planning/project-queues/feas_docs/y1018_fea.pdf | Document Posted | https://www.pjm.com/pjmfiles/pub/planning/project-queues/impact_studies/y1018_imp.pdf | Document Posted |  | Not Required | https://www.pjm.com/pjmfiles/pub/planning/project-queues/isa/y1_018_isa.pdf | Document Posted | N/A |  | Not Required | N/A | N/A |  | 2/28/2012 | N/A | N/A |  |  |  | 6/1/2013 | 6/1/2013 | 6/1/2013 | N | No
Y1-019 | Conesville #6 | Conesville #6 | OH | Muskingum | Deactivated | AEP | 405 | 5 | 5 | 5 | Capacity | Generation Interconnection | Coal |  |  | N/A | https://www.pjm.com/pjmfiles/pub/planning/project-queues/feas_docs/y1019_fea.pdf | Document Posted | https://www.pjm.com/pjmfiles/pub/planning/project-queues/impact_studies/y1019_imp.pdf | Document Posted |  | Not Required | https://www.pjm.com/pjmfiles/pub/planning/project-queues/isa/y1_019_isa.pdf | Document Posted | N/A |  | Not Required | N/A | N/A |  | 2/28/2012 | N/A | N/A |  |  |  | 6/1/2013 |  | 6/1/2013 | N | No
Y1-020 | Sussex 34kV | Beaver Run Solar Farm | NJ | Sussex | In Service | JCPL | 9.9 | 0 | 3.72 | 0 | Capacity | Generation Interconnection | Solar |  |  | N/A | https://www.pjm.com/pjmfiles/pub/planning/project-queues/feas_docs/y1020_fea.pdf | Document Posted | https://www.pjm.com/pjmfiles/pub/planning/project-queues/impact_studies/y1020_imp.pdf | Document Posted |  | Not Required | N/A | Wholesale Market Participation Agreement | https://www.pjm.com/pjmfiles/pub/planning/project-queues/wmpa/y1020_wmpa.pdf |  | Not Required | N/A | N/A |  | 2/28/2012 | N/A | N/A |  |  |  | 9/30/2015 | 9/30/2015 | 1/22/2016 | N | No
Y1-022 | Cooper |  | PA | York | Withdrawn | PECO | 10 | 10 | 3.8 |  | Capacity | Generation Interconnection | Solar |  |  | N/A | https://www.pjm.com/pjmfiles/pub/planning/project-queues/feas_docs/y1022_fea.pdf | Document Posted | https://www.pjm.com/pjmfiles/pub/planning/project-queues/impact_studies/y1022_imp.pdf | Document Posted |  | Withdrawn | N/A |  | N/A |  |  | N/A | N/A |  | 2/28/2012 | N/A | N/A |  | 6/21/2013 | Customer Initiated Withdrawal | 10/21/2013 |  |  | N | No
Y1-023 | Felicity 69kV |  | OH | Unknown | Withdrawn | Duke | 20 | 20 | 7.6 |  | Capacity | Generation Interconnection | Solar |  |  | N/A | https://www.pjm.com/pjmfiles/pub/planning/project-queues/feas_docs/y1023_fea.pdf | Document Posted |  | Withdrawn |  |  | N/A |  | N/A |  |  | N/A | N/A |  | 2/28/2012 | N/A | N/A |  | 10/17/2012 | Customer Initiated Withdrawal | 10/22/2013 |  |  | N | No
Y1-024 | Felicity 12.5kV |  | OH | Unknown | Withdrawn | Duke | 3 | 3 | 1.14 |  | Capacity | Generation Interconnection | Solar |  |  | N/A | https://www.pjm.com/pjmfiles/pub/planning/project-queues/feas_docs/y1024_fea.pdf | Document Posted |  | Withdrawn |  |  | N/A |  | N/A |  |  | N/A | N/A |  | 2/28/2012 | N/A | N/A |  | 10/17/2012 | Customer Initiated Withdrawal | 10/22/2013 |  |  | N | No
Y1-025 | Raritan River 230kV |  | NJ | Middlesex | Withdrawn | JCPL | 785 | 785 | 725 |  | Capacity | Generation Interconnection | Natural Gas |  |  | N/A | https://www.pjm.com/pjmfiles/pub/planning/project-queues/feas_docs/y1025_fea.pdf | Document Posted | https://www.pjm.com/pjmfiles/pub/planning/project-queues/impact_studies/y1025_imp.pdf | Document Posted |  | Withdrawn | N/A |  | N/A |  |  | N/A | N/A |  | 2/29/2012 | N/A | N/A |  | 6/4/2013 | Customer Initiated Withdrawal | 5/15/2015 |  |  | N | No
Y1-026 | Tosco 230kV | Tosco #6 | NJ | Union | In Service | PSEG | 180 | 0 | 160 | 0 | Capacity | Generation Interconnection | Natural Gas |  |  | N/A | https://www.pjm.com/pjmfiles/pub/planning/project-queues/feas_docs/y1026_fea.pdf | Document Posted | https://www.pjm.com/pjmfiles/pub/planning/project-queues/impact_studies/y1026_imp.pdf | Document Posted | https://www.pjm.com/pjmfiles/pub/planning/project-queues/facilities/y1026_fac.pdf | Document Posted | https://www.pjm.com/pjmfiles/pub/planning/project-queues/isa/y1_026_isa.pdf | Document Posted | N/A |  | Not Required | N/A | N/A |  | 2/29/2012 | N/A | N/A |  |  |  | 3/1/2012 |  | 6/1/2018 | N | No
Y1-027 | Belmon 12.5kV | Westmoreland Landfill Gas Plant | PA | Fayette | Withdrawn | APS | 4 | 4 | 1.52 |  | Capacity | Generation Interconnection | Methane |  |  | N/A | https://www.pjm.com/pjmfiles/pub/planning/project-queues/feas_docs/y1027_fea.pdf | Document Posted | https://www.pjm.com/pjmfiles/pub/planning/project-queues/impact_studies/y1027_imp.pdf | Document Posted |  | Not Required | N/A | Wholesale Market Participation Agreement | https://www.pjm.com/pjmfiles/pub/planning/project-queues/wmpa/y1027_wmpa.pdf |  | Not Required | N/A | N/A |  | 2/29/2012 | N/A | N/A |  | 7/11/2016 |  | 12/31/2016 | 12/31/2016 |  | N | No
Y1-028 | Lewis Run 115kV |  | PA | McKean | Withdrawn | PENELEC | 125 | 125 | 16.25 |  | Capacity | Generation Interconnection | Wind |  |  | N/A | https://www.pjm.com/pjmfiles/pub/planning/project-queues/feas_docs/y1028_fea.pdf | Document Posted |  | Withdrawn |  |  | N/A |  | N/A |  |  | N/A | N/A |  | 2/29/2012 | N/A | N/A |  | 10/19/2012 | Customer Milestone Not Met | 12/1/2014 |  |  | N | No
Y1-029 | Waynesboro-Dooms 115kV |  | VA | Accomack | Withdrawn | Dominion | 99 | 99 | 12.9 |  | Capacity | Generation Interconnection | Wind |  |  | N/A | https://www.pjm.com/pjmfiles/pub/planning/project-queues/feas_docs/y1029_fea.pdf | Document Posted |  | Withdrawn |  |  | N/A |  | N/A |  |  | N/A | N/A |  | 2/29/2012 | N/A | N/A |  | 8/29/2012 | Customer Initiated Withdrawal | 9/15/2014 |  |  | N | No
Y1-030 | Forest 69kV |  | OH | Wyandot | Withdrawn | AEP | 100 | 100 | 13 |  | Capacity | Generation Interconnection | Wind |  |  | N/A | https://www.pjm.com/pjmfiles/pub/planning/project-queues/feas_docs/y1030_fea.pdf | Document Posted | https://www.pjm.com/pjmfiles/pub/planning/project-queues/impact_studies/y1030_imp.pdf | Document Posted | https://www.pjm.com/pjmfiles/pub/planning/project-queues/facilities/y1030_fac.pdf | Document Posted |  | Withdrawn | N/A |  | Withdrawn | N/A | N/A |  | 2/29/2012 | N/A | N/A |  | 2/18/2015 | Customer Initiated Withdrawal | 12/31/2015 |  |  | N | No
Y1-031 | Erie East 230kV |  | PA | Clarion | Withdrawn | PENELEC | 101.47 | 101.47 | 13.19 |  | Capacity | Generation Interconnection | Wind |  |  | N/A | https://www.pjm.com/pjmfiles/pub/planning/project-queues/feas_docs/y1031_fea.pdf | Document Posted |  | Withdrawn |  |  | N/A |  | N/A |  |  | N/A | N/A |  | 2/29/2012 | N/A | N/A |  | 3/13/2013 | Customer Initiated Withdrawal | 6/1/2013 |  |  | N | No
Y1-032 | Potter-Gold 115kV |  | PA | Potter | Withdrawn | PENELEC | 99 | 99 | 12.9 |  | Capacity | Generation Interconnection | Wind |  |  | N/A | https://www.pjm.com/pjmfiles/pub/planning/project-queues/feas_docs/y1032_fea.pdf | Document Posted | https://www.pjm.com/pjmfiles/pub/planning/project-queues/impact_studies/y1032_imp.pdf | Document Posted |  | Withdrawn | N/A |  | N/A |  |  | N/A | N/A |  | 2/29/2012 | N/A | N/A |  | 5/8/2013 | Customer Milestone Not Met | 12/31/2016 |  |  | N | No
Y1-033 | Penn Mar-Rock Wood 115kV |  | PA | Somerset | In Service | PENELEC | 38.3 | 38.3 | 4.98 | 38.3 | Capacity | Generation Interconnection | Wind |  |  | N/A | https://www.pjm.com/pjmfiles/pub/planning/project-queues/feas_docs/y1033_fea.pdf | Document Posted | https://www.pjm.com/pjmfiles/pub/planning/project-queues/impact_studies/y1033_imp.pdf | Document Posted | https://www.pjm.com/pjmfiles/pub/planning/project-queues/facilities/y1033_fac.pdf | Document Posted | https://www.pjm.com/pjmfiles/pub/planning/project-queues/isa/y1_033_isa.pdf | Document Posted | N/A | https://www.pjm.com/pjmfiles/pub/planning/project-queues/csa/y1_033_csa.pdf | Document Posted | N/A | N/A |  | 2/29/2012 | N/A | N/A |  |  |  | 3/27/2017 | 3/27/2017 | 12/14/2016 | N | No
Y1-034 | Everson 23kV | Purdys Run Plant | WV | Harrison | Withdrawn | APS | 6 | 6 | 6 |  | Capacity | Generation Interconnection | Natural Gas |  |  | N/A | https://www.pjm.com/pjmfiles/pub/planning/project-queues/feas_docs/y1034_fea.pdf | Document Posted | https://www.pjm.com/pjmfiles/pub/planning/project-queues/impact_studies/y1034_imp.pdf | Document Posted |  | Not Required | N/A | Wholesale Market Participation Agreement | https://www.pjm.com/pjmfiles/pub/planning/project-queues/wmpa/y1034_wmpa.pdf |  | Not Required | N/A | N/A |  | 2/29/2012 | N/A | N/A |  | 6/7/2016 | Customer Initiated Withdrawal | 1/1/2015 | 1/1/2015 |  | N | No
Y1-035 | Eastlake 138kV |  | OH | Lake | Withdrawn | ATSI | 462 | 462 | 462 |  | Capacity | Generation Interconnection | Natural Gas |  |  | N/A | https://www.pjm.com/pjmfiles/pub/planning/project-queues/feas_docs/y1035_fea.pdf | Document Posted | https://www.pjm.com/pjmfiles/pub/planning/project-queues/impact_studies/y1035_imp.pdf | Document Posted | https://www.pjm.com/pjmfiles/pub/planning/project-queues/facilities/y1035_fac.pdf | Document Posted |  | Withdrawn | N/A |  | Withdrawn | N/A | N/A |  | 3/8/2012 | N/A | N/A |  | 7/23/2014 | Customer Initiated Withdrawal | 6/1/2017 | 6/1/2017 |  | N | No
Y1-036 | Eastlake 345kV |  | OH | Lake | Withdrawn | ATSI | 462 | 462 | 462 |  | Capacity | Generation Interconnection | Natural Gas |  |  | N/A | https://www.pjm.com/pjmfiles/pub/planning/project-queues/feas_docs/y1036_fea.pdf | Document Posted | https://www.pjm.com/pjmfiles/pub/planning/project-queues/impact_studies/y1036_imp.pdf | Document Posted | https://www.pjm.com/pjmfiles/pub/planning/project-queues/facilities/y1036_fac.pdf | Document Posted |  | Withdrawn | N/A |  | Withdrawn | N/A | N/A |  | 3/8/2012 | N/A | N/A |  | 7/23/2014 | Customer Initiated Withdrawal | 6/1/2017 | 6/1/2017 |  | N | No
Y1-037 |  |  | NJ | Unknown | Withdrawn | JCPL | 6 |  |  |  | Energy | Generation Interconnection | Solar |  |  | N/A |  | Withdrawn |  |  |  |  | N/A |  | N/A |  |  | N/A | N/A |  | 3/15/2012 | N/A | N/A |  | 4/4/2012 | Customer Milestone Not Met |  |  |  | N | No
Y1-038 | Sparta |  | NJ | Sussex | Withdrawn | JCPL | 5 | 5 | 1.9 |  | Capacity | Generation Interconnection | Solar |  |  | N/A | https://www.pjm.com/pjmfiles/pub/planning/project-queues/feas_docs/y1038_fea.pdf | Document Posted |  | Withdrawn |  |  | N/A |  | N/A |  |  | N/A | N/A |  | 3/19/2012 | N/A | N/A |  | 8/28/2012 | Customer Milestone Not Met | 8/31/2013 |  |  | N | No
Y1-039 | Kings Creek 69kV |  | MD | Somerset | Withdrawn | DPL | 5.2 | 5.2 | 0 |  | Energy | Generation Interconnection | Biomass |  |  | N/A | https://www.pjm.com/pjmfiles/pub/planning/project-queues/feas_docs/y1039_fea.pdf | Document Posted | https://www.pjm.com/pjmfiles/pub/planning/project-queues/impact_studies/y1039_imp.pdf | Document Posted |  | Withdrawn | N/A |  | N/A |  |  | N/A | N/A |  | 3/23/2012 | N/A | N/A |  | 9/12/2012 | Customer Milestone Not Met | 10/1/2013 |  |  | N | No
Y1-039A_EKPC1 | JK Smith 138 KV |  | KY | Clark | Withdrawn | EKPC | 170 | 170 | 170 |  | Capacity | Generation Interconnection | Natural Gas |  |  | N/A | https://www.pjm.com/pjmfiles/pub/planning/project-queues/feas_docs/y1039a_ekpc1_fea.pdf | Document Posted |  | Withdrawn |  |  | N/A |  | N/A |  |  | N/A | N/A |  | 3/23/2012 | N/A | N/A |  | 7/16/2013 | Customer Initiated Withdrawal | 6/1/2016 |  |  | N | No
Y1-042 | Vineland 12kV |  | NJ | Cumberland | Withdrawn | AEC | 3.5 | 3.5 | 1.33 |  | Capacity | Generation Interconnection | Solar |  |  | N/A | https://www.pjm.com/pjmfiles/pub/planning/project-queues/feas_docs/y1042_fea.pdf | Document Posted | https://www.pjm.com/pjmfiles/pub/planning/project-queues/impact_studies/y1042_imp.pdf | Document Posted |  |  | N/A |  | N/A |  |  | N/A | N/A |  | 3/30/2012 | N/A | N/A |  | 8/28/2012 | Customer Initiated Withdrawal | 9/1/2014 |  |  | N | No
Y1-043 | Mackeys-Creswell 115kV |  | NC | Washington | Withdrawn | Dominion | 150 | 150 | 19.5 |  | Capacity | Generation Interconnection | Wind |  |  | N/A | https://www.pjm.com/pjmfiles/pub/planning/project-queues/feas_docs/y1043_fea.pdf | Document Posted | https://www.pjm.com/pjmfiles/pub/planning/project-queues/impact_studies/y1043_imp.pdf | Document Posted |  | Withdrawn | N/A |  | N/A |  |  | N/A | N/A |  | 3/30/2012 | N/A | N/A |  | 3/26/2013 | Customer Initiated Withdrawal | 5/31/2015 |  |  | N | No
Y1-044 | Belmont 138kV | Willow Island Hydro Generation Project | WV | Pleasants | In Service | APS | 43.2 | 6.8 | 6.8 | 6.8 | Capacity | Generation Interconnection | Hydro |  |  | N/A | https://www.pjm.com/pjmfiles/pub/planning/project-queues/feas_docs/y1044_fea.pdf | Document Posted | https://www.pjm.com/pjmfiles/pub/planning/project-queues/impact_studies/y1044_imp.pdf | Document Posted |  | Not Required | https://www.pjm.com/pjmfiles/pub/planning/project-queues/isa/y1_044_isa.pdf | Document Posted | N/A |  | Not Required | N/A | N/A |  | 3/30/2012 | N/A | N/A |  |  |  | 7/31/2015 | 7/31/2015 | 11/15/2015 | N | No
Y1-045 | Friendship Manor |  | MD | Howard | Withdrawn | BGE | 2 | 2 | 0 |  | Energy | Generation Interconnection | Solar |  |  | N/A |  | Not Required |  | Not Required |  | Not Required | N/A | Wholesale Market Participation Agreement | https://www.pjm.com/pjmfiles/pub/planning/project-queues/wmpa/y1045_wmpa.pdf |  | Not Required | N/A | N/A |  | 3/30/2012 | N/A | N/A |  | 8/16/2018 |  | 9/1/2017 | 9/1/2017 |  | Y | No
Y1-046 | New Prospect Road 12kV |  | NJ | Monmouth | Withdrawn | JCPL | 8 | 8 | 3.04 |  | Capacity | Generation Interconnection | Solar |  |  | N/A |  | Withdrawn |  |  |  |  | N/A |  | N/A |  |  | N/A | N/A |  | 3/30/2012 | N/A | N/A |  | 6/18/2012 | Customer Initiated Withdrawal | 3/13/2013 |  |  | N | No
Y1-047 | North Meshoppen 34.5kV | Roundtop Energy Project | PA | Wyoming | In Service | PENELEC | 15.4 | 15.4 | 15.4 | 15.4 | Capacity | Generation Interconnection | Natural Gas |  |  | N/A | https://www.pjm.com/pjmfiles/pub/planning/project-queues/feas_docs/y1047_fea.pdf | Document Posted | https://www.pjm.com/pjmfiles/pub/planning/project-queues/impact_studies/y1047_imp.pdf | Document Posted | https://www.pjm.com/pjmfiles/pub/planning/project-queues/facilities/y1047_fac.pdf | Document Posted | https://www.pjm.com/pjmfiles/pub/planning/project-queues/isa/y1_047_isa.pdf | Document Posted | N/A | https://www.pjm.com/pjmfiles/pub/planning/project-queues/csa/y1_047_csa.pdf | Document Posted | N/A | N/A |  | 3/30/2012 | N/A | N/A |  |  |  | 4/1/2015 | 4/1/2015 | 10/15/2015 | N | No
Y1-048 | Four Rivers 115kV | Four Rivers NUG CC-1 | VA | Hanover | Withdrawn | Dominion | 372 | 20 | 20 |  | Capacity | Generation Interconnection | Natural Gas |  |  | N/A | https://www.pjm.com/pjmfiles/pub/planning/project-queues/feas_docs/y1048_fea.pdf | Document Posted | https://www.pjm.com/pjmfiles/pub/planning/project-queues/impact_studies/y1048_imp.pdf | Document Posted | https://www.pjm.com/pjmfiles/pub/planning/project-queues/facilities/y1048_fac.pdf | Document Posted | https://www.pjm.com/pjmfiles/pub/planning/project-queues/isa/y1_048_isa.pdf | Document Posted | N/A |  | Not Required | N/A | N/A |  | 4/2/2012 | N/A | N/A |  | 1/10/2014 | Customer Initiated Withdrawal | 6/1/2016 | 6/1/2016 |  | N | No
Y1-049 | Wurno 34.5kV | New River Resource Authority Waste Management Facility IRD LEG-E | VA | Pulaski | In Service | AEP | 6 | 6 | 6 | 6 | Capacity | Generation Interconnection | Methane |  |  | N/A | https://www.pjm.com/pjmfiles/pub/planning/project-queues/feas_docs/y1049_fea.pdf | Document Posted | https://www.pjm.com/pjmfiles/pub/planning/project-queues/impact_studies/y1049_imp.pdf | Document Posted |  | Not Required | https://www.pjm.com/pjmfiles/pub/planning/project-queues/isa/y1_049_isa.pdf | Document Posted | N/A | https://www.pjm.com/pjmfiles/pub/planning/project-queues/csa/y1_049_csa.pdf | Document Posted | N/A | N/A |  | 4/6/2012 | N/A | N/A |  |  |  | 3/31/2013 | 3/31/2013 | 12/1/2014 | N | No
Y1-054 | Rochelle 138kV | Rochelle Plant | OH | Hamilton | In Service | DEOK | 20 | 20 | 0 | 20 | Energy | Generation Interconnection | Natural Gas |  |  | N/A | https://www.pjm.com/pjmfiles/pub/planning/project-queues/feas_docs/y1054_fea.pdf | Document Posted | https://www.pjm.com/pjmfiles/pub/planning/project-queues/impact_studies/y1054_imp.pdf | Document Posted |  | Not Required | https://www.pjm.com/pjmfiles/pub/planning/project-queues/isa/y1_054_isa.pdf | Document Posted | N/A |  | Not Required | N/A | N/A |  | 4/16/2012 | N/A | N/A |  |  |  | 5/1/2013 |  | 5/30/2013 | N | No
Y1-055 | Brick-Lanes Mill 34.5kV |  | NJ | Ocean | Withdrawn | JCPL | 5 | 5 | 1.9 |  | Capacity | Generation Interconnection | Solar |  |  | N/A | https://www.pjm.com/pjmfiles/pub/planning/project-queues/feas_docs/y1055_fea.pdf | Document Posted |  | Withdrawn |  |  | N/A |  | N/A |  |  | N/A | N/A |  | 4/16/2012 | N/A | N/A |  | 8/10/2012 | Customer Milestone Not Met | 6/30/2015 |  |  | N | No
Y1-056 | TMI |  | PA | York | Withdrawn | ME | 879 | 19 | 19 |  | Capacity | Generation Interconnection | Nuclear |  |  | N/A | https://www.pjm.com/pjmfiles/pub/planning/project-queues/feas_docs/y1056_fea.pdf | Document Posted |  | Withdrawn |  |  | N/A |  | N/A |  |  | N/A | N/A |  | 4/16/2012 | N/A | N/A |  | 6/10/2013 | Customer Initiated Withdrawal | 6/30/2013 |  |  | N | No
Y1-057 | Barbadoes 34kV | Barbadoes Energy Storage Unit | PA | Montgomery | Deactivated | PECO | 2 | 1 | 0.1 | 1 | Capacity | Generation Interconnection | Storage |  |  | N/A | https://www.pjm.com/pjmfiles/pub/planning/project-queues/feas_docs/y1057_fea.pdf | Document Posted | https://www.pjm.com/pjmfiles/pub/planning/project-queues/impact_studies/y1057_imp.pdf | Document Posted |  | Not Required | https://www.pjm.com/pjmfiles/pub/planning/project-queues/isa/y1_057_isa.pdf | Document Posted | N/A | https://www.pjm.com/pjmfiles/pub/planning/project-queues/csa/y1_057_csa.pdf | Document Posted | N/A | N/A | 9/4/2013 | 4/25/2012 | N/A | N/A |  |  |  | 12/1/2013 | 12/1/2013 | 9/30/2013 | N | No
Y1-060 | Aulander 34.5kV |  | NC | Hertford | Withdrawn | Dominion | 15 | 15 | 7.5 |  | Capacity | Generation Interconnection | Solar |  |  | N/A | https://www.pjm.com/pjmfiles/pub/planning/project-queues/feas_docs/y1060_fea.pdf | Document Posted | https://www.pjm.com/pjmfiles/pub/planning/project-queues/impact_studies/y1060_imp.pdf | Document Posted | https://www.pjm.com/pjmfiles/pub/planning/project-queues/facilities/y1060_fac.pdf | Document Posted |  | Withdrawn | N/A |  | Withdrawn | N/A | N/A |  | 4/25/2012 | N/A | N/A |  | 1/18/2013 | Customer Milestone Not Met | 12/31/2013 |  |  | N | No
Y1-063 | Trenton 34.5kV |  | OH | Delaware | Deactivated | AEP | 4 | 4 | 0 | 4 | Energy | Generation Interconnection | Storage |  |  | N/A | https://www.pjm.com/pjmfiles/pub/planning/project-queues/feas_docs/y1063_fea.pdf | Document Posted | https://www.pjm.com/pjmfiles/pub/planning/project-queues/impact_studies/y1063_imp.pdf | Document Posted |  | Not Required | N/A | Wholesale Market Participation Agreement | https://www.pjm.com/pjmfiles/pub/planning/project-queues/wmpa/y1063_wmpa.pdf | https://www.pjm.com/pjmfiles/pub/planning/project-queues/csa/y1063_wmpa.pdf | Not Required | N/A | N/A |  | 4/27/2012 | N/A | N/A |  |  |  | 3/31/2014 | 3/31/2014 | 3/31/2014 | N | No
Y1-064 | Berkshire 34.5kV | Berkshire 3.4kV | OH | Delaware | Withdrawn | AEP | 4 | 4 | 0 |  | Energy | Generation Interconnection | Storage |  |  | N/A | https://www.pjm.com/pjmfiles/pub/planning/project-queues/feas_docs/y1064_fea.pdf | Document Posted | https://www.pjm.com/pjmfiles/pub/planning/project-queues/impact_studies/y1064_imp.pdf | Document Posted |  | Not Required | N/A | Wholesale Market Participation Agreement | https://www.pjm.com/pjmfiles/pub/planning/project-queues/wmpa/y1064_wmpa.pdf |  | Not Required | N/A | N/A |  | 4/27/2012 | N/A | N/A |  | 10/31/2013 | Customer Initiated Withdrawal | 3/31/2015 | 3/31/2015 |  | N | No
Y1-065 | Rock Springs 500kV | Wildcat Point | MD | Cecil | In Service | Essential Power | 834.1 | 834.1 | 805 | 834.1 | Capacity | Generation Interconnection | Natural Gas |  |  | N/A | https://www.pjm.com/pjmfiles/pub/planning/project-queues/feas_docs/y1065_fea.pdf | Document Posted | https://www.pjm.com/pjmfiles/pub/planning/project-queues/impact_studies/y1065_imp.pdf | Document Posted | https://www.pjm.com/pjmfiles/pub/planning/project-queues/facilities/y1065_fac.pdf | Document Posted | https://www.pjm.com/pjmfiles/pub/planning/project-queues/isa/y1_065_isa.pdf | Document Posted | N/A | https://www.pjm.com/pjmfiles/pub/planning/project-queues/csa/y1_065_csa.pdf | Document Posted | N/A | N/A |  | 4/27/2012 | N/A | N/A |  |  |  | 9/21/2017 | 9/21/2017 | 7/26/2017 | N | No
Y1-066 | Four Rivers 115kV | Four Rivers NUG CC-1 | VA | Hanover | In Service | Dominion | 182 | 0 | 13.3 | 0 | Capacity | Generation Interconnection | Natural Gas |  |  | N/A | https://www.pjm.com/pjmfiles/pub/planning/project-queues/feas_docs/y1066_fea.pdf | Document Posted | https://www.pjm.com/pjmfiles/pub/planning/project-queues/impact_studies/y1066_imp.pdf | Document Posted | https://www.pjm.com/pjmfiles/pub/planning/project-queues/facilities/y1066_fac.pdf | Document Posted | https://www.pjm.com/pjmfiles/pub/planning/project-queues/isa/y1_066_isa.pdf | Document Posted | N/A |  | Not Required | N/A | N/A |  | 4/27/2012 | N/A | N/A |  |  |  | 6/1/2016 | 6/1/2016 | 9/1/2013 | N | No
Y1-067 | Peckville-Jackson 69kV |  | PA | Wayne | Withdrawn | PPL | 64.6 | 64.6 | 8.4 |  | Capacity | Generation Interconnection | Wind |  |  | N/A | https://www.pjm.com/pjmfiles/pub/planning/project-queues/feas_docs/y1067_fea.pdf | Document Posted |  | Withdrawn |  |  | N/A |  | N/A |  |  | N/A | N/A |  | 4/27/2012 | N/A | N/A |  | 11/30/2012 | Customer Milestone Not Met | 11/1/2013 |  |  | N | No
Y1-068 | East Mill 138kV | MeadWestvaco Covington Mill Site | VA | Unknown | In Service | Dominion | 50 | 20 | 0 | 20 | Energy | Generation Interconnection | Biomass |  |  | N/A | https://www.pjm.com/pjmfiles/pub/planning/project-queues/feas_docs/y1068_fea.pdf | Document Posted | https://www.pjm.com/pjmfiles/pub/planning/project-queues/impact_studies/y1068_imp.pdf | Document Posted | https://www.pjm.com/pjmfiles/pub/planning/project-queues/facilities/y1068_fac.pdf | Document Posted | https://www.pjm.com/pjmfiles/pub/planning/project-queues/isa/y1_068_isa.pdf | Document Posted | N/A | https://www.pjm.com/pjmfiles/pub/planning/project-queues/csa/y1_068_csa.pdf | Document Posted | N/A | N/A |  | 4/27/2012 | N/A | N/A |  |  |  | 6/1/2014 | 6/1/2014 | 10/15/2013 | N | No
Y1-069 | Bay Shore-Fostoria Central 345kV & Bayshore-Monroe 345kV | Oregon Energy Center | OH | Lucas | In Service | ATSI | 799 | 799 | 799 | 799 | Capacity | Generation Interconnection | Natural Gas |  |  | N/A | https://www.pjm.com/pjmfiles/pub/planning/project-queues/feas_docs/y1069_fea.pdf | Document Posted | https://www.pjm.com/pjmfiles/pub/planning/project-queues/impact_studies/y1069_imp.pdf | Document Posted | https://www.pjm.com/pjmfiles/pub/planning/project-queues/facilities/y1069_fac.pdf | Document Posted | https://www.pjm.com/pjmfiles/pub/planning/project-queues/isa/y1_069_isa.pdf | Document Posted | N/A | https://www.pjm.com/pjmfiles/pub/planning/project-queues/csa/y1_069_csa.pdf | Document Posted | N/A | N/A | 3/15/2016 | 4/27/2012 | N/A | N/A | 3/9/2017 |  |  | 5/15/2017 | 5/15/2017 | 6/23/2017 | N | No
Y1-070 | Shenango-Hoytdale 345kV |  | PA | Lawrence | Withdrawn | ATSI | 825 | 825 | 825 |  | Capacity | Generation Interconnection | Natural Gas |  |  | N/A | https://www.pjm.com/pjmfiles/pub/planning/project-queues/feas_docs/y1070_fea.pdf | Document Posted | https://www.pjm.com/pjmfiles/pub/planning/project-queues/impact_studies/y1070_imp.pdf | Document Posted |  | Withdrawn | N/A |  | N/A |  |  | N/A | N/A |  | 4/30/2012 | N/A | N/A |  | 4/24/2013 | Customer Initiated Withdrawal | 6/1/2017 |  |  | N | No
Y1-071 | Burma 25kV | Kelly Generation Facility | PA | Lawrence | Withdrawn | APS | 6 | 6 | 6 |  | Capacity | Generation Interconnection | Natural Gas |  |  | N/A | https://www.pjm.com/pjmfiles/pub/planning/project-queues/feas_docs/y1071_fea.pdf | Document Posted | https://www.pjm.com/pjmfiles/pub/planning/project-queues/impact_studies/y1071_imp.pdf | Document Posted |  | Not Required | N/A | Wholesale Market Participation Agreement | https://www.pjm.com/pjmfiles/pub/planning/project-queues/wmpa/y1071_wmpa.pdf |  | Not Required | N/A | N/A |  | 4/30/2012 | N/A | N/A |  | 3/10/2017 | Customer Initiated Withdrawal | 6/1/2015 | 6/1/2015 |  | N | No
Y1-072 | Glen Gardner 12kV | Lebanon Solar | NJ | Hunterdon | In Service | JCPL | 2 | 0 | 0.76 | 0 | Capacity | Generation Interconnection | Solar |  |  | N/A | https://www.pjm.com/pjmfiles/pub/planning/project-queues/feas_docs/y1072_fea.pdf | Document Posted | https://www.pjm.com/pjmfiles/pub/planning/project-queues/impact_studies/y1072_imp.pdf | Document Posted |  | Not Required | https://www.pjm.com/pjmfiles/pub/planning/project-queues/isa/y1_072_isa.pdf | Document Posted | N/A |  | Not Required | N/A | N/A |  | 4/30/2012 | N/A | N/A |  |  |  | 12/23/2011 |  | 5/30/2013 | N | No
Y1-073 | Riders Creek |  | NC | Tyrell | Withdrawn | Dominion | 20 | 20 | 7.6 |  | Capacity | Generation Interconnection | Solar |  |  | N/A | https://www.pjm.com/pjmfiles/pub/planning/project-queues/feas_docs/y1073_fea.pdf | Document Posted |  | Withdrawn |  |  | N/A |  | N/A |  |  | N/A | N/A |  | 4/30/2012 | N/A | N/A |  | 9/4/2012 | Customer Milestone Not Met | 12/31/2016 |  |  | N | No
Y1-074 | Martin 12kV |  | OH | Summit | Withdrawn | ATSI | 7.8 | 7.8 | 2.96 |  | Capacity | Generation Interconnection | Solar |  |  | N/A | https://www.pjm.com/pjmfiles/pub/planning/project-queues/feas_docs/y1074_fea.pdf | Document Posted |  | Withdrawn |  |  | N/A |  | N/A |  |  | N/A | N/A |  | 4/30/2012 | N/A | N/A |  | 2/25/2013 | Customer Initiated Withdrawal | 11/1/2013 |  |  | N | No
Y1-075 | Medford 13kV | Reeve's Station South | NJ | Burlington | In Service | PSEG | 1 | 1 | 0.38 | 1 | Capacity | Generation Interconnection | Solar |  |  | N/A | https://www.pjm.com/pjmfiles/pub/planning/project-queues/feas_docs/y1075_fea.pdf | Document Posted | https://www.pjm.com/pjmfiles/pub/planning/project-queues/impact_studies/y1075_imp.pdf | Document Posted |  | Not Required | N/A | Wholesale Market Participation Agreement | https://www.pjm.com/pjmfiles/pub/planning/project-queues/wmpa/y1075_wmpa.pdf |  | Not Required | N/A | N/A |  | 4/30/2012 | N/A | N/A |  |  |  | 12/31/2013 | 12/31/2013 | 12/19/2013 | N | No
Y1-076 | BL England 138kV |  | NJ | Cape May | Withdrawn | AEC | 452 | 18.1 | 18.1 |  | Capacity | Generation Interconnection | Natural Gas |  |  | N/A |  | Withdrawn |  |  |  |  | N/A |  | N/A |  |  | N/A | N/A |  | 4/30/2012 | N/A | N/A |  | 5/29/2012 |  | 6/1/2015 |  |  | N | No
Y1-077 | BL England 138kV | Cape May Energy Center (CMEC) | NJ | Cape May | Withdrawn | AEC | 486 | 34 | 0 |  | Energy | Generation Interconnection | Natural Gas |  |  | N/A | https://www.pjm.com/pjmfiles/pub/planning/project-queues/feas_docs/y1077_fea.pdf | Document Posted | https://www.pjm.com/pjmfiles/pub/planning/project-queues/impact_studies/y1077_imp.pdf | Document Posted |  | Not Required | https://www.pjm.com/pjmfiles/pub/planning/project-queues/isa/y1_077_isa.pdf | Document Posted | N/A | https://www.pjm.com/pjmfiles/pub/planning/project-queues/csa/y1_077_csa.pdf | Document Posted | N/A | N/A |  | 4/30/2012 | N/A | N/A | 6/1/2023 | 12/18/2019 |  | 6/1/2021 | 6/1/2021 |  | N | No
Y1-078 | Crawford 138kV |  | IL | Cook | Withdrawn | ComEd | 20 | 20 | 0 |  | Energy | Generation Interconnection | Storage |  |  | N/A | https://www.pjm.com/pjmfiles/pub/planning/project-queues/feas_docs/y1078_fea.pdf | Document Posted | https://www.pjm.com/pjmfiles/pub/planning/project-queues/impact_studies/y1078_imp.pdf | Document Posted |  | Withdrawn | N/A |  | N/A |  |  | N/A | N/A |  | 4/30/2012 | N/A | N/A |  | 2/7/2014 | Customer Initiated Withdrawal | 12/31/2012 |  |  | N | No
Y1-079 | Wye Mills 69kV | Wye Mills Solar Site | MD | Talbot | In Service | DPL | 10 | 10 | 3.8 | 10 | Capacity | Generation Interconnection | Solar |  |  | N/A | https://www.pjm.com/pjmfiles/pub/planning/project-queues/feas_docs/y1079_fea.pdf | Document Posted | https://www.pjm.com/pjmfiles/pub/planning/project-queues/impact_studies/y1079_imp.pdf | Document Posted | https://www.pjm.com/pjmfiles/pub/planning/project-queues/facilities/y1079_fac.pdf | Document Posted | N/A | Wholesale Market Participation Agreement | https://www.pjm.com/pjmfiles/pub/planning/project-queues/wmpa/y1079_wmpa.pdf |  | Not Required | N/A | N/A |  | 4/30/2012 | N/A | N/A |  |  |  | 7/29/2016 | 7/29/2016 | 8/24/2016 | N | No
Y1-080 | Dorchester 12kV | Constellation Solar Maryland II, LLC Solar Facility | MD | Dorchester | In Service | DPL | 3.38 | 3.38 | 1.28 | 3.38 | Capacity | Generation Interconnection | Solar |  |  | N/A | https://www.pjm.com/pjmfiles/pub/planning/project-queues/feas_docs/y1080_fea.pdf | Document Posted | https://www.pjm.com/pjmfiles/pub/planning/project-queues/impact_studies/y1080_imp.pdf | Document Posted |  | Not Required | N/A | Wholesale Market Participation Agreement | https://www.pjm.com/pjmfiles/pub/planning/project-queues/wmpa/y1080_wmpa.pdf |  | Not Required | N/A | N/A |  | 4/30/2012 | N/A | N/A |  |  |  | 4/30/2015 | 4/30/2015 | 4/30/2015 | N | No
Y1-081 | Wye Mills 12kV |  | MD | Talbot | Withdrawn | DPL | 3.38 | 3.38 | 1.28 |  | Capacity | Generation Interconnection | Solar |  |  | N/A | https://www.pjm.com/pjmfiles/pub/planning/project-queues/feas_docs/y1081_fea.pdf | Document Posted |  | Withdrawn |  |  | N/A |  | N/A |  |  | N/A | N/A |  | 4/30/2012 | N/A | N/A |  | 9/10/2012 | Customer Initiated Withdrawal | 11/1/2013 |  |  | N | No
Y1-084 | East Newton–Blairstown 34.5kV | Fredon Solar Farm | NJ | Sussex | Withdrawn | JCPL | 1.99 | 1.99 | 0.76 |  | Capacity | Generation Interconnection | Solar |  |  | N/A | https://www.pjm.com/pjmfiles/pub/planning/project-queues/feas_docs/y1084_fea.pdf | Document Posted | https://www.pjm.com/pjmfiles/pub/planning/project-queues/impact_studies/y1084_imp.pdf | Document Posted |  | Not Required | N/A | Wholesale Market Participation Agreement | https://www.pjm.com/pjmfiles/pub/planning/project-queues/wmpa/y1084_wmpa.pdf |  | Not Required | N/A | N/A |  | 4/30/2012 | N/A | N/A |  | 5/16/2017 |  | 5/30/2015 | 5/30/2015 |  | N | No
Y1-085 | Kings Creek 25kV |  | MD | Somerset | Withdrawn | DPL | 4.4 | 4.4 | 0 |  | Energy | Generation Interconnection | Biomass |  |  | N/A | https://www.pjm.com/pjmfiles/pub/planning/project-queues/feas_docs/y1085_fea.pdf | Document Posted | https://www.pjm.com/pjmfiles/pub/planning/project-queues/impact_studies/y1085_imp.pdf | Document Posted |  | Withdrawn | N/A |  | N/A |  |  | N/A | N/A |  | 4/30/2012 | N/A | N/A |  | 10/4/2012 | Customer Milestone Not Met | 12/31/2013 |  |  | N | No
Y1-086 | Morgans Corner | Morgan's Corner Solar | NC | Pasquotank | In Service | Dominion | 20 | 20 | 7.6 | 20 | Capacity | Generation Interconnection | Solar |  |  | N/A | https://www.pjm.com/pjmfiles/pub/planning/project-queues/feas_docs/y1086_fea.pdf | Document Posted | https://www.pjm.com/pjmfiles/pub/planning/project-queues/impact_studies/y1086_imp.pdf | Document Posted | https://www.pjm.com/pjmfiles/pub/planning/project-queues/facilities/y1086_fac.pdf | Document Posted | https://www.pjm.com/pjmfiles/pub/planning/project-queues/isa/y1_086_isa.pdf | Document Posted | N/A | https://www.pjm.com/pjmfiles/pub/planning/project-queues/csa/y1_086_csa.pdf | Document Posted | N/A | N/A |  | 4/30/2012 | N/A | N/A |  |  |  | 1/30/2016 | 1/30/2016 | 12/26/2015 | N | No
Y1-087 | New Hope |  | MD | Wicomico | Withdrawn | DPL | 15 | 15 | 5.7 |  | Capacity | Generation Interconnection | Solar |  |  | N/A | https://www.pjm.com/pjmfiles/pub/planning/project-queues/feas_docs/y1087_fea.pdf | Document Posted |  | Withdrawn |  |  | N/A |  | N/A |  |  | N/A | N/A |  | 4/30/2012 | N/A | N/A |  | 9/6/2012 | Customer Initiated Withdrawal | 12/31/2016 |  |  | N | No
Y2-001 | Gosport | SPSA Navy Power Plant | VA | City of Portsmouth | Deactivated | Dominion | 53.8 | 3.8 | 40 | 3.8 | Capacity | Generation Interconnection | Biomass |  |  | N/A | https://www.pjm.com/pjmfiles/pub/planning/project-queues/feas_docs/y2001_fea.pdf | Document Posted | https://www.pjm.com/pjmfiles/pub/planning/project-queues/impact_studies/y2001_imp.pdf | Document Posted |  | Not Required | https://www.pjm.com/pjmfiles/pub/planning/project-queues/isa/y2_001_isa.pdf | Document Posted | N/A |  | Not Required | N/A | N/A |  | 5/2/2012 | N/A | N/A |  |  |  | 6/1/2014 | 6/1/2014 | 5/22/2014 | N | No
Y2-002 |  |  | PA | Adams | Withdrawn | PPL | 350 |  |  |  | Energy | Generation Interconnection | Natural Gas |  |  | N/A |  | Withdrawn |  |  |  |  | N/A |  | N/A |  |  | N/A | N/A |  | 5/8/2012 | N/A | N/A |  | 5/24/2012 | Customer Milestone Not Met |  |  |  | N | No
Y2-003 | Chicago Battery |  | IL | Unknown | Withdrawn | ComEd | 0.6 | 0.6 | 0 |  | Energy | Generation Interconnection | Storage |  |  | N/A |  | Not Required |  | Not Required |  | Not Required | N/A | Wholesale Market Participation Agreement | https://www.pjm.com/pjmfiles/pub/planning/project-queues/wmpa/y2003_wmpa.pdf |  | Not Required | N/A | N/A |  | 5/16/2012 | N/A | N/A |  | 3/28/2016 | Customer Milestone Not Met | 8/31/2014 | 8/31/2014 |  | Y | No
Y2-010 | Olive-Meadow Lake 345kV |  | IN | White | Withdrawn | AEP | 100 | 100 | 13 |  | Capacity | Generation Interconnection | Wind |  |  | N/A | https://www.pjm.com/pjmfiles/pub/planning/project-queues/feas_docs/y2010_fea.pdf | Document Posted | https://www.pjm.com/pjmfiles/pub/planning/project-queues/impact_studies/y2010_imp.pdf | Document Posted |  | Withdrawn | N/A |  | N/A |  |  | N/A | N/A |  | 5/23/2012 | N/A | N/A |  | 2/6/2014 | Customer Initiated Withdrawal | 12/31/2015 |  |  | N | No
Y2-011 | Brunot Island I 138kV |  | PA | Allegheny | Withdrawn | DL | 20 | 20 | 15 |  | Capacity | Generation Interconnection | Oil |  |  | N/A |  | Withdrawn |  | Not Required |  | Not Required |  | Not Required | N/A |  | Not Required | N/A | N/A |  | 5/24/2012 | N/A | N/A |  | 5/12/2014 | Customer Initiated Withdrawal | 11/1/2015 |  |  | N | No
Y2-012 | Brunot Island II 138kV |  | PA | Allegheny | Withdrawn | DL | 20 | 20 | 15 |  | Capacity | Generation Interconnection | Oil |  |  | N/A |  | Withdrawn |  | Not Required |  | Not Required |  | Not Required | N/A |  | Not Required | N/A | N/A |  | 5/24/2012 | N/A | N/A |  | 5/12/2014 | Customer Initiated Withdrawal | 11/1/2015 |  |  | N | No
Y2-013 | Linden VFT-Tosco 230kV |  | NJ | Union | Withdrawn | PSEG | 800 | 800 | 800 |  | Capacity | Generation Interconnection | Natural Gas |  |  | N/A | https://www.pjm.com/pjmfiles/pub/planning/project-queues/feas_docs/y2013_fea.pdf | Document Posted |  | Withdrawn |  |  | N/A |  | N/A |  |  | N/A | N/A |  | 5/30/2012 | N/A | N/A |  | 5/20/2013 | Customer Initiated Withdrawal | 5/1/2017 |  |  | N | No
Y2-015 | Eldred-Frackville #1 230kV |  | PA | Schuylkill | Withdrawn | PPL | 344 | 344 | 337 |  | Capacity | Generation Interconnection | Natural Gas |  |  | N/A | https://www.pjm.com/pjmfiles/pub/planning/project-queues/feas_docs/y2015_fea.pdf | Document Posted | https://www.pjm.com/pjmfiles/pub/planning/project-queues/impact_studies/y2015_imp.pdf | Document Posted | https://www.pjm.com/pjmfiles/pub/planning/project-queues/facilities/y2015_fac.pdf | Document Posted |  | Withdrawn | N/A |  | Withdrawn | N/A | N/A |  | 5/31/2012 | N/A | N/A |  | 10/2/2017 |  | 12/31/2018 | 12/31/2018 |  | N | No
Y2-016 |  |  | PA | Adams | Withdrawn | PENELEC | 68 |  |  |  | Energy | Generation Interconnection | Wind |  |  | N/A |  | Withdrawn |  |  |  |  | N/A |  | N/A |  |  | N/A | N/A |  | 6/6/2012 | N/A | N/A |  | 6/12/2012 | Customer Initiated Withdrawal |  |  |  | N | No
Y2-018 | Pequest River 34.5kV | Warren County Landfill | NJ | Warren | In Service | JCPL | 3.8 | 3.8 | 2.3 | 0 | Capacity | Generation Interconnection | Solar |  |  | N/A | https://www.pjm.com/pjmfiles/pub/planning/project-queues/feas_docs/y2018_fea.pdf | Document Posted | https://www.pjm.com/pjmfiles/pub/planning/project-queues/impact_studies/y2018_imp.pdf | Document Posted |  | Not Required | https://www.pjm.com/pjmfiles/pub/planning/project-queues/isa/y2_018_isa.pdf | Document Posted | N/A |  | Not Required | N/A | N/A |  | 6/20/2012 | N/A | N/A |  |  |  | 5/31/2016 | 5/31/2016 | 5/12/2014 | N | No
Y2-019 | Essex 230kV | Newark Energy Center | NJ | Essex | In Service | PSEG | 755 | 45 | 45 | 45 | Capacity | Generation Interconnection | Natural Gas |  |  | N/A | https://www.pjm.com/pjmfiles/pub/planning/project-queues/feas_docs/y2019_fea.pdf | Document Posted | https://www.pjm.com/pjmfiles/pub/planning/project-queues/impact_studies/y2019_imp.pdf | Document Posted |  | Not Required | https://www.pjm.com/pjmfiles/pub/planning/project-queues/isa/y2_019_isa.pdf | Document Posted | N/A | https://www.pjm.com/pjmfiles/pub/planning/project-queues/csa/y2_019_csa.pdf | Document Posted | N/A | N/A | 7/15/2014 | 6/21/2012 | N/A | N/A |  |  |  | 3/31/2016 | 3/31/2016 | 6/29/2015 | N | No
Y2-029 | Ringoes 12kV |  | NJ | Atlantic | Withdrawn | JCPL | 0.38 |  |  |  | Energy | Generation Interconnection | Solar |  |  | N/A |  | Withdrawn |  |  |  |  | N/A |  | N/A |  |  | N/A | N/A |  | 6/29/2012 | N/A | N/A |  | 8/16/2012 |  |  |  |  | N | No
Y2-037 | Tuscarora 12kV #1 | Blythe Township Solar Farm #1 | PA | Schuylkill | Withdrawn | PPL | 3 | 3 | 1.14 |  | Capacity | Generation Interconnection | Solar |  |  | N/A | https://www.pjm.com/pjmfiles/pub/planning/project-queues/feas_docs/y2037_fea.pdf | Document Posted | https://www.pjm.com/pjmfiles/pub/planning/project-queues/impact_studies/y2037_imp.pdf | Document Posted |  | Not Required | N/A | Wholesale Market Participation Agreement | https://www.pjm.com/pjmfiles/pub/planning/project-queues/wmpa/y2037_wmpa.pdf |  | Not Required | N/A | N/A |  | 7/11/2012 | N/A | N/A |  | 9/10/2013 | Customer Milestone Not Met | 6/1/2016 | 6/1/2016 |  | N | Yes
Y2-038 | Tuscarora 12kV #2 |  | PA | Schuylkill | Withdrawn | PPL | 3 | 3 | 1.14 |  | Capacity | Generation Interconnection | Solar |  |  | N/A |  | Withdrawn |  |  |  |  | N/A |  | N/A |  |  | N/A | N/A |  | 7/11/2012 | N/A | N/A |  | 8/23/2012 | Customer Milestone Not Met | 12/31/2012 |  |  | N | No
Y2-042 | Oxbow 34.5 kV | Oxbow Creek Generation Plant | PA | Wyoming | In Service | PENELEC | 18.3 | 18.3 | 18.3 | 18.3 | Capacity | Generation Interconnection | Natural Gas |  |  | N/A | https://www.pjm.com/pjmfiles/pub/planning/project-queues/feas_docs/y2042_fea.pdf | Document Posted | https://www.pjm.com/pjmfiles/pub/planning/project-queues/impact_studies/y2042_imp.pdf | Document Posted |  | Not Required | N/A | Wholesale Market Participation Agreement | https://www.pjm.com/pjmfiles/pub/planning/project-queues/wmpa/y2042_wmpa.pdf |  | Not Required | N/A | N/A |  | 7/23/2012 | N/A | N/A | 10/31/2019 |  |  | 10/30/2019 | 10/30/2019 | 11/16/2019 | N | No
Y2-043 | Kickapoo | Grand Ridge Battery Storage | IL | Lasalle | Deactivated | ComEd | 15.7 | 4.5 | 0 | 1.5 | Energy | Generation Interconnection | Storage |  |  | N/A | https://www.pjm.com/pjmfiles/pub/planning/project-queues/feas_docs/y2043_fea.pdf | Document Posted | https://www.pjm.com/pjmfiles/pub/planning/project-queues/impact_studies/y2043_imp.pdf | Document Posted |  | Not Required | https://www.pjm.com/pjmfiles/pub/planning/project-queues/isa/y2_043_isa.pdf | Document Posted | N/A |  | Not Required | N/A | N/A |  | 7/30/2012 | N/A | N/A | 12/21/2012 |  |  | 12/31/2012 |  | 12/21/2012 | N | No
Y2-045 | Baker 345kV | Riverside Generating Station | KY | Lawrence | In Service | AEP | 999 | 6 | 6 | 6 | Capacity | Generation Interconnection | Natural Gas |  |  | N/A | https://www.pjm.com/pjmfiles/pub/planning/project-queues/feas_docs/y2045_fea.pdf | Document Posted | https://www.pjm.com/pjmfiles/pub/planning/project-queues/impact_studies/y2045_imp.pdf | Document Posted |  | Not Required | https://www.pjm.com/pjmfiles/pub/planning/project-queues/isa/y2_045_isa.pdf | Document Posted | N/A |  | Not Required | N/A | N/A |  | 8/2/2012 | N/A | N/A |  |  |  | 7/8/2015 | 7/8/2015 | 1/8/2016 | N | No
Y2-048 | Haumesser Road |  | IL | DeKalb | Withdrawn | ComEd | 240 | 20 | 0 |  | Energy | Generation Interconnection | Storage |  |  | N/A |  | Withdrawn |  |  |  |  | N/A |  | N/A |  |  | N/A | N/A |  | 8/8/2012 | N/A | N/A |  | 11/5/2013 | Customer Initiated Withdrawal | 3/29/2013 |  |  | N | No
Y2-050 | Tidd–Canton Central | Carroll County Energy LLC | OH | Carroll | In Service | AEP | 742 | 742 | 672 | 742 | Capacity | Generation Interconnection | Natural Gas |  |  | N/A | https://www.pjm.com/pjmfiles/pub/planning/project-queues/feas_docs/y2050_fea.pdf | Document Posted | https://www.pjm.com/pjmfiles/pub/planning/project-queues/impact_studies/y2050_imp.pdf | Document Posted | https://www.pjm.com/pjmfiles/pub/planning/project-queues/facilities/y2050_fac.pdf | Document Posted | https://www.pjm.com/pjmfiles/pub/planning/project-queues/isa/y2_050_isa.pdf | Document Posted | N/A | https://www.pjm.com/pjmfiles/pub/planning/project-queues/csa/y2_050_csa.pdf | Document Posted | N/A | N/A |  | 8/15/2012 | N/A | N/A |  |  |  | 11/1/2017 | 11/1/2017 | 9/25/2017 | N | No
Y2-051 | Brick-Lane Mill 34.5kV | French's Landfill Solar Farm | NJ | Ocean | In Service | JCPL | 5 | 5 | 1.9 | 5 | Capacity | Generation Interconnection | Solar |  |  | N/A | https://www.pjm.com/pjmfiles/pub/planning/project-queues/feas_docs/y2051_fea.pdf | Document Posted | https://www.pjm.com/pjmfiles/pub/planning/project-queues/impact_studies/y2051_imp.pdf | Document Posted |  | Not Required | N/A | Wholesale Market Participation Agreement | https://www.pjm.com/pjmfiles/pub/planning/project-queues/wmpa/y2051_wmpa.pdf |  | Not Required | N/A | N/A |  | 8/15/2012 | N/A | N/A |  |  |  | 6/1/2016 | 6/1/2016 | 10/22/2014 | N | Yes
Y2-052 | South Bend 500kV |  | PA | Armstrong | Withdrawn | APS | 704 | 0 | 34.6 |  | Capacity | Generation Interconnection | Natural Gas |  |  | N/A | https://www.pjm.com/pjmfiles/pub/planning/project-queues/feas_docs/y2052_fea.pdf | Document Posted |  | Withdrawn |  |  | N/A |  | N/A |  |  | N/A | N/A |  | 8/15/2012 | N/A | N/A |  | 7/17/2013 | Customer Milestone Not Met | 6/1/2016 | 6/1/2016 |  | N | No
Y2-053 | Lemoyne 138kV |  | OH | Wood | Withdrawn | ATSI | 675 | 35 | 35 |  | Capacity | Generation Interconnection | Natural Gas |  |  | N/A | https://www.pjm.com/pjmfiles/pub/planning/project-queues/feas_docs/y2053_fea.pdf | Document Posted | https://www.pjm.com/pjmfiles/pub/planning/project-queues/impact_studies/y2053_imp.pdf | Document Posted |  | Not Required |  | Withdrawn | N/A |  |  | N/A | N/A |  | 8/15/2012 | N/A | N/A |  | 1/6/2015 | Customer Initiated Withdrawal | 6/1/2016 | 6/1/2016 |  | N | No
Y2-054 | Oak Grove 138kV | Oak Grove 138kV | WV | Pleasants | In Service | APS | 354 | 13.7 | 13.7 | 13.7 | Capacity | Generation Interconnection | Natural Gas |  |  | N/A | https://www.pjm.com/pjmfiles/pub/planning/project-queues/feas_docs/y2054_fea.pdf | Document Posted | https://www.pjm.com/pjmfiles/pub/planning/project-queues/impact_studies/y2054_imp.pdf | Document Posted |  | Not Required | https://www.pjm.com/pjmfiles/pub/planning/project-queues/isa/y2_054_isa.pdf | Document Posted | N/A |  | Not Required | N/A | N/A |  | 8/15/2012 | N/A | N/A |  |  |  | 6/1/2016 | 6/1/2016 | 10/10/2014 | N | No
Y2-055 | Elm Street 34.5kV | United Refining Company Oil Refinery | PA | Warren | Withdrawn | PENELEC | 29 | 29 | 29 |  | Capacity | Generation Interconnection | Natural Gas |  |  | N/A | https://www.pjm.com/pjmfiles/pub/planning/project-queues/feas_docs/y2055_fea.pdf | Document Posted | https://www.pjm.com/pjmfiles/pub/planning/project-queues/impact_studies/y2055_imp.pdf | Document Posted | https://www.pjm.com/pjmfiles/pub/planning/project-queues/facilities/y2055_fac.pdf | Document Posted | N/A | Wholesale Market Participation Agreement | https://www.pjm.com/pjmfiles/pub/planning/project-queues/wmpa/y2055_wmpa.pdf |  | Not Required | N/A | N/A |  | 8/16/2012 | N/A | N/A |  | 2/15/2019 |  | 1/1/2018 | 1/1/2018 |  | N | No
Y2-057 | Wyandot 13kV |  | OH | Wyandot | Withdrawn | AEP | 3 | 3 | 3 |  | Capacity | Generation Interconnection | Methane |  |  | N/A |  | Withdrawn |  |  |  |  | N/A |  | N/A |  |  | N/A | N/A |  | 8/23/2012 | N/A | N/A |  | 9/14/2012 | Customer Milestone Not Met | 10/1/2013 |  |  | N | No
Y2-058 | Broadford-Jackson's Ferry 765kV |  | VA | Unknown | Withdrawn | AEP | 762 | 762 | 668 |  | Capacity | Generation Interconnection | Natural Gas |  |  | N/A | https://www.pjm.com/pjmfiles/pub/planning/project-queues/feas_docs/y2058_fea.pdf | Document Posted | https://www.pjm.com/pjmfiles/pub/planning/project-queues/impact_studies/y2058_imp.pdf | Document Posted |  | Withdrawn | N/A |  | N/A |  |  | N/A | N/A |  | 8/27/2012 | N/A | N/A |  | 6/2/2015 | Customer Initiated Withdrawal | 5/15/2017 |  |  | N | No
Y2-059 | Kingston-Westover 69kV |  | MD | Somerset | Withdrawn | DPL | 20 | 20 | 7.6 |  | Capacity | Generation Interconnection | Solar |  |  | N/A | https://www.pjm.com/pjmfiles/pub/planning/project-queues/feas_docs/y2059_fea.pdf | Document Posted |  | Withdrawn |  |  | N/A |  | N/A |  |  | N/A | N/A |  | 8/30/2012 | N/A | N/A |  | 3/11/2013 | Customer Initiated Withdrawal | 9/1/2015 |  |  | N | No
Y2-060 | North Meshoppen 34.5kv II | Roundtop Energy Project | PA | Susquehanna | In Service | PENELEC | 18.9 | 3.5 | 3.5 | 3.5 | Capacity | Generation Interconnection | Natural Gas |  |  | N/A | https://www.pjm.com/pjmfiles/pub/planning/project-queues/feas_docs/y2060_fea.pdf | Document Posted | https://www.pjm.com/pjmfiles/pub/planning/project-queues/impact_studies/y2060_imp.pdf | Document Posted | https://www.pjm.com/pjmfiles/pub/planning/project-queues/facilities/y2060_fac.pdf | Document Posted | https://www.pjm.com/pjmfiles/pub/planning/project-queues/isa/y2_060_isa.pdf | Document Posted | N/A | https://www.pjm.com/pjmfiles/pub/planning/project-queues/csa/y2_060_csa.pdf | Document Posted | N/A | N/A |  | 8/31/2012 | N/A | N/A |  |  |  | 4/1/2015 | 4/1/2015 | 10/15/2015 | N | No
Y2-061 | Cumberland-West Shore 69kV |  | PA | Cumberland | Withdrawn | PPL | 20 | 20 | 7.6 |  | Capacity | Generation Interconnection | Solar |  |  | N/A | https://www.pjm.com/pjmfiles/pub/planning/project-queues/feas_docs/y2061_fea.pdf | Document Posted |  | Withdrawn |  |  | N/A |  | N/A |  |  | N/A | N/A |  | 8/31/2012 | N/A | N/A |  | 3/19/2013 | Customer Initiated Withdrawal | 7/1/2014 |  |  | N | Yes
Y2-062 | East New Market 69kV |  | MD | Dorchester | Withdrawn | DPL | 20 | 20 | 7.6 |  | Capacity | Generation Interconnection | Solar |  |  | N/A |  | Withdrawn |  |  |  |  | N/A |  | N/A |  |  | N/A | N/A |  | 8/31/2012 | N/A | N/A |  | 1/14/2013 | Customer Initiated Withdrawal | 12/1/2014 |  |  | N | No
Y2-063 | Eldred-Frackville #2 230kV |  | PA | Schuylkill | Withdrawn | PPL | 344 | 344 | 337 |  | Capacity | Generation Interconnection | Natural Gas |  |  | N/A | https://www.pjm.com/pjmfiles/pub/planning/project-queues/feas_docs/y2063_fea.pdf | Document Posted | https://www.pjm.com/pjmfiles/pub/planning/project-queues/impact_studies/y2063_imp.pdf | Document Posted | https://www.pjm.com/pjmfiles/pub/planning/project-queues/facilities/y2063_fac.pdf | Document Posted |  | Withdrawn | N/A |  | Withdrawn | N/A | N/A |  | 9/20/2012 | N/A | N/A |  | 4/14/2015 | Customer Initiated Withdrawal | 12/31/2015 |  |  | N | No
Y2-064 | Printz | Liberty Electric | PA | Delaware | In Service | PECO | 606.5 | 65.5 | 19 | 65.5 | Capacity | Generation Interconnection | Natural Gas |  |  | N/A | https://www.pjm.com/pjmfiles/pub/planning/project-queues/feas_docs/y2064_fea.pdf | Document Posted | https://www.pjm.com/pjmfiles/pub/planning/project-queues/impact_studies/y3064_imp.pdf | Document Posted |  | Not Required | https://www.pjm.com/pjmfiles/pub/planning/project-queues/isa/y2_064_isa.pdf | Document Posted | N/A |  | Not Required | N/A | N/A |  | 9/24/2012 | N/A | N/A |  |  |  | 9/30/2014 | 9/30/2014 | 10/5/2015 | N | No
Y2-065 | Valley-Raccoon 138kV |  | PA | Beaver | Withdrawn | DL | 205 | 205 | 97 |  | Capacity | Generation Interconnection | Natural Gas |  |  | N/A | https://www.pjm.com/pjmfiles/pub/planning/project-queues/feas_docs/y2065_fea.pdf | Document Posted |  | Withdrawn |  |  | N/A |  | N/A |  |  | N/A | N/A |  | 9/28/2012 | N/A | N/A |  | 3/26/2013 | Customer Milestone Not Met | 6/1/2017 |  |  | N | No
Y2-066 | Suffolk 34.5kV | Suffolk Landfill Units 1-10 | VA | City of Suffolk | Withdrawn | Dominion | 9 | 9 | 9 |  | Capacity | Generation Interconnection | Methane |  |  | N/A | https://www.pjm.com/pjmfiles/pub/planning/project-queues/feas_docs/y2066_fea.pdf | Document Posted | https://www.pjm.com/pjmfiles/pub/planning/project-queues/impact_studies/y2066_imp.pdf | Document Posted |  | Not Required | https://www.pjm.com/pjmfiles/pub/planning/project-queues/isa/y2_066_isa.pdf | Document Posted | N/A | https://www.pjm.com/pjmfiles/pub/planning/project-queues/csa/y2_066_csa.pdf | Document Posted | N/A | N/A |  | 9/28/2012 | N/A | N/A |  | 6/5/2015 | Customer Initiated Withdrawal | 6/1/2015 | 6/1/2015 |  | N | Yes
Y2-067 | Clinch River 138kV | Virginia City Hybrid Energy Center | VA | Wise | In Service | AEP | 626 | 12 | 12 | 12 | Capacity | Generation Interconnection | Coal |  |  | N/A | https://www.pjm.com/pjmfiles/pub/planning/project-queues/feas_docs/y2067_fea.pdf | Document Posted | https://www.pjm.com/pjmfiles/pub/planning/project-queues/impact_studies/y2067_imp.pdf | Document Posted |  | Not Required | https://www.pjm.com/pjmfiles/pub/planning/project-queues/isa/y2_067_isa.pdf | Document Posted | N/A |  | Not Required | N/A | N/A |  | 9/28/2012 | N/A | N/A |  |  |  | 11/1/2012 |  | 3/28/2014 | N | No
Y2-074 | Hopewell 230kV | Hopewell Cogeneration Facility (HCF) | VA | City of Hopewell | In Service | Dominion | 401 | 8 | 8 | 8 | Capacity | Generation Interconnection | Natural Gas |  |  | N/A | https://www.pjm.com/pjmfiles/pub/planning/project-queues/feas_docs/y2074_fea.pdf | Document Posted | https://www.pjm.com/pjmfiles/pub/planning/project-queues/impact_studies/y2074_imp.pdf | Document Posted |  | Not Required | https://www.pjm.com/pjmfiles/pub/planning/project-queues/isa/y2_074_isa.pdf | Document Posted | N/A |  | Not Required | N/A | N/A |  | 10/19/2012 | N/A | N/A |  |  |  | 6/1/2013 | 6/1/2013 | 6/1/2013 | N | No
Y2-075 | Solar City |  | MD | Frederick | Withdrawn | APS | 0.5 | 0.5 | 0 |  | Energy | Generation Interconnection | Solar |  |  | N/A | https://www.pjm.com/pjmfiles/pub/planning/project-queues/feas_docs/y2075_fea.pdf | Document Posted | https://www.pjm.com/pjmfiles/pub/planning/project-queues/impact_studies/y2075_imp.pdf | Document Posted |  | Not Required |  | Withdrawn | N/A |  | Not Required | N/A | N/A |  | 10/19/2012 | N/A | N/A |  | 5/13/2013 | Customer Milestone Not Met | 4/5/2013 |  |  | Y | Yes
Y2-076 | Clover 230kV | Clover Power Station Unit 1 | VA | Halifax | In Service | Dominion | 445 | 4 | 13.7 | 4 | Capacity | Generation Interconnection | Coal |  |  | N/A | https://www.pjm.com/pjmfiles/pub/planning/project-queues/feas_docs/y2076_fea.pdf | Document Posted | https://www.pjm.com/pjmfiles/pub/planning/project-queues/impact_studies/y2076_imp.pdf | Document Posted |  | Not Required | https://www.pjm.com/pjmfiles/pub/planning/project-queues/isa/y2_076_isa.pdf | Document Posted | N/A |  | Not Required | N/A | N/A |  | 10/22/2012 | N/A | N/A |  |  |  | 6/1/2014 | 6/1/2014 | 6/1/2014 | N | No
Y2-077 | Hopewell 230kV | Hopewell Cogeneration Facility (HCF) | VA | City of Hopewell | In Service | Dominion | 401 | 30 | 30 | 30 | Capacity | Generation Interconnection | Natural Gas |  |  | N/A | https://www.pjm.com/pjmfiles/pub/planning/project-queues/feas_docs/y2077_fea.pdf | Document Posted | https://www.pjm.com/pjmfiles/pub/planning/project-queues/impact_studies/y2077_imp.pdf | Document Posted |  | Not Required | https://www.pjm.com/pjmfiles/pub/planning/project-queues/isa/y2_077_isa.pdf | Document Posted | N/A |  | Not Required | N/A | N/A |  | 10/23/2012 | N/A | N/A |  |  |  | 6/1/2016 | 6/1/2016 | 12/20/2017 | N | No
Y2-078 | Lakewood #1 230kV | Lakewood Cogeneration Plant | NJ | Ocean | In Service | JCPL | 280 | 20 | 20 | 20 | Capacity | Generation Interconnection | Natural Gas |  |  | N/A | https://www.pjm.com/pjmfiles/pub/planning/project-queues/feas_docs/y2078_fea.pdf | Document Posted | https://www.pjm.com/pjmfiles/pub/planning/project-queues/impact_studies/y2078_imp.pdf | Document Posted |  | Not Required | https://www.pjm.com/pjmfiles/pub/planning/project-queues/isa/y2_078_isa.pdf | Document Posted | N/A | https://www.pjm.com/pjmfiles/pub/planning/project-queues/csa/y2_078_csa.pdf | Document Posted | N/A | N/A |  | 10/25/2012 | N/A | N/A |  |  |  | 6/1/2016 |  | 6/1/2015 | N | No
Y2-079 | Lakewood #2 230kV | Ocean Peaking Power | NJ | Ocean | In Service | JCPL | 395.6 | 20 | 20 | 20 | Capacity | Generation Interconnection | Natural Gas |  |  | N/A | https://www.pjm.com/pjmfiles/pub/planning/project-queues/feas_docs/y2079_fea.pdf | Document Posted | https://www.pjm.com/pjmfiles/pub/planning/project-queues/impact_studies/y2079_imp.pdf | Document Posted | https://www.pjm.com/pjmfiles/pub/planning/project-queues/facilities/y2079_fac.pdf | Document Posted | https://www.pjm.com/pjmfiles/pub/planning/project-queues/isa/y2_079_isa.pdf | Document Posted | N/A | https://www.pjm.com/pjmfiles/pub/planning/project-queues/csa/y2_079_csa.pdf | Document Posted | N/A | N/A |  | 10/25/2012 | N/A | N/A |  |  |  | 6/1/2015 | 6/1/2015 | 6/1/2015 | N | No
Y2-080 | Rhodes Lane 500kV |  | PA | Westmoreland | Withdrawn | APS | 1065 | 1065 | 1065 |  | Capacity | Generation Interconnection | Natural Gas |  |  | N/A | https://www.pjm.com/pjmfiles/pub/planning/project-queues/feas_docs/y2080_fea.pdf | Document Posted | https://www.pjm.com/pjmfiles/pub/planning/project-queues/impact_studies/y2080_imp.pdf | Document Posted |  | Withdrawn | N/A |  | N/A |  |  | N/A | N/A |  | 10/29/2012 | N/A | N/A |  | 11/23/2015 | Customer Initiated Withdrawal | 6/1/2017 |  |  | N | No
Y2-081 | Deptford 13kV | Deptford (Kinsley Solar)13kV | NJ | Gloucester | In Service | PSEG | 5 | 5 | 1.9 | 5 | Capacity | Generation Interconnection | Solar |  |  | N/A | https://www.pjm.com/pjmfiles/pub/planning/project-queues/feas_docs/y2081_fea.pdf | Document Posted | https://www.pjm.com/pjmfiles/pub/planning/project-queues/impact_studies/y2081_imp.pdf | Document Posted |  | Not Required | N/A | Wholesale Market Participation Agreement | https://www.pjm.com/pjmfiles/pub/planning/project-queues/wmpa/y2081_wmpa.pdf |  | Not Required | N/A | N/A |  | 10/30/2012 | N/A | N/A |  |  |  | 11/1/2014 | 11/1/2014 | 1/14/2015 | N | Yes
Y2-083 | Essex 138kV |  | NJ | Essex | Withdrawn | PSEG | 218 | 218 | 198 |  | Capacity | Generation Interconnection | Natural Gas |  |  | N/A | https://www.pjm.com/pjmfiles/pub/planning/project-queues/feas_docs/y2083_fea.pdf | Document Posted |  | Withdrawn |  |  | N/A |  | N/A |  |  | N/A | N/A |  | 10/30/2012 | N/A | N/A |  | 5/29/2013 | Customer Initiated Withdrawal | 5/31/2016 |  |  | N | No
Y2-084 | Dequine 345kV |  | IN | Tippecance | Withdrawn | AEP | 64 | 64 | 3.33 |  | Capacity | Generation Interconnection | Storage |  |  | N/A | https://www.pjm.com/pjmfiles/pub/planning/project-queues/feas_docs/y2084_fea.pdf | Document Posted |  | Withdrawn |  |  | N/A |  | N/A |  |  | N/A | N/A |  | 10/30/2012 | N/A | N/A |  | 3/14/2014 | Customer Initiated Withdrawal | 2/28/2014 |  |  | N | No
Y2-085 | Sammis–Star 345kV |  | OH | Carroll | Withdrawn | ATSI | 1050 | 1050 | 1050 |  | Capacity | Generation Interconnection | Natural Gas |  |  | N/A | https://www.pjm.com/pjmfiles/pub/planning/project-queues/feas_docs/y2085_fea.pdf | Document Posted |  | Withdrawn |  |  | N/A |  | N/A |  |  | N/A | N/A |  | 10/30/2012 | N/A | N/A |  | 7/3/2013 | Customer Initiated Withdrawal | 1/1/2017 |  |  | N | No
Y2-086 | Engle 69kV |  | KY | Perry | Withdrawn | AEP | 62.5 | 62.5 | 62.5 |  | Capacity | Generation Interconnection | Biomass |  |  | N/A | https://www.pjm.com/pjmfiles/pub/planning/project-queues/feas_docs/y2086_fea.pdf | Document Posted | https://www.pjm.com/pjmfiles/pub/planning/project-queues/impact_studies/y2086_imp.pdf | Document Posted |  | Withdrawn | N/A |  | N/A |  |  | N/A | N/A |  | 10/30/2012 | N/A | N/A |  | 11/10/2014 | Customer Initiated Withdrawal | 1/1/2015 |  |  | N | No
Y2-087 | Raystown-Lewistown 230kV |  | PA | Mifflin | Withdrawn | PENELEC | 150.4 | 150.4 | 19.55 |  | Capacity | Generation Interconnection | Wind |  |  | N/A | https://www.pjm.com/pjmfiles/pub/planning/project-queues/feas_docs/y2087_fea.pdf | Document Posted | https://www.pjm.com/pjmfiles/pub/planning/project-queues/impact_studies/y2087_imp.pdf | Document Posted |  | Withdrawn | N/A |  | N/A |  |  | N/A | N/A |  | 10/31/2012 | N/A | N/A |  | 8/28/2014 | Customer Initiated Withdrawal | 10/31/2016 |  |  | N | No
Y2-088 | Garards Fort 25kV | Bayles-Garards Fort 25kV | PA | Greene | Withdrawn | APS | 19.9 | 19.9 | 19.9 |  | Capacity | Generation Interconnection | Natural Gas |  |  | N/A | https://www.pjm.com/pjmfiles/pub/planning/project-queues/feas_docs/y2088_fea.pdf | Document Posted | https://www.pjm.com/pjmfiles/pub/planning/project-queues/impact_studies/y2088_imp.pdf | Document Posted |  | Withdrawn | N/A | Wholesale Market Participation Agreement | https://www.pjm.com/pjmfiles/pub/planning/project-queues/wmpa/y2088_wmpa.pdf |  | Not Required | N/A | N/A |  | 10/31/2012 | N/A | N/A |  | 1/20/2017 | Customer Initiated Withdrawal | 6/30/2015 | 6/30/2015 |  | N | Yes
Y2-089 | Lackawanna 230kV | Lackawanna Thermal Generating Station | PA | Lackawanna | In Service | PPL | 1370 | 370 | 370 | 370 | Capacity | Generation Interconnection | Natural Gas |  |  | N/A | https://www.pjm.com/pjmfiles/pub/planning/project-queues/feas_docs/y2089_fea.pdf | Document Posted | https://www.pjm.com/pjmfiles/pub/planning/project-queues/impact_studies/y2089_imp.pdf | Document Posted | https://www.pjm.com/pjmfiles/pub/planning/project-queues/facilities/y2089_fac.pdf | Document Posted | https://www.pjm.com/pjmfiles/pub/planning/project-queues/isa/y2_089_isa.pdf | Document Posted | N/A | https://www.pjm.com/pjmfiles/pub/planning/project-queues/csa/y2_089_csa.pdf | Document Posted | N/A | N/A | 9/30/2017 | 10/31/2012 | N/A | N/A | 3/1/2018 |  |  | 4/1/2019 | 4/1/2019 | 10/2/2018 | N | No
Y2-091 | Toledo Solar |  | OH | Lucas | Withdrawn | ATSI | 0.332 | 0.332 | 0 |  | Energy | Generation Interconnection | Solar |  |  | N/A |  | Not Required |  | Not Required |  | Not Required |  | Withdrawn | N/A |  | Not Required | N/A | N/A |  | 10/31/2012 | N/A | N/A |  | 1/13/2014 | Customer Initiated Withdrawal |  |  |  | Y | No
Y2-092 | Walbridge Solar |  | OH | Wood | Withdrawn | ATSI | 0.3 | 0.3 | 0 |  | Energy | Generation Interconnection | Solar |  |  | N/A |  | Not Required |  | Not Required |  | Not Required |  | Withdrawn | N/A |  | Not Required | N/A | N/A |  | 10/31/2012 | N/A | N/A |  | 1/13/2014 | Customer Initiated Withdrawal |  |  |  | Y | No
Y2-095 | Sullivan 765 kV |  | IL | Randolph | Withdrawn | AEP | 1211 | 1211 | 1211 |  | Capacity | Generation Interconnection | Coal |  |  | N/A | https://www.pjm.com/pjmfiles/pub/planning/project-queues/feas_docs/y2095_fea.pdf | Document Posted |  | Withdrawn |  |  | N/A |  | N/A |  |  | N/A | N/A |  | 10/31/2012 | N/A | N/A |  | 9/10/2013 | Customer Initiated Withdrawal | 10/24/2013 |  |  | N | No
Y2-096 | Balenger Sewage-Thomas Bakery 34.5kV |  | MD | Frederick | Withdrawn | APS | 47.2 | 47.2 | 47.2 |  | Capacity | Generation Interconnection | Biomass |  |  | N/A | https://www.pjm.com/pjmfiles/pub/planning/project-queues/feas_docs/y2096_fea.pdf | Document Posted | https://www.pjm.com/pjmfiles/pub/planning/project-queues/impact_studies/y2096_imp.pdf | Document Posted |  | Withdrawn | N/A |  | N/A |  |  | N/A | N/A |  | 10/31/2012 | N/A | N/A |  | 12/2/2014 | Customer Initiated Withdrawal | 8/18/2016 |  |  | N | No
Y2-097 | Brunswick 500kV |  | VA | Brunswick | Withdrawn | Dominion | 3102 | 1551 | 1376 |  | Capacity | Generation Interconnection | Natural Gas |  |  | N/A | https://www.pjm.com/pjmfiles/pub/planning/project-queues/feas_docs/y2097_fea.pdf | Document Posted |  | Withdrawn |  |  | N/A |  | N/A |  |  | N/A | N/A |  | 10/31/2012 | N/A | N/A |  | 11/18/2013 | Customer Initiated Withdrawal | 12/1/2018 |  |  | N | No
Y2-098 | Freemansburg #1 12kV | Bethlehem Landfill | PA | Northampton | Deactivated | PPL | 5 | 5 | 5 | 5 | Capacity | Generation Interconnection | Methane |  |  | N/A | https://www.pjm.com/pjmfiles/pub/planning/project-queues/feas_docs/y2098_fea.pdf | Document Posted | https://www.pjm.com/pjmfiles/pub/planning/project-queues/impact_studies/y2098_imp.pdf | Document Posted |  | Not Required | https://www.pjm.com/pjmfiles/pub/planning/project-queues/isa/y2_098_isa.pdf | Document Posted | N/A |  | Not Required | N/A | N/A |  | 10/31/2012 | N/A | N/A |  |  |  | 11/1/2012 |  | 8/10/2016 | N | No
Y2-099 | Warrenton 34.5kV | Fauquier County Landfill Units 1 & 2 | VA | Fauquier | Withdrawn | Dominion | 2 | 2 | 2 |  | Capacity | Generation Interconnection | Methane |  |  | N/A | https://www.pjm.com/pjmfiles/pub/planning/project-queues/feas_docs/y2099_fea.pdf | Document Posted | https://www.pjm.com/pjmfiles/pub/planning/project-queues/impact_studies/y2099_imp.pdf | Document Posted |  | Not Required | https://www.pjm.com/pjmfiles/pub/planning/project-queues/isa/y2_099_isa.pdf | Document Posted | N/A | https://www.pjm.com/pjmfiles/pub/planning/project-queues/csa/y2_099_csa.pdf | Document Posted | N/A | N/A |  | 10/31/2012 | N/A | N/A |  | 3/11/2016 | Customer Initiated Withdrawal | 6/1/2016 | 6/1/2016 |  | N | Yes
Y2-100 | Otter Point 34.5kV | Eastern Landfill Gas | MD | Baltimore County | In Service | BGE | 4 | 4 | 4 | 3 | Capacity | Generation Interconnection | Methane |  |  | N/A | https://www.pjm.com/pjmfiles/pub/planning/project-queues/feas_docs/y2100_fea.pdf | Document Posted | https://www.pjm.com/pjmfiles/pub/planning/project-queues/impact_studies/y2100_imp.pdf | Document Posted |  | Not Required | https://www.pjm.com/pjmfiles/pub/planning/project-queues/isa/y2_100_isa.pdf | Document Posted | N/A |  | Not Required | N/A | N/A |  | 10/31/2012 | N/A | N/A |  |  |  | 4/30/2013 | 4/30/2013 | 11/18/2016 | N | No
Y2-101 | Freemansburg #2 12kV |  | PA | Northampton | Withdrawn | PPL | 3.2 | 3.2 | 3.2 |  | Capacity | Generation Interconnection | Methane |  |  | N/A | https://www.pjm.com/pjmfiles/pub/planning/project-queues/feas_docs/y2101_fea.pdf | Document Posted |  | Withdrawn |  |  | N/A |  | N/A |  |  | N/A | N/A |  | 10/31/2012 | N/A | N/A |  | 4/4/2013 | Customer Milestone Not Met | 12/31/2013 |  |  | N | No
Y2-102 | Deepwater 138kV |  | NJ | Salem | Withdrawn | AEC | 193 | 193 | 193 |  | Capacity | Generation Interconnection | Natural Gas |  |  | N/A | https://www.pjm.com/pjmfiles/pub/planning/project-queues/feas_docs/y2102_fea.pdf | Document Posted |  | Withdrawn |  |  | N/A |  | N/A |  |  | N/A | N/A |  | 11/1/2012 | N/A | N/A |  | 7/10/2013 | Customer Initiated Withdrawal | 6/1/2016 |  |  | N | No
Y2-103 | Zion Energy Center |  | IL | Lake | Withdrawn | ComEd | 945 | 360 | 360 |  | Capacity | Generation Interconnection | Natural Gas |  |  | N/A | https://www.pjm.com/pjmfiles/pub/planning/project-queues/feas_docs/y2103_fea.pdf | Document Posted | https://www.pjm.com/pjmfiles/pub/planning/project-queues/impact_studies/y2103_imp.pdf | Document Posted |  | Not Required |  | Withdrawn | N/A |  |  | N/A | N/A |  | 11/1/2012 | N/A | N/A |  | 12/24/2019 |  | 6/1/2016 |  |  | N | No
Y2-104 | Russell Hill-N. Meshoppen 34.5kV |  | PA | Wyoming | Withdrawn | PENELEC | 6.6 | 6.6 | 6.6 |  | Capacity | Generation Interconnection | Natural Gas |  |  | N/A | https://www.pjm.com/pjmfiles/pub/planning/project-queues/feas_docs/y2104_fea.pdf | Document Posted |  | Withdrawn |  |  | N/A |  | N/A |  |  | N/A | N/A |  | 11/1/2012 | N/A | N/A |  | 7/25/2013 | Customer Initiated Withdrawal | 3/1/2014 |  |  | N | No
Y2-105 | Eagle Point 230kV | Eagle Point | NJ | Gloucester | In Service | PSEG | 253 | 63 | 50 | 63 | Capacity | Generation Interconnection | Natural Gas |  |  | N/A | https://www.pjm.com/pjmfiles/pub/planning/project-queues/feas_docs/y2105_fea.pdf | Document Posted | https://www.pjm.com/pjmfiles/pub/planning/project-queues/impact_studies/y2105_imp.pdf | Document Posted | https://www.pjm.com/pjmfiles/pub/planning/project-queues/facilities/y2105_fac.pdf | Document Posted | https://www.pjm.com/pjmfiles/pub/planning/project-queues/isa/y2_105_isa.pdf | Document Posted | N/A |  | Not Required | N/A | N/A |  | 11/1/2012 | N/A | N/A |  |  |  | 6/1/2016 |  | 3/25/2015 | N | No
Y2-107 | Robison Park-Argenta 345 kV |  | IN | LeGrange | Withdrawn | AEP | 200 | 200 | 26 |  | Capacity | Generation Interconnection | Wind |  |  | N/A | https://www.pjm.com/pjmfiles/pub/planning/project-queues/feas_docs/y2107_fea.pdf | Document Posted |  | Withdrawn |  |  | N/A |  | N/A |  |  | N/A | N/A |  | 11/2/2012 | N/A | N/A |  | 8/19/2013 | Customer Milestone Not Met | 11/30/2015 |  |  | N | No
Y2-108 | Crisfield 25kV |  | MD | Somerset | Withdrawn | DPL | 12 | 2 | 2 |  | Capacity | Generation Interconnection | Oil |  |  | N/A | https://www.pjm.com/pjmfiles/pub/planning/project-queues/feas_docs/y2108_fea.pdf | Document Posted | https://www.pjm.com/pjmfiles/pub/planning/project-queues/impact_studies/y2108_imp.pdf | Document Posted |  | Not Required |  | Withdrawn | N/A |  | Withdrawn | N/A | N/A |  | 11/2/2012 | N/A | N/A |  | 12/11/2014 | Customer Initiated Withdrawal | 3/31/2015 | 3/31/2015 |  | N | No
Y2-109 | Bayview 25kV | Bayview | VA | Northampton | In Service | ODEC | 12.5 | 0.5 | 0.5 | 0.5 | Capacity | Generation Interconnection | Oil |  |  | N/A | https://www.pjm.com/pjmfiles/pub/planning/project-queues/feas_docs/y2109_fea.pdf | Document Posted | https://www.pjm.com/pjmfiles/pub/planning/project-queues/impact_studies/y2109_imp.pdf | Document Posted |  | Not Required | https://www.pjm.com/pjmfiles/pub/planning/project-queues/isa/y2_109_isa.pdf | Document Posted | N/A |  | Not Required | N/A | N/A |  | 11/2/2012 | N/A | N/A |  |  |  | 7/19/2013 | 7/19/2013 | 7/19/2013 | N | No
Y2-110 | BL England 138kV |  | NJ | Cape May | Withdrawn | AEC | 565 | 40 | 40 |  | Capacity | Generation Interconnection | Natural Gas |  |  | N/A | https://www.pjm.com/pjmfiles/pub/planning/project-queues/feas_docs/y2110_fea.pdf | Document Posted | https://www.pjm.com/pjmfiles/pub/planning/project-queues/impact_studies/y2110_imp.pdf | Document Posted |  | Withdrawn | N/A |  | N/A |  |  | N/A | N/A |  | 11/2/2012 | N/A | N/A |  | 3/7/2016 | Customer Initiated Withdrawal | 1/1/2016 |  |  | N | No
Y2-111 | Tait 69kV | AES Tait Energy Storage | OH | Montgomery | Deactivated | Dayton | 12 | 12 | 0 | 12 | Energy | Generation Interconnection | Storage |  |  | N/A | https://www.pjm.com/pjmfiles/pub/planning/project-queues/feas_docs/y2111_fea.pdf | Document Posted | https://www.pjm.com/pjmfiles/pub/planning/project-queues/impact_studies/y2111_imp.pdf | Document Posted |  | Not Required | https://www.pjm.com/pjmfiles/pub/planning/project-queues/isa/y2_111_isa.pdf | Document Posted | N/A |  | Not Required | N/A | N/A |  | 11/2/2012 | N/A | N/A |  |  |  | 3/27/2014 | 3/27/2014 | 8/27/2013 | N | Yes
Y2-112 | Keystone 345kV |  | IN | Wells | Withdrawn | AEP | 12 | 12 | 0 |  | Energy | Generation Interconnection | Storage |  |  | N/A | https://www.pjm.com/pjmfiles/pub/planning/project-queues/feas_docs/y2112_fea.pdf | Document Posted |  | Withdrawn |  |  | N/A |  | N/A |  |  | N/A | N/A |  | 11/2/2012 | N/A | N/A |  | 8/21/2013 | Customer Milestone Not Met | 3/1/2013 |  |  | N | No
Y2-113 | Morris 138kV | Morris Cogen | IL | Grundy | In Service | ComEd | 120 | 12.6 | 12.6 | 12.6 | Capacity | Generation Interconnection | Natural Gas |  |  | N/A | https://www.pjm.com/pjmfiles/pub/planning/project-queues/feas_docs/y2113_fea.pdf | Document Posted | https://www.pjm.com/pjmfiles/pub/planning/project-queues/impact_studies/y2113_imp.pdf | Document Posted |  | Not Required | https://www.pjm.com/pjmfiles/pub/planning/project-queues/isa/y2_113_isa.pdf | Document Posted | N/A |  | Not Required | N/A | N/A |  | 11/2/2012 | N/A | N/A |  |  |  | 10/31/2012 |  | 3/14/2014 | N | No
Y2-116 | Sullivan 765 kV |  | IL | Randolph | Withdrawn | AEP | 600 | 600 | 600 |  | Capacity | Generation Interconnection | Coal |  |  | N/A | https://www.pjm.com/pjmfiles/pub/planning/project-queues/feas_docs/y2116_fea.pdf | Document Posted |  | Withdrawn |  |  | N/A |  | N/A |  |  | N/A | N/A |  | 11/2/2012 | N/A | N/A |  | 9/10/2013 | Customer Initiated Withdrawal | 10/24/2013 |  |  | N | No
Y2-117 | Perryman Solar | Perryman Solar Farm | MD | Harford | Withdrawn | BGE | 20 | 20 | 7.6 |  | Capacity | Generation Interconnection | Solar |  |  | N/A | https://www.pjm.com/pjmfiles/pub/planning/project-queues/feas_docs/y2117_fea.pdf | Document Posted | https://www.pjm.com/pjmfiles/pub/planning/project-queues/impact_studies/y2117_imp.pdf | Document Posted |  | Not Required | N/A | Wholesale Market Participation Agreement | https://www.pjm.com/pjmfiles/pub/planning/project-queues/wmpa/y2117_wmpa.pdf |  | Not Required | N/A | N/A |  | 11/2/2012 | N/A | N/A |  | 8/2/2018 |  | 12/31/2017 | 12/31/2017 |  | N | No
Y3-001 | Hudson 230kV |  | NJ | Hudson | Withdrawn | PSEG | 705 | 705 | 660 |  | Capacity | Generation Interconnection | Natural Gas |  |  | N/A | https://www.pjm.com/pjmfiles/pub/planning/project-queues/feas_docs/y3001_fea.pdf | Document Posted |  | Withdrawn |  |  | N/A |  | N/A |  |  | N/A | N/A |  | 11/5/2012 | N/A | N/A |  | 1/21/2014 | Customer Milestone Not Met | 5/31/2017 | 5/31/2017 |  | N | No
Y3-010 | Brush Junction-Millheim 46kV |  | PA | Centre | Withdrawn | APS | 70 | 70 | 9.1 |  | Capacity | Generation Interconnection | Wind |  |  | N/A | https://www.pjm.com/pjmfiles/pub/planning/project-queues/feas_docs/y3010_fea.pdf | Document Posted |  | Withdrawn |  |  | N/A |  | N/A |  |  | N/A | N/A |  | 12/14/2012 | N/A | N/A |  | 9/23/2013 | Customer Initiated Withdrawal | 12/31/2016 |  |  | N | No
Y3-012 | Huron 69kV | Marina Thermal Facility | NJ | Atlantic | In Service | AEC | 15.5 | 7.5 | 0 | 7.5 | Energy | Generation Interconnection | Natural Gas |  |  | N/A | https://www.pjm.com/pjmfiles/pub/planning/project-queues/feas_docs/y3012_fea.pdf | Document Posted | https://www.pjm.com/pjmfiles/pub/planning/project-queues/impact_studies/y3012_imp.pdf | Document Posted |  | Not Required | https://www.pjm.com/pjmfiles/pub/planning/project-queues/isa/y3_012_isa.pdf | Document Posted | N/A | https://www.pjm.com/pjmfiles/pub/planning/project-queues/csa/y3_012_csa.pdf | Document Posted | N/A | N/A |  | 12/21/2012 | N/A | N/A |  |  |  | 12/31/2013 | 12/31/2013 | 1/31/2014 | N | Yes
Y3-013 | Zion Energy Center | Zion Energy Center | IL | Lake | In Service | ComEd | 585 | 0 | 90 | 0 | Capacity | Generation Interconnection | Natural Gas |  |  | N/A | https://www.pjm.com/pjmfiles/pub/planning/project-queues/feas_docs/y3013_fea.pdf | Document Posted | https://www.pjm.com/pjmfiles/pub/planning/project-queues/impact_studies/y3013_imp.pdf | Document Posted |  | Not Required | https://www.pjm.com/pjmfiles/pub/planning/project-queues/isa/y3_013_isa.pdf | Document Posted | N/A |  | Not Required | N/A | N/A |  | 12/27/2012 | N/A | N/A |  |  |  | 9/1/2021 | 9/1/2021 | 1/12/2021 | N | No
Y3-023 | Country Side 12kV | Wabash Valley Power Association, Inc. | IN | Elkhart | In Service | AEP | 4.8 | 4.8 | 4.8 | 4.8 | Capacity | Generation Interconnection | Methane |  |  | N/A | https://www.pjm.com/pjmfiles/pub/planning/project-queues/feas_docs/y3023_fea.pdf | Document Posted | https://www.pjm.com/pjmfiles/pub/planning/project-queues/impact_studies/y3023_imp.pdf | Document Posted |  | Not Required | N/A | Wholesale Market Participation Agreement | https://www.pjm.com/pjmfiles/pub/planning/project-queues/wmpa/y3023_wmpa.pdf |  | Not Required | N/A | N/A |  | 1/18/2013 | N/A | N/A |  |  |  | 6/1/2015 |  | 1/1/2015 | N | Yes
Y3-024 | Bluff Point 12kV | Wabash Valley Power Association, Inc. | IN | Jay | In Service | AEP | 3.2 | 3.2 | 3.2 | 3.2 | Capacity | Generation Interconnection | Methane |  |  | N/A | https://www.pjm.com/pjmfiles/pub/planning/project-queues/feas_docs/y3024_fea.pdf | Document Posted | https://www.pjm.com/pjmfiles/pub/planning/project-queues/impact_studies/y3024_imp.pdf | Document Posted |  | Not Required | N/A | Wholesale Market Participation Agreement | https://www.pjm.com/pjmfiles/pub/planning/project-queues/wmpa/y3024_wmpa.pdf |  | Not Required | N/A | N/A |  | 1/18/2013 | N/A | N/A |  |  |  | 6/1/2015 |  | 1/1/2015 | N | Yes
Y3-025 | Bridge-South Park 12kV | Charleston Clean Energy | WV | Kanawha | In Service | AEP | 3.18 | 3.18 | 3.18 | 0 | Capacity | Generation Interconnection | Methane |  |  | N/A | https://www.pjm.com/pjmfiles/pub/planning/project-queues/feas_docs/y3025_fea.pdf | Document Posted | https://www.pjm.com/pjmfiles/pub/planning/project-queues/impact_studies/y3025_imp.pdf | Document Posted |  | Not Required | https://www.pjm.com/pjmfiles/pub/planning/project-queues/isa/y3_025_isa.pdf | Document Posted | N/A |  | Not Required | N/A | N/A |  | 1/22/2013 | N/A | N/A |  |  |  | 5/29/2015 | 5/29/2015 | 5/29/2019 | N | No
Y3-026 | Burlington 26kV | Burlington (L&D Solar) 26kV | NJ | Burlington | In Service | PSEG | 10 | 10 | 3.8 | 10 | Capacity | Generation Interconnection | Solar |  |  | N/A | https://www.pjm.com/pjmfiles/pub/planning/project-queues/feas_docs/y3026_fea.pdf | Document Posted | https://www.pjm.com/pjmfiles/pub/planning/project-queues/impact_studies/y3026_imp.pdf | Document Posted |  | Not Required | https://www.pjm.com/pjmfiles/pub/planning/project-queues/isa/y3_026_isa.pdf | Document Posted | N/A | https://www.pjm.com/pjmfiles/pub/planning/project-queues/csa/y3_026_csa.pdf | Document Posted | N/A | N/A |  | 1/25/2013 | N/A | N/A |  |  |  | 9/24/2015 | 9/24/2015 | 1/26/2016 | N | Yes
Y3-027 | Camden 26kV | Camden (Cinnaminson Solar) 26kV | NJ | Burlington | Withdrawn | PSEG | 6 | 6 | 2.28 |  | Capacity | Generation Interconnection | Solar |  |  | N/A | https://www.pjm.com/pjmfiles/pub/planning/project-queues/feas_docs/y3027_fea.pdf | Document Posted | https://www.pjm.com/pjmfiles/pub/planning/project-queues/impact_studies/y3027_imp.pdf | Document Posted |  | Not Required | N/A | Wholesale Market Participation Agreement | https://www.pjm.com/pjmfiles/pub/planning/project-queues/wmpa/y3027_wmpa.pdf |  | Not Required | N/A | N/A |  | 1/25/2013 | N/A | N/A |  | 2/18/2015 | Customer Initiated Withdrawal | 5/28/2015 | 5/28/2015 |  | N | Yes
Y3-029 | Damascus-Mt. Airy 34.5kV | Hickory Plains Hydroponics | MD | Frederick | Withdrawn | APS | 4.375 | 4.375 | 4.375 |  | Capacity | Generation Interconnection | Natural Gas |  |  | N/A | https://www.pjm.com/pjmfiles/pub/planning/project-queues/feas_docs/y3029_fea.pdf | Document Posted | https://www.pjm.com/pjmfiles/pub/planning/project-queues/impact_studies/y3029_imp.pdf | Document Posted |  | Not Required | N/A | Wholesale Market Participation Agreement | https://www.pjm.com/pjmfiles/pub/planning/project-queues/wmpa/y3029_wmpa.pdf |  | Not Required | N/A | N/A |  | 2/1/2013 | N/A | N/A |  | 4/4/2018 |  | 12/31/2017 | 12/31/2017 |  | N | Yes
Y3-031 | Riders Creek 115kV |  | NC | Tyrell | Withdrawn | Dominion | 130.9 | 130.9 | 17 |  | Capacity | Generation Interconnection | Wind |  |  | N/A | https://www.pjm.com/pjmfiles/pub/planning/project-queues/feas_docs/y3031_fea.pdf | Document Posted |  | Withdrawn |  |  | N/A |  | N/A |  |  | N/A | N/A |  | 2/6/2013 | N/A | N/A |  | 9/16/2013 | Customer Initiated Withdrawal | 10/31/2016 |  |  | N | No
Y3-031A_EKPC2 | Flemingsburg 138 KV |  | KY | Unknown | Withdrawn | EKPC | 150.28 | 150.28 | 19.53 |  | Capacity | Generation Interconnection | Wind |  |  | N/A | https://www.pjm.com/pjmfiles/pub/planning/project-queues/feas_docs/y3031a_ekpc2_fea.pdf | Document Posted | https://www.pjm.com/pjmfiles/pub/planning/project-queues/impact_studies/y3031a_ekpc2_imp.pdf | Document Posted |  | Withdrawn | N/A |  | N/A |  |  | N/A | N/A |  | 2/11/2013 | N/A | N/A |  | 5/1/2014 | Customer Initiated Withdrawal | 12/31/2015 |  |  | N | No
Y3-033 | Chestertown-Millington 69kV | Mills Branch Wind Farm | MD | Kent | Withdrawn | DPL | 100 | 100 | 13 |  | Capacity | Generation Interconnection | Wind |  |  | N/A | https://www.pjm.com/pjmfiles/pub/planning/project-queues/feas_docs/y3033_fea.pdf | Document Posted | https://www.pjm.com/pjmfiles/pub/planning/project-queues/impact_studies/y3033_imp.pdf | Document Posted | https://www.pjm.com/pjmfiles/pub/planning/project-queues/facilities/y3033_fac.pdf | Document Posted | https://www.pjm.com/pjmfiles/pub/planning/project-queues/isa/y3_033_isa.pdf | Document Posted | N/A | https://www.pjm.com/pjmfiles/pub/planning/project-queues/csa/y3_033_csa.pdf | Document Posted | N/A | N/A |  | 2/19/2013 | N/A | N/A |  | 1/20/2017 | Customer Initiated Withdrawal | 4/30/2018 | 4/30/2018 |  | N | No
Y3-034 | Eldred-Pine Grove 690kV | Stonegate Renewable Energy | PA | Schuylkill | In Service | PPL | 10.5 | 0 | 1.8 | 0 | Capacity | Generation Interconnection | Methane |  |  | N/A | https://www.pjm.com/pjmfiles/pub/planning/project-queues/feas_docs/y3034_fea.pdf | Document Posted | https://www.pjm.com/pjmfiles/pub/planning/project-queues/impact_studies/y3034_imp.pdf | Document Posted |  | Not Required | https://www.pjm.com/pjmfiles/pub/planning/project-queues/isa/y3_034_isa.pdf | Document Posted | N/A |  | Not Required | N/A | N/A |  | 2/20/2013 | N/A | N/A |  |  |  | 12/31/2013 |  | 12/26/2013 | N | No
Y3-035 | Mole Creek 345kV |  | IL | Marshall | Withdrawn | ComEd | 97.5 | 97.5 | 12.675 |  | Capacity | Generation Interconnection | Wind |  |  | N/A | https://www.pjm.com/pjmfiles/pub/planning/project-queues/feas_docs/y3035_fea.pdf | Document Posted |  | Withdrawn |  |  | N/A |  | N/A |  |  | N/A | N/A |  | 2/21/2013 | N/A | N/A |  | 10/1/2013 | Customer Milestone Not Met | 6/1/2015 |  |  | N | No
Y3-036 | Gavin Unit 2 | Gavin Unit #2 | OH | Gallia | In Service | AEP | 1356 | 36 | 36 | 36 | Capacity | Generation Interconnection | Coal |  |  | N/A | https://www.pjm.com/pjmfiles/pub/planning/project-queues/feas_docs/y3036_fea.pdf | Document Posted | https://www.pjm.com/pjmfiles/pub/planning/project-queues/impact_studies/y3036_imp.pdf | Document Posted |  | Not Required | https://www.pjm.com/pjmfiles/pub/planning/project-queues/isa/y3_036_isa.pdf | Document Posted | N/A |  | Not Required | N/A | N/A |  | 2/28/2013 | N/A | N/A | 10/1/2020 |  |  | 12/31/2014 | 12/31/2014 | 1/14/2015 | N | No
Y3-037 | Amos Unit 3 | John Amos Generating Plant Unit No. 3 | WV | Putnam | In Service | AEP | 1336 | 36 | 36 | 36 | Capacity | Generation Interconnection | Coal |  |  | N/A | https://www.pjm.com/pjmfiles/pub/planning/project-queues/feas_docs/y3037_fea.pdf | Document Posted | https://www.pjm.com/pjmfiles/pub/planning/project-queues/impact_studies/y3037_imp.pdf | Document Posted |  | Not Required | https://www.pjm.com/pjmfiles/pub/planning/project-queues/isa/y3_037_isa.pdf | Document Posted | N/A |  | Not Required | N/A | N/A |  | 2/28/2013 | N/A | N/A |  |  |  | 12/31/2014 | 12/31/2014 | 4/1/2015 | N | No
Y3-038 | Rockport Unit 1 | Rockport Unit #1 | IN | Spencer | In Service | AEP | 1356 | 36 | 36 | 36 | Capacity | Generation Interconnection | Coal |  |  | N/A | https://www.pjm.com/pjmfiles/pub/planning/project-queues/feas_docs/y3038_fea.pdf | Document Posted | https://www.pjm.com/pjmfiles/pub/planning/project-queues/impact_studies/y3038_imp.pdf | Document Posted |  | Not Required | https://www.pjm.com/pjmfiles/pub/planning/project-queues/isa/y3_038_isa.pdf | Document Posted | N/A |  | Not Required | N/A | N/A |  | 2/28/2013 | N/A | N/A |  |  |  | 6/30/2017 | 6/30/2017 | 6/30/2017 | N | No
Y3-039 | Clinch River Unit 1 | Clinch River Power Plant | VA | Russell | In Service | AEP | 250 | 20 | 20 | 20 | Capacity | Generation Interconnection | Natural Gas |  |  | N/A | https://www.pjm.com/pjmfiles/pub/planning/project-queues/feas_docs/y3039_fea.pdf | Document Posted | https://www.pjm.com/pjmfiles/pub/planning/project-queues/impact_studies/y3039_imp.pdf | Document Posted |  | Not Required | https://www.pjm.com/pjmfiles/pub/planning/project-queues/isa/y3_039_isa.pdf | Document Posted | N/A |  | Not Required | N/A | N/A |  | 2/28/2013 | N/A | N/A |  |  |  | 4/15/2016 | 4/15/2016 | 5/27/2016 | N | No
Y3-040 | Clinch River Unit 2 | Clinch River Power Plant | VA | Russell | In Service | AEP | 250 | 20 | 20 | 20 | Capacity | Generation Interconnection | Natural Gas |  |  | N/A | https://www.pjm.com/pjmfiles/pub/planning/project-queues/feas_docs/y3040_fea.pdf | Document Posted | https://www.pjm.com/pjmfiles/pub/planning/project-queues/impact_studies/y3040_imp.pdf | Document Posted |  | Not Required | https://www.pjm.com/pjmfiles/pub/planning/project-queues/isa/y3_040_isa.pdf | Document Posted | N/A |  | Not Required | N/A | N/A |  | 2/28/2013 | N/A | N/A |  |  |  | 6/6/2016 | 6/6/2016 | 5/23/2016 | N | No
Y3-041 | Peckville-Jackson 69kV |  | PA | Wayne | Withdrawn | PPL | 62 | 62 | 8 |  | Capacity | Generation Interconnection | Wind |  |  | N/A | https://www.pjm.com/pjmfiles/pub/planning/project-queues/feas_docs/y3041_fea.pdf | Document Posted | https://www.pjm.com/pjmfiles/pub/planning/project-queues/impact_studies/y3041_imp.pdf | Document Posted | https://www.pjm.com/pjmfiles/pub/planning/project-queues/facilities/y3041_fac.pdf | Document Posted |  | Withdrawn | N/A |  | Withdrawn | N/A | N/A |  | 2/28/2013 | N/A | N/A |  | 1/29/2015 | Customer Milestone Not Met | 12/31/2017 | 12/31/2017 |  | N | No
Y3-042 | Elrama 69kV |  | PA | Washington | Withdrawn | DL | 460 | 460 | 460 |  | Capacity | Generation Interconnection | Natural Gas |  |  | N/A | https://www.pjm.com/pjmfiles/pub/planning/project-queues/feas_docs/y3042_fea.pdf | Document Posted |  | Withdrawn |  |  | N/A |  | N/A |  |  | N/A | N/A |  | 2/28/2013 | N/A | N/A |  | 10/22/2013 | Customer Initiated Withdrawal | 6/1/2015 |  |  | N | No
Y3-043 | Peach Bottom 500kV | Delta York | PA | York | In Service | PECO | 760 | 760 | 760 | 760 | Capacity | Generation Interconnection | Natural Gas |  |  | N/A | https://www.pjm.com/pjmfiles/pub/planning/project-queues/feas_docs/y3043_fea.pdf | Document Posted | https://www.pjm.com/pjmfiles/pub/planning/project-queues/impact_studies/y3043_imp.pdf | Document Posted |  | Not Required | https://www.pjm.com/pjmfiles/pub/planning/project-queues/isa/y3_043_isa.pdf | Document Posted | N/A | https://www.pjm.com/pjmfiles/pub/planning/project-queues/csa/y3_043_csa.pdf | Document Posted | N/A | N/A |  | 2/28/2013 | N/A | N/A |  |  |  | 12/31/2018 | 12/31/2018 | 12/11/2018 | N | No
Y3-044 | Kearny | Kearny Generating Station | NJ | Hudson | In Service | PSEG | 206 | 5 | 5 | 5 | Capacity | Generation Interconnection | Natural Gas |  |  | N/A | https://www.pjm.com/pjmfiles/pub/planning/project-queues/feas_docs/y3044_fea.pdf | Document Posted | https://www.pjm.com/pjmfiles/pub/planning/project-queues/impact_studies/y3044_imp.pdf | Document Posted | https://www.pjm.com/pjmfiles/pub/planning/project-queues/facilities/y3044_fac.pdf | Document Posted | https://www.pjm.com/pjmfiles/pub/planning/project-queues/isa/y3_044_isa.pdf | Document Posted | N/A |  | Not Required | N/A | N/A |  | 2/28/2013 | N/A | N/A |  |  |  | 3/31/2015 | 3/31/2015 | 10/21/2015 | N | No
Y3-045 | Bergen | Bergen Genertating Station | NJ | Bergen | In Service | PSEG | 1235 | 0 | 5 | 0 | Capacity | Generation Interconnection | Natural Gas |  |  | N/A | https://www.pjm.com/pjmfiles/pub/planning/project-queues/feas_docs/y3045_fea.pdf | Document Posted | https://www.pjm.com/pjmfiles/pub/planning/project-queues/impact_studies/y3045_imp.pdf | Document Posted | https://www.pjm.com/pjmfiles/pub/planning/project-queues/facilities/y3045_fac.pdf | Document Posted | https://www.pjm.com/pjmfiles/pub/planning/project-queues/isa/y3_045_isa.pdf | Document Posted | N/A |  | Not Required | N/A | N/A |  | 2/28/2013 | N/A | N/A |  |  |  | 3/31/2015 | 3/31/2015 | 10/29/2015 | N | No
Y3-046 | Linden | Linden Generating Station | NJ | Union | Withdrawn | PSEG | 178 | 6 | 6 |  | Capacity | Generation Interconnection | Natural Gas |  |  | N/A | https://www.pjm.com/pjmfiles/pub/planning/project-queues/feas_docs/y3046_fea.pdf | Document Posted | https://www.pjm.com/pjmfiles/pub/planning/project-queues/impact_studies/y3046_imp.pdf | Document Posted | https://www.pjm.com/pjmfiles/pub/planning/project-queues/facilities/y3046_fac.pdf | Document Posted | https://www.pjm.com/pjmfiles/pub/planning/project-queues/isa/y3_046_isa.pdf | Document Posted | N/A |  | Not Required | N/A | N/A |  | 2/28/2013 | N/A | N/A |  | 6/30/2017 |  | 3/31/2015 | 3/31/2015 | 2/13/2015 | N | No
Y3-047 | Essex |  | NJ | Essex | Withdrawn | PSEG | 299 | 10 | 6 |  | Capacity | Generation Interconnection | Natural Gas |  |  | N/A | https://www.pjm.com/pjmfiles/pub/planning/project-queues/feas_docs/y3047_fea.pdf | Document Posted | https://www.pjm.com/pjmfiles/pub/planning/project-queues/impact_studies/y3047_imp.pdf | Document Posted |  | Withdrawn | https://www.pjm.com/pjmfiles/pub/planning/project-queues/isa/y3_047_isa2.pdf | Interim Study | N/A |  |  | N/A | N/A |  | 2/28/2013 | N/A | N/A |  | 7/22/2014 | Customer Initiated Withdrawal | 5/31/2013 |  |  | N | No
Y3-048 | Burlington | Burlington Generating Station | NJ | Burlington | In Service | PSEG | 207 | 2 | 3 | 2 | Capacity | Generation Interconnection | Natural Gas |  |  | N/A | https://www.pjm.com/pjmfiles/pub/planning/project-queues/feas_docs/y3048_fea.pdf | Document Posted | https://www.pjm.com/pjmfiles/pub/planning/project-queues/impact_studies/y3048_imp.pdf | Document Posted | https://www.pjm.com/pjmfiles/pub/planning/project-queues/facilities/y3048_fac.pdf | Document Posted | https://www.pjm.com/pjmfiles/pub/planning/project-queues/isa/y3_048_isa.pdf | Document Posted | N/A |  | Not Required | N/A | N/A |  | 2/28/2013 | N/A | N/A |  |  |  | 3/31/2015 | 3/31/2015 | 10/21/2015 | N | No
Y3-049 | Edison |  | NJ | Middlesex | Withdrawn | PSEG | 582 | 0 | 12 |  | Capacity | Generation Interconnection | Natural Gas |  |  | N/A | https://www.pjm.com/pjmfiles/pub/planning/project-queues/feas_docs/y3049_fea.pdf | Document Posted |  |  |  | Not Required | https://www.pjm.com/pjmfiles/pub/planning/project-queues/isa/y3_049_isa2.pdf | Interim Study | N/A |  |  | N/A | N/A |  | 2/28/2013 | N/A | N/A |  | 7/22/2014 | Customer Initiated Withdrawal | 5/31/2013 |  |  | N | No
Y3-050 | Kearny | Kearny Generating Station | NJ | Hudson | In Service | PSEG | 497 | 24 | 21 | 24 | Capacity | Generation Interconnection | Natural Gas |  |  | N/A | https://www.pjm.com/pjmfiles/pub/planning/project-queues/feas_docs/y3050_fea.pdf | Document Posted | https://www.pjm.com/pjmfiles/pub/planning/project-queues/impact_studies/y3050_imp.pdf | Document Posted | https://www.pjm.com/pjmfiles/pub/planning/project-queues/facilities/y3050_fac.pdf | Document Posted | https://www.pjm.com/pjmfiles/pub/planning/project-queues/isa/y3_050_isa.pdf | Document Posted | N/A |  | Not Required | N/A | N/A |  | 2/28/2013 | N/A | N/A |  |  |  | 3/31/2015 | 3/31/2015 | 10/21/2015 | N | No
Y3-051 | Linden | Linden Generating Station | NJ | Union | In Service | PSEG | 1626 | 47 | 4 | 47 | Capacity | Generation Interconnection | Natural Gas |  |  | N/A | https://www.pjm.com/pjmfiles/pub/planning/project-queues/feas_docs/y3051_fea.pdf | Document Posted | https://www.pjm.com/pjmfiles/pub/planning/project-queues/impact_studies/y3051_imp.pdf | Document Posted | https://www.pjm.com/pjmfiles/pub/planning/project-queues/facilities/y3051_fac.pdf | Document Posted | https://www.pjm.com/pjmfiles/pub/planning/project-queues/isa/y3_051_isa.pdf | Document Posted | N/A |  | Not Required | N/A | N/A |  | 2/28/2013 | N/A | N/A |  |  |  | 3/31/2015 | 3/31/2015 | 8/29/2016 | N | No
Y3-052 | Bergen |  | NJ | Bergen | In Service | PSEG | 1285 | 50 | 10 | 50 | Capacity | Generation Interconnection | Natural Gas |  |  | N/A | https://www.pjm.com/pjmfiles/pub/planning/project-queues/feas_docs/y3052_fea.pdf | Document Posted | https://www.pjm.com/pjmfiles/pub/planning/project-queues/impact_studies/y3052_imp.pdf | Document Posted | https://www.pjm.com/pjmfiles/pub/planning/project-queues/facilities/y3052_fac.pdf | Document Posted | https://www.pjm.com/pjmfiles/pub/planning/project-queues/isa/y3_052_isa.pdf | Document Posted | N/A |  | Not Required | N/A | N/A |  | 2/28/2013 | N/A | N/A |  |  |  | 3/31/2015 | 3/31/2015 | 10/29/2015 | N | No
Y3-053 | Kearny | Kearny Generating Station | NJ | Hudson | In Service | PSEG | 537 | 40 | 13 | 40 | Capacity | Generation Interconnection | Natural Gas |  |  | N/A | https://www.pjm.com/pjmfiles/pub/planning/project-queues/feas_docs/y3053_fea.pdf | Document Posted | https://www.pjm.com/pjmfiles/pub/planning/project-queues/impact_studies/y3053_imp.pdf | Document Posted | https://www.pjm.com/pjmfiles/pub/planning/project-queues/facilities/y3053_fac.pdf | Document Posted | https://www.pjm.com/pjmfiles/pub/planning/project-queues/isa/y3_053_isa.pdf | Document Posted | N/A |  | Not Required | N/A | N/A |  | 2/28/2013 | N/A | N/A |  |  |  | 6/1/2016 | 6/1/2016 | 10/21/2015 | N | No
Y3-054 | Milford 138kV | Milford Solar | DE | Kent | Withdrawn | DPL | 12 | 12 | 0 |  | Energy | Generation Interconnection | Solar |  |  | N/A | https://www.pjm.com/pjmfiles/pub/planning/project-queues/feas_docs/y3054_fea.pdf | Document Posted | https://www.pjm.com/pjmfiles/pub/planning/project-queues/impact_studies/y3054_imp.pdf | Document Posted |  | Not Required | N/A | Wholesale Market Participation Agreement | https://www.pjm.com/pjmfiles/pub/planning/project-queues/wmpa/y3054_wmpa.pdf |  | Not Required | N/A | N/A |  | 3/5/2013 | N/A | N/A |  | 5/16/2016 |  | 12/31/2014 | 12/31/2014 |  | N | No
Y3-056 | Pioneer Crossing 69kV | Pioneer Crossing | PA | Berks | In Service | ME | 8 | 1.6 | 1.6 | 1.6 | Capacity | Generation Interconnection | Methane |  |  | N/A | https://www.pjm.com/pjmfiles/pub/planning/project-queues/feas_docs/y3056_fea.pdf | Document Posted | https://www.pjm.com/pjmfiles/pub/planning/project-queues/impact_studies/y3056_imp.pdf | Document Posted |  | Not Required | https://www.pjm.com/pjmfiles/pub/planning/project-queues/isa/y3_056_isa.pdf | Document Posted | N/A |  | Not Required | N/A | N/A |  | 3/12/2013 | N/A | N/A |  |  |  | 10/31/2013 | 10/31/2013 | 9/1/2013 | N | No
Y3-057 | Forest Park |  | MD | Charles | Withdrawn | PEPCO | 12 | 12 | 4.56 |  | Capacity | Generation Interconnection | Solar |  |  | N/A |  | Withdrawn |  |  |  |  | N/A |  | N/A |  |  | N/A | N/A |  | 3/13/2013 | N/A | N/A |  | 4/12/2013 | Customer Initiated Withdrawal | 9/1/2014 |  |  | N | No
Y3-058 | Rockawalkin 69kV | Rockfish Solar Power Plant | MD | Wicomico | In Service | DPL | 15 | 15 | 5.7 | 15 | Capacity | Generation Interconnection | Solar |  |  | N/A | https://www.pjm.com/pjmfiles/pub/planning/project-queues/feas_docs/y3058_fea.pdf | Document Posted | https://www.pjm.com/pjmfiles/pub/planning/project-queues/impact_studies/y3058_imp.pdf | Document Posted |  | Not Required | N/A | Wholesale Market Participation Agreement | https://www.pjm.com/pjmfiles/pub/planning/project-queues/wmpa/y3058_wmpa.pdf |  | Not Required | N/A | N/A |  | 3/13/2013 | N/A | N/A |  |  |  | 12/31/2016 | 12/31/2016 | 2/22/2016 | N | No
Y3-062 | Erie East 34.5kV | North East Wind Farm | PA | Erie | Withdrawn | PENELEC | 18.7 | 18.7 | 2.4 |  | Capacity | Generation Interconnection | Wind |  |  | N/A | https://www.pjm.com/pjmfiles/pub/planning/project-queues/feas_docs/y3062_fea.pdf | Document Posted | https://www.pjm.com/pjmfiles/pub/planning/project-queues/impact_studies/y3062_imp.pdf | Document Posted |  | Not Required | N/A | Wholesale Market Participation Agreement | https://www.pjm.com/pjmfiles/pub/planning/project-queues/wmpa/y3062_wmpa.pdf |  | Not Required | N/A | N/A |  | 3/18/2013 | N/A | N/A |  | 12/17/2014 | Customer Milestone Not Met | 12/31/2016 | 12/31/2016 |  | N | No
Y3-063 | State Line 138kV |  | IN | Lake | Withdrawn | ComEd | 1161 | 1161 | 1161 |  | Capacity | Generation Interconnection | Natural Gas |  |  | N/A | https://www.pjm.com/pjmfiles/pub/planning/project-queues/feas_docs/y3063_fea.pdf | Document Posted |  | Withdrawn |  |  | N/A |  | N/A |  |  | N/A | N/A |  | 3/20/2013 | N/A | N/A |  | 9/9/2013 | Customer Initiated Withdrawal | 6/1/2018 |  |  | N | No
Y3-068 | George Washington 138kV | Moundsville Power, LLC | WV | Marshall | Withdrawn | AEP | 525 | 525 | 525 |  | Capacity | Generation Interconnection | Natural Gas |  |  | N/A | https://www.pjm.com/pjmfiles/pub/planning/project-queues/feas_docs/y3068_fea.pdf | Document Posted | https://www.pjm.com/pjmfiles/pub/planning/project-queues/impact_studies/y3068_imp.pdf | Document Posted | https://www.pjm.com/pjmfiles/pub/planning/project-queues/facilities/y3068_fac.pdf | Document Posted | https://www.pjm.com/pjmfiles/pub/planning/project-queues/isa/y3_068_isa.pdf | Document Posted | N/A | https://www.pjm.com/pjmfiles/pub/planning/project-queues/csa/y3_068_csa.pdf | Document Posted | N/A | N/A |  | 3/29/2013 | N/A | N/A |  | 4/27/2017 | Customer Initiated Withdrawal | 12/31/2018 | 12/31/2018 |  | N | No
Y3-073 | W.H. Zimmer Station |  | OH | Clermont | Withdrawn | DEOK | 1350 | 50 | 50 |  | Capacity | Generation Interconnection | Coal |  |  | N/A | https://www.pjm.com/pjmfiles/pub/planning/project-queues/feas_docs/y3073_fea.pdf | Document Posted | https://www.pjm.com/pjmfiles/pub/planning/project-queues/impact_studies/y3073_imp.pdf | Document Posted |  | Not Required |  | Withdrawn | N/A |  | Not Required | N/A | N/A |  | 4/10/2013 | N/A | N/A |  | 2/24/2016 | Customer Initiated Withdrawal | 6/1/2013 |  |  | N | No
Y3-074 | Ashton 480V |  | MD | Montgomery | In Service | BGE | 0.372 | 0.372 | 0 | 0.37 | Energy | Generation Interconnection | Hydro |  |  | N/A |  | Not Required |  | Not Required |  | Not Required | N/A | Wholesale Market Participation Agreement | https://www.pjm.com/pjmfiles/pub/planning/project-queues/wmpa/y3074_wmpa.pdf |  | Not Required | N/A | N/A |  | 4/12/2013 | N/A | N/A |  |  |  | 7/1/2014 | 7/1/2014 | 10/1/2014 | Y | No
Y3-080 | Tait 69kV | AES Tait Energy Storage | OH | Montgomery | Deactivated | Dayton | 20 | 8 | 0 | 8 | Energy | Generation Interconnection | Storage |  |  | N/A | https://www.pjm.com/pjmfiles/pub/planning/project-queues/feas_docs/y3080_fea.pdf | Document Posted | https://www.pjm.com/pjmfiles/pub/planning/project-queues/impact_studies/y3080_imp.pdf | Document Posted |  | Not Required | https://www.pjm.com/pjmfiles/pub/planning/project-queues/isa/y3_080_isa.pdf | Document Posted | N/A |  | Not Required | N/A | N/A |  | 4/19/2013 | N/A | N/A |  |  |  | 3/27/2014 | 3/27/2014 | 9/24/2013 | N | No
Y3-081 |  |  | OH | Adams | Withdrawn | ATSI | 0.11 |  |  |  | Energy | Generation Interconnection | Methane |  |  | N/A |  | Withdrawn |  |  |  |  | N/A |  | N/A |  |  | N/A | N/A |  | 4/19/2013 | N/A | N/A |  | 4/25/2013 |  |  |  |  | N | No
Y3-087 | Beaverbrook 13kV | Beaverbrook (Kinsley Solar) | NJ | Gloucester | In Service | PSEG | 3.8 | 3.8 | 1.44 | 3.8 | Capacity | Generation Interconnection | Solar |  |  | N/A | https://www.pjm.com/pjmfiles/pub/planning/project-queues/feas_docs/y3087_fea.pdf | Document Posted | https://www.pjm.com/pjmfiles/pub/planning/project-queues/impact_studies/y3087_imp.pdf | Document Posted |  | Not Required | https://www.pjm.com/pjmfiles/pub/planning/project-queues/isa/y3_087_isa.pdf | Document Posted | N/A | https://www.pjm.com/pjmfiles/pub/planning/project-queues/csa/y3_087_csa.pdf | Document Posted | N/A | N/A |  | 4/26/2013 | N/A | N/A |  |  |  | 6/30/2015 |  | 1/14/2015 | N | No
Y3-088 | Kendall I | Kendall Energy Center | IL | Grundy | In Service | ComEd | 1158.8 | 20 | 20 | 20 | Capacity | Generation Interconnection | Natural Gas |  |  | N/A | https://www.pjm.com/pjmfiles/pub/planning/project-queues/feas_docs/y3088_fea.pdf | Document Posted | https://www.pjm.com/pjmfiles/pub/planning/project-queues/impact_studies/y3088_imp.pdf | Document Posted | https://www.pjm.com/pjmfiles/pub/planning/project-queues/facilities/y3088_fac.pdf | Document Posted | https://www.pjm.com/pjmfiles/pub/planning/project-queues/isa/y3_088_isa.pdf | Document Posted | N/A |  | Not Required | N/A | N/A |  | 4/26/2013 | N/A | N/A |  |  |  | 12/1/2015 | 12/1/2015 | 5/23/2017 | N | No
Y3-089 | Kendall II | Kendall Energy Center | IL | Grundy | In Service | ComEd | 1178.8 | 20 | 20 | 20 | Capacity | Generation Interconnection | Natural Gas |  |  | N/A | https://www.pjm.com/pjmfiles/pub/planning/project-queues/feas_docs/y3089_fea.pdf | Document Posted | https://www.pjm.com/pjmfiles/pub/planning/project-queues/impact_studies/y3089_imp.pdf | Document Posted | https://www.pjm.com/pjmfiles/pub/planning/project-queues/facilities/y3089_fac.pdf | Document Posted | https://www.pjm.com/pjmfiles/pub/planning/project-queues/isa/y3_089_isa.pdf | Document Posted | N/A |  | Not Required | N/A | N/A |  | 4/26/2013 | N/A | N/A |  |  |  | 12/1/2015 | 12/1/2015 | 5/23/2017 | N | No
Y3-090 | Kendall III | Kendall Energy Center | IL | Grundy | In Service | ComEd | 1198.8 | 20 | 20 | 20 | Capacity | Generation Interconnection | Natural Gas |  |  | N/A | https://www.pjm.com/pjmfiles/pub/planning/project-queues/feas_docs/y3090_fea.pdf | Document Posted | https://www.pjm.com/pjmfiles/pub/planning/project-queues/impact_studies/y3090_imp.pdf | Document Posted | https://www.pjm.com/pjmfiles/pub/planning/project-queues/facilities/y3090_fac.pdf | Document Posted | https://www.pjm.com/pjmfiles/pub/planning/project-queues/isa/y3_090_isa.pdf | Document Posted | N/A |  | Not Required | N/A | N/A |  | 4/26/2013 | N/A | N/A |  |  |  | 12/1/2015 | 12/1/2015 | 5/23/2017 | N | No
Y3-091 | Kendall IV | Kendall Energy Center | IL | Grundy | In Service | ComEd | 1218.8 | 20 | 20 | 20 | Capacity | Generation Interconnection | Natural Gas |  |  | N/A | https://www.pjm.com/pjmfiles/pub/planning/project-queues/feas_docs/y3091_fea.pdf | Document Posted | https://www.pjm.com/pjmfiles/pub/planning/project-queues/impact_studies/y3091_imp.pdf | Document Posted | https://www.pjm.com/pjmfiles/pub/planning/project-queues/facilities/y3091_fac.pdf | Document Posted | https://www.pjm.com/pjmfiles/pub/planning/project-queues/isa/y3_091_isa.pdf | Document Posted | N/A |  | Not Required | N/A | N/A |  | 4/26/2013 | N/A | N/A |  |  |  | 12/1/2015 | 12/1/2015 | 5/23/2017 | N | No
Y3-095 | Centreville 12kV |  | MD | Queen Anne's | Withdrawn | DPL | 2 | 2 | 0 |  | Energy | Generation Interconnection | Solar |  |  | N/A |  | Withdrawn |  |  |  |  | N/A |  | N/A |  |  | N/A | N/A |  | 4/29/2013 | N/A | N/A |  | 5/24/2013 | Customer Initiated Withdrawal | 9/25/2013 |  |  | N | No
Y3-096 | Hanging Rock 765kV |  | OH | Lawrence | Withdrawn | AEP | 10 | 10 | 0 |  | Energy | Generation Interconnection | Storage |  |  | N/A | https://www.pjm.com/pjmfiles/pub/planning/project-queues/feas_docs/y3096_fea.pdf | Document Posted |  | Withdrawn |  |  | N/A |  | N/A |  |  | N/A | N/A |  | 4/29/2013 | N/A | N/A |  | 4/23/2015 | Customer Initiated Withdrawal | 3/31/2015 | 3/31/2015 |  | N | No
Y3-097 | Trent (Jug St.) 34.5kV |  | OH | Delaware | Deactivated | AEP | 4 | 4 | 0 |  | Energy | Generation Interconnection | Storage |  |  | N/A | https://www.pjm.com/pjmfiles/pub/planning/project-queues/feas_docs/y3097_fea.pdf | Document Posted | https://www.pjm.com/pjmfiles/pub/planning/project-queues/impact_studies/y3097_imp.pdf | Document Posted |  | Not Required |  | Withdrawn | N/A |  | Not Required | N/A | N/A |  | 4/29/2013 | N/A | N/A |  | 9/29/2014 | Customer Initiated Withdrawal | 9/30/2015 |  |  | N | Yes
Y3-098 | Printz |  | PA | Delaware | Withdrawn | PECO | 735 | 735 | 735 |  | Capacity | Generation Interconnection | Natural Gas |  |  | N/A | https://www.pjm.com/pjmfiles/pub/planning/project-queues/feas_docs/y3098_fea.pdf | Document Posted |  | Withdrawn |  |  | N/A |  | N/A |  |  | N/A | N/A |  | 4/29/2013 | N/A | N/A |  | 9/26/2013 | Customer Initiated Withdrawal | 10/1/2017 |  |  | N | No
Y3-099 | Beckjord 2 MW-1 | Beckjord Battery #1 | OH | Clermont | In Service | DEOK | 2 | 2 | 0 | 2 | Energy | Generation Interconnection | Storage |  |  | N/A | https://www.pjm.com/pjmfiles/pub/planning/project-queues/feas_docs/y3099_fea.pdf | Document Posted | https://www.pjm.com/pjmfiles/pub/planning/project-queues/impact_studies/y3099_imp.pdf | Document Posted |  | Not Required | https://www.pjm.com/pjmfiles/pub/planning/project-queues/isa/y3_099_isa.pdf | Document Posted | N/A | https://www.pjm.com/pjmfiles/pub/planning/project-queues/csa/y3_099_csa.pdf | Document Posted | N/A | N/A |  | 4/29/2013 | N/A | N/A |  |  |  | 5/1/2015 | 5/1/2015 | 1/21/2015 | N | No
Y3-100 | Beckjord 2 MW-2 | Beckjord Battery #2 | OH | Clermont | Deactivated | DEOK | 2 | 2 | 0 | 2 | Energy | Generation Interconnection | Storage |  |  | N/A | https://www.pjm.com/pjmfiles/pub/planning/project-queues/feas_docs/y3100_fea.pdf | Document Posted | https://www.pjm.com/pjmfiles/pub/planning/project-queues/impact_studies/y3100_imp.pdf | Document Posted |  | Not Required | https://www.pjm.com/pjmfiles/pub/planning/project-queues/isa/y3_100_isa.pdf | Document Posted | N/A | https://www.pjm.com/pjmfiles/pub/planning/project-queues/csa/y3_100_csa.pdf | Document Posted | N/A | N/A |  | 4/29/2013 | N/A | N/A |  |  |  | 10/1/2015 | 10/1/2015 | 11/1/2015 | N | No
Y3-101 | Cedar 12kV |  | NJ | Ocean | Withdrawn | AEC | 5.7 | 5.7 | 1.9 |  | Capacity | Generation Interconnection | Solar |  |  | N/A | https://www.pjm.com/pjmfiles/pub/planning/project-queues/feas_docs/y3101_fea.pdf | Document Posted | https://www.pjm.com/pjmfiles/pub/planning/project-queues/impact_studies/y3101_imp.pdf | Document Posted |  | Withdrawn | N/A |  | N/A |  |  | N/A | N/A |  | 4/29/2013 | N/A | N/A |  | 9/30/2013 | Customer Initiated Withdrawal | 12/31/2014 |  |  | N | No
Y3-102 | Rock Springs 500kV | Wildcat Point | MD | Cecil | In Service | Essential Power | 1000 | 166 | 135 | 166 | Capacity | Generation Interconnection | Natural Gas |  |  | N/A | https://www.pjm.com/pjmfiles/pub/planning/project-queues/feas_docs/y3102_fea.pdf | Document Posted | https://www.pjm.com/pjmfiles/pub/planning/project-queues/impact_studies/y3102_imp.pdf | Document Posted |  | Not Required | https://www.pjm.com/pjmfiles/pub/planning/project-queues/isa/y3_102_isa.pdf | Document Posted | N/A | https://www.pjm.com/pjmfiles/pub/planning/project-queues/csa/y3_102_csa.pdf | Document Posted | N/A | N/A |  | 4/30/2013 | N/A | N/A |  |  |  | 8/21/2017 | 8/21/2017 | 7/27/2017 | N | No
Y3-103 | Valley-Raccoon 138kV | Pennsylvania Chemicals Generating Facility | PA | Beaver | In Service | DL | 205 | 205 | 97 | 205 | Capacity | Generation Interconnection | Natural Gas |  |  | N/A | https://www.pjm.com/pjmfiles/pub/planning/project-queues/feas_docs/y3103_fea.pdf | Document Posted | https://www.pjm.com/pjmfiles/pub/planning/project-queues/impact_studies/y3103_imp.pdf | Document Posted | https://www.pjm.com/pjmfiles/pub/planning/project-queues/facilities/y3103_fac.pdf | Document Posted | https://www.pjm.com/pjmfiles/pub/planning/project-queues/isa/y3_103_isa.pdf | Document Posted | N/A | https://www.pjm.com/pjmfiles/pub/planning/project-queues/csa/y3_103_csa.pdf | Document Posted | N/A | N/A | 11/12/2019 | 4/30/2013 | N/A | N/A | 6/1/2021 |  |  | 11/30/2021 | 11/30/2021 | 6/22/2021 | N | No
Y3-104 | Sullivan Trail-Stanton 69kV |  | PA | Luzerne | Withdrawn | PPL | 20 | 20 | 0 |  | Energy | Generation Interconnection | Storage |  |  | N/A | https://www.pjm.com/pjmfiles/pub/planning/project-queues/feas_docs/y3104_fea.pdf | Document Posted | https://www.pjm.com/pjmfiles/pub/planning/project-queues/impact_studies/y3104_imp.pdf | Document Posted | https://www.pjm.com/pjmfiles/pub/planning/project-queues/facilities/y3104_fac.pdf | Document Posted |  | Withdrawn | N/A |  | Withdrawn | N/A | N/A |  | 4/30/2013 | N/A | N/A |  | 1/22/2015 | Customer Milestone Not Met | 1/1/2015 |  |  | N | No
Y3-105 | Belvidere-Gilbert-115kV |  | NJ | Warren | Withdrawn | JCPL | 20 | 20 | 0 |  | Energy | Generation Interconnection | Storage |  |  | N/A | https://www.pjm.com/pjmfiles/pub/planning/project-queues/feas_docs/y3105_fea.pdf | Document Posted |  | Withdrawn |  |  | N/A |  | N/A |  |  | N/A | N/A |  | 4/30/2013 | N/A | N/A |  | 10/1/2013 | Customer Milestone Not Met | 1/1/2015 |  |  | N | No
Y3-106 | Belleville-Rutland 138kV | Belleville Hydroelectric Plant | WV | Wood | In Service | AEP | 49 | 7 | 7 | 3 | Capacity | Generation Interconnection | Hydro |  |  | N/A | https://www.pjm.com/pjmfiles/pub/planning/project-queues/feas_docs/y3106_fea.pdf | Document Posted | https://www.pjm.com/pjmfiles/pub/planning/project-queues/impact_studies/y3106_imp.pdf | Document Posted |  | Not Required | https://www.pjm.com/pjmfiles/pub/planning/project-queues/isa/y3_106_isa.pdf | Document Posted | N/A |  | Not Required | N/A | N/A |  | 4/30/2013 | N/A | N/A |  |  |  | 12/31/2014 | 12/31/2014 | 12/31/2014 | N | No
Y3-107 | Bergen 230kV |  | NJ | Bergen | In Service | PSEG | 1220 | 35 | 45 | 35 | Capacity | Generation Interconnection | Natural Gas |  |  | N/A | https://www.pjm.com/pjmfiles/pub/planning/project-queues/feas_docs/y3107_fea.pdf | Document Posted | https://www.pjm.com/pjmfiles/pub/planning/project-queues/impact_studies/y3107_imp.pdf | Document Posted | https://www.pjm.com/pjmfiles/pub/planning/project-queues/facilities/y3107_fac.pdf | Document Posted | https://www.pjm.com/pjmfiles/pub/planning/project-queues/isa/y3_107_isa.pdf | Document Posted | N/A |  | Not Required | N/A | N/A |  | 4/30/2013 | N/A | N/A |  |  |  | 4/1/2015 |  | 10/29/2015 | N | No
Y3-108 | Linden 230kV |  | NJ | Union | Withdrawn | PSEG | 1420 | 110 | 107 |  | Capacity | Generation Interconnection | Natural Gas |  |  | N/A | https://www.pjm.com/pjmfiles/pub/planning/project-queues/feas_docs/y3108_fea.pdf | Document Posted |  | Withdrawn |  |  | N/A |  | N/A |  |  | N/A | N/A |  | 4/30/2013 | N/A | N/A |  | 11/20/2013 | Customer Initiated Withdrawal | 3/1/2014 |  |  | N | No
Y3-109 | Nyswaner 25kV | Red Glen Generator | PA | Washington | Withdrawn | APS | 19.9 | 19.9 | 19.9 |  | Capacity | Generation Interconnection | Natural Gas |  |  | N/A | https://www.pjm.com/pjmfiles/pub/planning/project-queues/feas_docs/y3109_fea.pdf | Document Posted | https://www.pjm.com/pjmfiles/pub/planning/project-queues/impact_studies/y3109_imp.pdf | Document Posted |  | Not Required | N/A | Wholesale Market Participation Agreement | https://www.pjm.com/pjmfiles/pub/planning/project-queues/wmpa/y3109_wmpa.pdf |  | Not Required | N/A | N/A |  | 4/30/2013 | N/A | N/A |  | 1/25/2018 |  | 12/31/2016 | 12/31/2016 |  | N | Yes
Y3-110 | North Salisbury-Worcester 69kV |  | MD | Wicomico | Withdrawn | DPL | 15.7 | 15.7 | 15.7 |  | Capacity | Generation Interconnection | Biomass |  |  | N/A | https://www.pjm.com/pjmfiles/pub/planning/project-queues/feas_docs/y3110_fea.pdf | Document Posted |  | Withdrawn |  |  | N/A |  | N/A |  |  | N/A | N/A |  | 4/30/2013 | N/A | N/A |  | 10/9/2013 | Customer Initiated Withdrawal | 12/31/2016 |  |  | N | No
Y3-111 | Harborcreek Township 34kV |  | PA | Erie | Withdrawn | PENELEC | 18.7 | 18.7 | 2.4 |  | Capacity | Generation Interconnection | Wind |  |  | N/A | https://www.pjm.com/pjmfiles/pub/planning/project-queues/feas_docs/y3111_fea.pdf | Document Posted |  | Withdrawn |  |  | N/A |  | N/A |  |  | N/A | N/A |  | 4/30/2013 | N/A | N/A |  | 9/22/2013 | Customer Milestone Not Met | 4/1/2014 |  |  | N | No
Y3-113 | Russell Hill-W. Meshoppen |  | PA | Wyoming | Withdrawn | PENELEC | 10 | 3.4 | 3.4 |  | Capacity | Generation Interconnection | Natural Gas |  |  | N/A | https://www.pjm.com/pjmfiles/pub/planning/project-queues/feas_docs/y3113_fea.pdf | Document Posted |  | Withdrawn |  |  | N/A |  | N/A |  |  | N/A | N/A |  | 4/30/2013 | N/A | N/A |  | 7/25/2013 | Customer Initiated Withdrawal | 9/1/2014 |  |  | N | No
Y3-114 |  |  | PA | Adams | Withdrawn | PENELEC | 19.9 |  |  |  | Energy | Generation Interconnection | Natural Gas |  |  | N/A |  | Withdrawn |  |  |  |  | N/A |  | N/A |  |  | N/A | N/A |  | 4/30/2013 | N/A | N/A |  | 4/30/2013 | Customer Initiated Withdrawal |  |  |  | N | No
Y3-119 | E. Lynchburg-Peaks View 34.5kV |  | VA | City of Lynchburg | Withdrawn | AEP | 19 | 19 | 7 |  | Capacity | Generation Interconnection | Wood |  |  | N/A | https://www.pjm.com/pjmfiles/pub/planning/project-queues/feas_docs/y3119_fea.pdf | Document Posted | https://www.pjm.com/pjmfiles/pub/planning/project-queues/impact_studies/y3119_imp.pdf | Document Posted |  | Not Required |  | Withdrawn | N/A |  | Withdrawn | N/A | N/A |  | 4/30/2013 | N/A | N/A |  | 11/12/2014 | Customer Milestone Not Met | 9/30/2015 |  |  | N | Yes
Y3-120 | Conowingo 230kV |  | MD | Harford | Withdrawn | PECO | 617 | 45 | 45 |  | Capacity | Generation Interconnection | Hydro |  |  | N/A | https://www.pjm.com/pjmfiles/pub/planning/project-queues/feas_docs/y3120_fea.pdf | Document Posted |  | Withdrawn |  |  | N/A |  | N/A |  |  | N/A | N/A |  | 4/30/2013 | N/A | N/A |  | 9/27/2013 | Customer Initiated Withdrawal | 6/1/2016 |  |  | N | No
Z1-015 | Springdale 3, 4, 5 | Springdale | PA | Allegheny | In Service | APS | 590 | 0 | 26 | 0 | Capacity | Generation Interconnection | Natural Gas |  |  | N/A | https://www.pjm.com/pjmfiles/pub/planning/project-queues/feas_docs/z1015_fea.pdf | Document Posted | https://www.pjm.com/pjmfiles/pub/planning/project-queues/impact_studies/z1015_imp.pdf | Document Posted |  | Not Required | https://www.pjm.com/pjmfiles/pub/planning/project-queues/isa/z1_015_isa.pdf | Document Posted | N/A |  | Not Required | N/A | N/A |  | 5/20/2013 | N/A | N/A |  |  |  | 6/1/2015 |  | 1/21/2015 | N | No
Z1-018 | Richland III 138kV |  | OH | Defiance | Withdrawn | ATSI | 591 | 591 | 591 |  | Capacity | Generation Interconnection | Natural Gas |  |  | N/A | https://www.pjm.com/pjmfiles/pub/planning/project-queues/feas_docs/z1018_fea.pdf | Document Posted |  | Withdrawn |  |  | N/A |  | N/A |  |  | N/A | N/A |  | 5/29/2013 | N/A | N/A |  | 4/1/2014 | Customer Initiated Withdrawal | 5/15/2016 |  |  | N | No
Z1-020 | Richland I 138kV |  | OH | Defiance | Withdrawn | ATSI | 48 | 15 | 15 |  | Capacity | Generation Interconnection | Natural Gas |  |  | N/A | https://www.pjm.com/pjmfiles/pub/planning/project-queues/feas_docs/z1020_fea.pdf | Document Posted |  | Withdrawn |  |  | N/A |  | N/A |  |  | N/A | N/A |  | 6/4/2013 | N/A | N/A |  | 4/22/2014 | Customer Milestone Not Met | 4/30/2014 |  |  | N | No
Z1-021 | Richland II 138kV |  | OH | Defiance | Withdrawn | ATSI | 390 | 36 | 36 |  | Capacity | Generation Interconnection | Natural Gas |  |  | N/A | https://www.pjm.com/pjmfiles/pub/planning/project-queues/feas_docs/z1021_fea.pdf | Document Posted |  | Withdrawn |  |  | N/A |  | N/A |  |  | N/A | N/A |  | 6/4/2013 | N/A | N/A |  | 4/22/2014 | Customer Milestone Not Met | 4/30/2014 |  |  | N | No
Z1-022 | Stryker 138kV |  | OH | Defiance | Withdrawn | ATSI | 22 | 5 | 5 |  | Capacity | Generation Interconnection | Oil |  |  | N/A | https://www.pjm.com/pjmfiles/pub/planning/project-queues/feas_docs/z1022_fea.pdf | Document Posted |  | Withdrawn |  |  | N/A |  | N/A |  |  | N/A | N/A |  | 6/4/2013 | N/A | N/A |  | 4/1/2014 | Customer Initiated Withdrawal | 4/30/2014 |  |  | N | No
Z1-030 | Bay Shore 138kV |  | OH | Lucas | Withdrawn | ATSI | 464 | 464 | 464 |  | Capacity | Generation Interconnection | Natural Gas |  |  | N/A | https://www.pjm.com/pjmfiles/pub/planning/project-queues/feas_docs/z1030_fea.pdf | Document Posted |  | Withdrawn |  |  | N/A |  | N/A |  |  | N/A | N/A |  | 6/24/2013 | N/A | N/A |  | 4/1/2014 | Customer Initiated Withdrawal | 6/1/2017 |  |  | N | No
Z1-034 | Niles 138kV |  | OH | Trumbull | Withdrawn | ATSI | 217 | 217 | 217 |  | Capacity | Generation Interconnection | Natural Gas |  |  | N/A |  | Withdrawn |  |  |  |  | N/A |  | N/A |  |  | N/A | N/A |  | 7/3/2013 | N/A | N/A |  | 7/31/2013 | Customer Initiated Withdrawal | 6/1/2017 |  |  | N | No
Z1-035 | Lake Road 11.5 kV |  | OH | Unknown | Withdrawn | ATSI | 18 | 18 | 2.34 |  | Capacity | Generation Interconnection | Offshore Wind |  |  | N/A | https://www.pjm.com/pjmfiles/pub/planning/project-queues/feas_docs/z1035_fea.pdf | Document Posted | https://www.pjm.com/pjmfiles/pub/planning/project-queues/impact_studies/z1035_imp.pdf | Document Posted |  | Not Required |  | Withdrawn | N/A |  | Not Required | N/A | N/A |  | 7/5/2013 | N/A | N/A |  | 2/7/2022 |  | 9/30/2017 |  |  | N | No
Z1-036 | WinFall-Chowan 230kV | Timbermill Wind Farm | NC | Perquimans | In Service | Dominion | 189 | 189 | 24.5 | 189 | Capacity | Generation Interconnection | Wind |  |  | N/A | https://www.pjm.com/pjmfiles/pub/planning/project-queues/feas_docs/z1036_fea.pdf | Document Posted | https://www.pjm.com/pjmfiles/pub/planning/project-queues/impact_studies/z1036_imp.pdf | Document Posted | https://www.pjm.com/pjmfiles/pub/planning/project-queues/facilities/z1036_fac.pdf | Document Posted | https://www.pjm.com/pjmfiles/pub/planning/project-queues/isa/z1_036_isa.pdf | Document Posted | N/A | https://www.pjm.com/pjmfiles/pub/planning/project-queues/csa/z1_036_csa.pdf | Document Posted | N/A | N/A | 11/5/2024 | 7/23/2013 | N/A | N/A | 11/8/2024 |  |  | 3/31/2025 | 3/31/2025 | 12/13/2024 | N | No
Z1-038 | Florey Knob 34.5kV | Florey Knob Generating Station | PA | Wyoming | Withdrawn | PENELEC | 19.9 | 19.9 | 19.9 |  | Capacity | Generation Interconnection | Natural Gas |  |  | N/A | https://www.pjm.com/pjmfiles/pub/planning/project-queues/feas_docs/z1038_fea.pdf | Document Posted | https://www.pjm.com/pjmfiles/pub/planning/project-queues/impact_studies/z1038_imp.pdf | Document Posted | https://www.pjm.com/pjmfiles/pub/planning/project-queues/facilities/z1038_fac.pdf | Document Posted | https://www.pjm.com/pjmfiles/pub/planning/project-queues/isa/z1_038_isa.pdf | Document Posted | N/A | https://www.pjm.com/pjmfiles/pub/planning/project-queues/csa/z1_038_csa.pdf | Document Posted | N/A | N/A |  | 8/1/2013 | N/A | N/A |  | 2/21/2019 |  | 3/31/2017 | 3/31/2017 |  | N | No
Z1-041 | Rock Springs 500kV | Rock Springs Units #1 & #2 | MD | Cecil | In Service | Essential Power | 327 | 2 | 2 | 2 | Capacity | Generation Interconnection | Natural Gas |  |  | N/A | https://www.pjm.com/pjmfiles/pub/planning/project-queues/feas_docs/z1041_fea.pdf | Document Posted | https://www.pjm.com/pjmfiles/pub/planning/project-queues/impact_studies/z1041_imp.pdf | Document Posted |  | Not Required | https://www.pjm.com/pjmfiles/pub/planning/project-queues/isa/z1_041_isa.pdf | Document Posted | N/A |  | Not Required | N/A | N/A |  | 8/14/2013 | N/A | N/A |  |  |  | 6/1/2017 | 6/1/2017 | 5/28/2015 | N | No
Z1-042 | Belleville/New Holland-Logan 46kV |  | PA | Mifflin | Withdrawn | PENELEC | 46 | 46 | 9.2 |  | Capacity | Generation Interconnection | Wind |  |  | N/A | https://www.pjm.com/pjmfiles/pub/planning/project-queues/feas_docs/z1042_fea.pdf | Document Posted | https://www.pjm.com/pjmfiles/pub/planning/project-queues/impact_studies/z1042_imp.pdf | Document Posted |  | Withdrawn | N/A |  | N/A |  |  | N/A | N/A |  | 8/16/2013 | N/A | N/A |  | 11/3/2014 | Customer Initiated Withdrawal | 12/31/2015 | 12/31/2015 |  | N | No
Z1-047 | Albright |  | PA | Mifflin | Withdrawn | PENELEC | 464 | 464 | 464 |  | Capacity | Generation Interconnection | Natural Gas |  |  | N/A | https://www.pjm.com/pjmfiles/pub/planning/project-queues/feas_docs/z1047_fea.pdf | Document Posted |  | Withdrawn |  |  | N/A |  | N/A |  |  | N/A | N/A |  | 8/28/2013 | N/A | N/A |  | 4/23/2014 | Customer Milestone Not Met | 6/1/2017 |  |  | N | No
Z1-048 | Rivesville |  | WV | Marion | Withdrawn | APS | 464 | 464 | 464 |  | Capacity | Generation Interconnection | Natural Gas |  |  | N/A | https://www.pjm.com/pjmfiles/pub/planning/project-queues/feas_docs/z1048_fea.pdf | Document Posted |  | Withdrawn |  |  | N/A |  | N/A |  |  | N/A | N/A |  | 8/28/2013 | N/A | N/A |  | 4/28/2014 | Customer Initiated Withdrawal | 6/1/2017 |  |  | N | No
Z1-049 | Willow Island |  | WV | Pleasants | Withdrawn | APS | 464 | 464 | 464 |  | Capacity | Generation Interconnection | Natural Gas |  |  | N/A | https://www.pjm.com/pjmfiles/pub/planning/project-queues/feas_docs/z1049_fea.pdf | Document Posted |  | Withdrawn |  |  | N/A |  | N/A |  |  | N/A | N/A |  | 8/28/2013 | N/A | N/A |  | 4/23/2014 | Customer Milestone Not Met | 6/1/2017 |  |  | N | No
Z1-050 | Kittatinny 230kV | Yards Creek Pumped Storage Hydro-electric Generating Station | NJ | Warren | In Service | JCPL | 420 | 20 | 20 | 20 | Capacity | Generation Interconnection | Hydro |  |  | N/A | https://www.pjm.com/pjmfiles/pub/planning/project-queues/feas_docs/z1050_fea.pdf | Document Posted | https://www.pjm.com/pjmfiles/pub/planning/project-queues/impact_studies/z1050_imp.pdf | Document Posted |  | Not Required | https://www.pjm.com/pjmfiles/pub/planning/project-queues/isa/z1_050_isa.pdf | Document Posted | N/A |  | Not Required | N/A | N/A |  | 8/29/2013 | N/A | N/A |  |  |  | 3/1/2014 |  | 5/1/2014 | N | No
Z1-051 | D.C. Cook Unit 2 | D.C. Cook Generating Plant Unit No. 2 | MI | Berrien | In Service | AEP | 1192 | 102 | 83 | 102 | Capacity | Generation Interconnection | Nuclear |  |  | N/A | https://www.pjm.com/pjmfiles/pub/planning/project-queues/feas_docs/z1051_fea.pdf | Document Posted | https://www.pjm.com/pjmfiles/pub/planning/project-queues/impact_studies/z1051_imp.pdf | Document Posted |  | Not Required | https://www.pjm.com/pjmfiles/pub/planning/project-queues/isa/z1_051_isa.pdf | Document Posted | N/A |  | Not Required | N/A | N/A |  | 8/29/2013 | N/A | N/A |  |  |  | 11/18/2016 | 11/18/2016 | 1/14/2017 | N | No
Z1-052 | Burches Hill-Chalk Point 500kV | Keys Energy Center | MD | Prince George's | In Service | PEPCO | 800 | 64.5 | 44.5 | 20 | Capacity | Generation Interconnection | Natural Gas |  |  | N/A | https://www.pjm.com/pjmfiles/pub/planning/project-queues/feas_docs/z1052_fea.pdf | Document Posted | https://www.pjm.com/pjmfiles/pub/planning/project-queues/impact_studies/z1052_imp.pdf | Document Posted |  | Not Required | https://www.pjm.com/pjmfiles/pub/planning/project-queues/isa/z1_052_isa.pdf | Document Posted | N/A | https://www.pjm.com/pjmfiles/pub/planning/project-queues/csa/z1_052_csa.pdf | Document Posted | N/A | N/A |  | 8/29/2013 | N/A | N/A |  |  |  | 8/15/2018 | 8/15/2018 | 7/23/2018 | N | No
Z1-053 | Monocacy 12.47 KV - Worman Mill Feeder |  | MD | Frederick | Withdrawn | APS | 0.3 | 0.3 | 0 | 20 | Energy | Generation Interconnection | Solar |  |  | N/A |  | Withdrawn |  |  |  |  | N/A |  | N/A |  |  | N/A | N/A |  | 9/5/2013 | N/A | N/A |  | 9/25/2013 | Customer Initiated Withdrawal | 4/15/2014 |  |  | Y | No
Z1-055 | South Bend 500kV | South Bend Generating Station | PA | Armstrong | In Service | APS | 714 | 10 | 10 | 10 | Capacity | Generation Interconnection | Natural Gas |  |  | N/A | https://www.pjm.com/pjmfiles/pub/planning/project-queues/feas_docs/z1055_fea.pdf | Document Posted | https://www.pjm.com/pjmfiles/pub/planning/project-queues/impact_studies/z1055_imp.pdf | Document Posted |  | Not Required | https://www.pjm.com/pjmfiles/pub/planning/project-queues/isa/z1_055_isa.pdf | Document Posted | N/A |  | Not Required | N/A | N/A |  | 9/11/2013 | N/A | N/A |  |  |  | 6/1/2016 |  | 1/31/2017 | N | No
Z1-056 | South Bend 500kV | South Bend Generating Station | PA | Armstrong | In Service | APS | 720 | 6 | 6 | 6 | Capacity | Generation Interconnection | Natural Gas |  |  | N/A | https://www.pjm.com/pjmfiles/pub/planning/project-queues/feas_docs/z1056_fea.pdf | Document Posted | https://www.pjm.com/pjmfiles/pub/planning/project-queues/impact_studies/z1056_imp.pdf | Document Posted |  | Not Required | https://www.pjm.com/pjmfiles/pub/planning/project-queues/isa/z1_056_isa.pdf | Document Posted | N/A |  | Not Required | N/A | N/A |  | 9/11/2013 | N/A | N/A |  |  |  | 6/1/2016 |  | 1/31/2017 | N | No
Z1-057 | Reybold 138kV | PBF Delaware City Refinery Units G3, G6 & G7 | DE | New Castle | In Service | DPL | 252 | 0 | 15.9 | 0 | Capacity | Generation Interconnection | Natural Gas |  |  | N/A | https://www.pjm.com/pjmfiles/pub/planning/project-queues/feas_docs/z1057_fea.pdf | Document Posted | https://www.pjm.com/pjmfiles/pub/planning/project-queues/impact_studies/z1057_imp.pdf | Document Posted |  | Not Required | https://www.pjm.com/pjmfiles/pub/planning/project-queues/isa/z1_057_isa.pdf | Document Posted | N/A |  | Not Required | N/A | N/A |  | 9/26/2013 | N/A | N/A |  |  |  | 10/1/2013 |  | 5/6/2014 | N | No
Z1-058 | Linden 1 - 138kV | Linden Generating Station | NJ | Union | In Service | PSEG | 491 | 23 | 36 | 23 | Capacity | Generation Interconnection | Natural Gas |  |  | N/A | https://www.pjm.com/pjmfiles/pub/planning/project-queues/feas_docs/z1058_fea.pdf | Document Posted | https://www.pjm.com/pjmfiles/pub/planning/project-queues/impact_studies/z1058_imp.pdf | Document Posted | https://www.pjm.com/pjmfiles/pub/planning/project-queues/facilities/z1058_fac.pdf | Document Posted | https://www.pjm.com/pjmfiles/pub/planning/project-queues/isa/z1_058_isa.pdf | Document Posted | N/A |  | Not Required | N/A | N/A |  | 9/26/2013 | N/A | N/A |  |  |  | 9/30/2015 | 9/30/2015 | 8/29/2016 | N | No
Z1-059 | Linden 2 - 230kV | Linden Generating Station | NJ | Union | In Service | PSEG | 800 | 23 | 18 | 23 | Capacity | Generation Interconnection | Natural Gas |  |  | N/A | https://www.pjm.com/pjmfiles/pub/planning/project-queues/feas_docs/z1059_fea.pdf | Document Posted | https://www.pjm.com/pjmfiles/pub/planning/project-queues/impact_studies/z1059_imp.pdf | Document Posted | https://www.pjm.com/pjmfiles/pub/planning/project-queues/facilities/z1059_fac.pdf | Document Posted | https://www.pjm.com/pjmfiles/pub/planning/project-queues/isa/z1_059_isa.pdf | Document Posted | N/A |  | Not Required | N/A | N/A |  | 9/26/2013 | N/A | N/A |  |  |  | 6/1/2017 | 6/1/2017 | 8/29/2016 | N | No
Z1-063 | Kirk 34.5kV |  | OH | Licking | Withdrawn | AEP | 6 | 6 | 0 |  | Energy | Generation Interconnection | Storage |  |  | N/A | https://www.pjm.com/pjmfiles/pub/planning/project-queues/feas_docs/z1063_fea.pdf | Document Posted | https://www.pjm.com/pjmfiles/pub/planning/project-queues/impact_studies/z1063_imp.pdf | Document Posted |  | Not Required |  | Withdrawn | N/A |  | Not Required | N/A | N/A |  | 9/30/2013 | N/A | N/A |  | 10/5/2016 | Customer Milestone Not Met | 12/31/2016 | 12/31/2016 |  | N | Yes
Z1-064 | Shannon 13.2kV |  | OH | Franklin | Withdrawn | AEP | 4 | 4 | 0 |  | Energy | Generation Interconnection | Storage |  |  | N/A | https://www.pjm.com/pjmfiles/pub/planning/project-queues/feas_docs/z1064_fea.pdf | Document Posted | https://www.pjm.com/pjmfiles/pub/planning/project-queues/impact_studies/z1064_imp.pdf | Document Posted |  | Not Required |  | Withdrawn | N/A |  | Not Required | N/A | N/A |  | 9/30/2013 | N/A | N/A |  | 10/5/2016 | Customer Milestone Not Met | 12/31/2016 | 12/31/2016 |  | N | Yes
Z1-065 | Wiley 34.5kV | Willey Energy Storage Project | OH | Hamilton | In Service | DEOK | 6 | 6 | 0 | 6 | Energy | Generation Interconnection | Storage |  |  | N/A | https://www.pjm.com/pjmfiles/pub/planning/project-queues/feas_docs/z1065_fea.pdf | Document Posted | https://www.pjm.com/pjmfiles/pub/planning/project-queues/impact_studies/z1065_imp.pdf | Document Posted |  | Not Required | https://www.pjm.com/pjmfiles/pub/planning/project-queues/isa/z1_065_isa.pdf | Document Posted | N/A | https://www.pjm.com/pjmfiles/pub/planning/project-queues/csa/z1_065_csa.pdf | Document Posted | N/A | N/A |  | 9/30/2013 | N/A | N/A |  |  |  | 11/30/2015 | 11/30/2015 | 12/1/2015 | N | Yes
Z1-066 | Arnold 115kV | Green Mountain Battery | PA | Somerset | In Service | PENELEC | 10.4 | 10.4 | 0 | 8 | Energy | Generation Interconnection | Storage |  |  | N/A | https://www.pjm.com/pjmfiles/pub/planning/project-queues/feas_docs/z1066_fea.pdf | Document Posted | https://www.pjm.com/pjmfiles/pub/planning/project-queues/impact_studies/z1066_imp.pdf | Document Posted |  | Not Required | N/A | Wholesale Market Participation Agreement | https://www.pjm.com/pjmfiles/pub/planning/project-queues/wmpa/z1066_wmpa.pdf |  | Not Required | N/A | N/A |  | 9/30/2013 | N/A | N/A |  |  |  | 3/1/2016 | 3/1/2016 | 12/30/2015 | N | No
Z1-068 | Birdneck 34.5kV |  | VA | City of Virginia Beach | In Service | Dominion | 12 | 12 | 1.5 | 12 | Capacity | Generation Interconnection | Offshore Wind |  |  | N/A | https://www.pjm.com/pjmfiles/pub/planning/project-queues/feas_docs/z1068_fea.pdf | Document Posted |  | Not Required |  | Not Required | N/A | Wholesale Market Participation Agreement | https://www.pjm.com/pjmfiles/pub/planning/project-queues/wmpa/z1068_wmpa.pdf |  | Not Required | N/A | N/A |  | 10/10/2013 | N/A | N/A | 12/31/2020 |  |  | 12/31/2020 | 12/31/2020 | 9/26/2020 | N | Yes
Z1-069 | Gold-Sabinsville 115kV | Big Level Wind Farm | PA | Potter | In Service | PENELEC | 70 | 70 | 13.3 | 70 | Capacity | Generation Interconnection | Wind |  |  | N/A | https://www.pjm.com/pjmfiles/pub/planning/project-queues/feas_docs/z1069_fea.pdf | Document Posted | https://www.pjm.com/pjmfiles/pub/planning/project-queues/impact_studies/z1069_imp.pdf | Document Posted | https://www.pjm.com/pjmfiles/pub/planning/project-queues/facilities/z1069_fac.pdf | Document Posted | https://www.pjm.com/pjmfiles/pub/planning/project-queues/isa/z1_069_isa.pdf | Document Posted | N/A | https://www.pjm.com/pjmfiles/pub/planning/project-queues/csa/z1_069_csa.pdf | Document Posted | N/A | N/A |  | 10/24/2013 | N/A | N/A | 8/22/2019 |  |  | 10/31/2019 | 10/31/2019 | 11/20/2019 | N | No
Z1-072 | Crescent Ridge | Crescent Ridge Wind Farm | IL | Bureau | In Service | ComEd | 54.45 | 0 | 9.7 | 0 | Capacity | Generation Interconnection | Wind |  |  | N/A | https://www.pjm.com/pjmfiles/pub/planning/project-queues/feas_docs/z1072_fea.pdf | Document Posted | https://www.pjm.com/pjmfiles/pub/planning/project-queues/impact_studies/z1072_imp.pdf | Document Posted | https://www.pjm.com/pjmfiles/pub/planning/project-queues/facilities/z1072_fac.pdf | Document Posted | https://www.pjm.com/pjmfiles/pub/planning/project-queues/isa/z1_072_isa.pdf | Document Posted | N/A |  | Not Required | N/A | N/A |  | 10/28/2013 | N/A | N/A |  |  |  | 12/31/2014 | 12/31/2014 | 6/1/2016 | N | No
Z1-073 | Mendota Hills |  | IL | Lee | In Service | ComEd | 50.4 | 0 | 5.2 | 0 | Capacity | Generation Interconnection | Wind |  |  | N/A | https://www.pjm.com/pjmfiles/pub/planning/project-queues/feas_docs/z1073_fea.pdf | Document Posted | https://www.pjm.com/pjmfiles/pub/planning/project-queues/impact_studies/z1073_imp.pdf | Document Posted | https://www.pjm.com/pjmfiles/pub/planning/project-queues/facilities/z1073_fac.pdf | Document Posted | https://www.pjm.com/pjmfiles/pub/planning/project-queues/isa/z1_073_isa.pdf | Document Posted | N/A |  | Not Required | N/A | N/A |  | 10/28/2013 | N/A | N/A |  |  |  | 12/31/2014 | 12/31/2014 | 8/5/2015 | N | No
Z1-074 | Garrett-Jenning 34.5kV |  | MD | Garrett | Withdrawn | APS | 20 | 20 | 2.6 |  | Capacity | Generation Interconnection | Wind |  |  | N/A | https://www.pjm.com/pjmfiles/pub/planning/project-queues/feas_docs/z1074_fea.pdf | Document Posted |  | Withdrawn |  |  | N/A |  | N/A |  |  | N/A | N/A |  | 10/28/2013 | N/A | N/A |  | 4/23/2014 | Customer Milestone Not Met | 12/18/2015 |  |  | N | No
Z1-076 | Stockton 1 69kV |  | MD | Worcester | Withdrawn | DPL | 14 | 14 | 5.32 |  | Capacity | Generation Interconnection | Solar |  |  | N/A | https://www.pjm.com/pjmfiles/pub/planning/project-queues/feas_docs/z1076_fea.pdf | Document Posted | https://www.pjm.com/pjmfiles/pub/planning/project-queues/impact_studies/z1076_imp.pdf | Document Posted |  | Withdrawn | N/A |  | N/A |  |  | N/A | N/A |  | 10/30/2013 | N/A | N/A |  | 7/25/2017 | Customer Initiated Withdrawal | 6/30/2018 | 6/30/2018 |  | N | No
Z1-077 | Stockton 2 69kV |  | MD | Worcester | Withdrawn | DPL | 10 | 10 | 3.8 |  | Capacity | Generation Interconnection | Solar |  |  | N/A | https://www.pjm.com/pjmfiles/pub/planning/project-queues/feas_docs/z1077_fea.pdf | Document Posted | https://www.pjm.com/pjmfiles/pub/planning/project-queues/impact_studies/z1077_imp.pdf | Document Posted |  | Withdrawn | N/A |  | N/A |  |  | N/A | N/A |  | 10/30/2013 | N/A | N/A |  | 7/25/2017 | Customer Initiated Withdrawal | 6/30/2018 | 6/30/2018 |  | N | No
Z1-078 | Broadford-Jackson Ferry Phase II 765kV |  | VA | Unknown | Withdrawn | AEP | 777 | 777 | 777 |  | Capacity | Generation Interconnection | Natural Gas |  |  | N/A | https://www.pjm.com/pjmfiles/pub/planning/project-queues/feas_docs/z1078_fea.pdf | Document Posted |  | Withdrawn |  |  | N/A |  | N/A |  |  | N/A | N/A |  | 10/30/2013 | N/A | N/A |  | 11/10/2014 | Customer Initiated Withdrawal | 6/15/2018 |  |  | N | No
Z1-079 | Todhunter-Foster 345kV | Middletown Energy Center | OH | Butler | In Service | DEOK | 513 | 513 | 513 | 513 | Capacity | Generation Interconnection | Natural Gas |  |  | N/A | https://www.pjm.com/pjmfiles/pub/planning/project-queues/feas_docs/z1079_fea.pdf | Document Posted | https://www.pjm.com/pjmfiles/pub/planning/project-queues/impact_studies/z1079_imp.pdf | Document Posted | https://www.pjm.com/pjmfiles/pub/planning/project-queues/facilities/z1079_fac.pdf | Document Posted | https://www.pjm.com/pjmfiles/pub/planning/project-queues/isa/z1_079_isa.pdf | Document Posted | N/A | https://www.pjm.com/pjmfiles/pub/planning/project-queues/csa/z1_079_csa.pdf | Document Posted | N/A | N/A |  | 10/30/2013 | N/A | N/A |  |  |  | 6/1/2018 |  | 2/6/2018 | N | No
Z1-080 | Clinton County 34.5kV | Clinton County Energy Storage Project | OH | Clinton | In Service | DEOK | 6 | 6 | 0 | 6 | Energy | Generation Interconnection | Storage |  |  | N/A | https://www.pjm.com/pjmfiles/pub/planning/project-queues/feas_docs/z1080_fea.pdf | Document Posted | https://www.pjm.com/pjmfiles/pub/planning/project-queues/impact_studies/z1080_fea.pdf | Document Posted |  | Not Required | https://www.pjm.com/pjmfiles/pub/planning/project-queues/isa/z1_080_isa.pdf | Document Posted | N/A | https://www.pjm.com/pjmfiles/pub/planning/project-queues/csa/z1_080_csa.pdf | Document Posted | N/A | N/A |  | 10/30/2013 | N/A | N/A |  |  |  | 10/31/2016 | 10/31/2016 | 8/29/2016 | N | Yes
Z1-081 | Church 25kV | Sunfish Solar Project | MD | Queen Anne's | Withdrawn | DPL | 6 | 6 | 2.28 |  | Capacity | Generation Interconnection | Solar |  |  | N/A | https://www.pjm.com/pjmfiles/pub/planning/project-queues/feas_docs/z1081_fea.pdf | Document Posted | https://www.pjm.com/pjmfiles/pub/planning/project-queues/impact_studies/z1081_imp.pdf | Document Posted | https://www.pjm.com/pjmfiles/pub/planning/project-queues/facilities/z1081_fac.pdf | Document Posted | N/A | Wholesale Market Participation Agreement | https://www.pjm.com/pjmfiles/pub/planning/project-queues/wmpa/z1081_wmpa.pdf |  | Not Required | N/A | N/A |  | 10/30/2013 | N/A | N/A |  | 3/3/2017 | Customer Initiated Withdrawal | 7/15/2017 | 7/15/2017 |  | N | Yes
Z1-082 | Lawnside 13kV | Lawnside Battery | NJ | Camden | In Service | PSEG | 1 | 1 | 0 | 1 | Energy | Generation Interconnection | Storage |  |  | N/A | https://www.pjm.com/pjmfiles/pub/planning/project-queues/feas_docs/z1082_fea.pdf | Document Posted | https://www.pjm.com/pjmfiles/pub/planning/project-queues/impact_studies/z1082_imp.pdf | Document Posted |  | Not Required | N/A | Wholesale Market Participation Agreement | https://www.pjm.com/pjmfiles/pub/planning/project-queues/wmpa/z1082_wmpa.pdf |  | Not Required | N/A | N/A |  | 10/31/2013 | N/A | N/A |  |  |  | 8/1/2014 | 8/1/2014 | 1/13/2015 | Y | Yes
Z1-086 | Heritage-Carson | Greensville Generating Facility | VA | Greensville | In Service | Dominion | 1681 | 1681 | 1630 | 1681 | Capacity | Generation Interconnection | Natural Gas |  |  | N/A | https://www.pjm.com/pjmfiles/pub/planning/project-queues/feas_docs/z1086_fea.pdf | Document Posted | https://www.pjm.com/pjmfiles/pub/planning/project-queues/impact_studies/z1086_imp.pdf | Document Posted | https://www.pjm.com/pjmfiles/pub/planning/project-queues/facilities/z1086_fac.pdf | Document Posted | https://www.pjm.com/pjmfiles/pub/planning/project-queues/isa/z1_086_isa.pdf | Document Posted | N/A | https://www.pjm.com/pjmfiles/pub/planning/project-queues/csa/z1_086_csa.pdf | Document Posted | N/A | N/A | 1/21/2018 | 10/30/2013 | N/A | N/A | 7/20/2018 |  |  | 6/1/2019 | 6/1/2019 | 12/8/2018 | N | No
Z1-087 | Glade 230kV | Seneca Pumped Storage Generating Station | PA | Warren | In Service | PENELEC | 485 | 17 | 17 | 13 | Capacity | Generation Interconnection | Hydro |  |  | N/A | https://www.pjm.com/pjmfiles/pub/planning/project-queues/feas_docs/z1087_fea.pdf | Document Posted | https://www.pjm.com/pjmfiles/pub/planning/project-queues/impact_studies/z1087_imp.pdf | Document Posted | https://www.pjm.com/pjmfiles/pub/planning/project-queues/facilities/z1087_fac.pdf | Document Posted | https://www.pjm.com/pjmfiles/pub/planning/project-queues/isa/z1_087_isa.pdf | Document Posted | N/A |  |  | N/A | N/A |  | 10/30/2013 | N/A | N/A |  |  |  | 12/31/2017 | 12/31/2017 | 4/21/2017 | N | No
Z1-088 | Allegheny Dam 5 | Allegheny River Lock & Dam # 5 | PA | Armstrong | In Service | APS | 8 | 0 | 5 | 0 | Capacity | Generation Interconnection | Hydro |  |  | N/A | https://www.pjm.com/pjmfiles/pub/planning/project-queues/feas_docs/z1088_fea.pdf | Document Posted | https://www.pjm.com/pjmfiles/pub/planning/project-queues/impact_studies/z1088_imp.pdf | Document Posted |  | Not Required | https://www.pjm.com/pjmfiles/pub/planning/project-queues/isa/z1_088_isa.pdf | Document Posted | N/A |  | Not Required | N/A | N/A |  | 10/30/2013 | N/A | N/A |  |  |  | 10/31/2013 |  | 3/25/2015 | N | No
Z1-089 | Allegheny Dam 6 138kV | Allegheny River Lock & Dam #6 | PA | Armstrong | In Service | APS | 9 | 0 | 5 | 0 | Capacity | Generation Interconnection | Hydro |  |  | N/A | https://www.pjm.com/pjmfiles/pub/planning/project-queues/feas_docs/z1089_fea.pdf | Document Posted | https://www.pjm.com/pjmfiles/pub/planning/project-queues/impact_studies/z1089_imp.pdf | Document Posted |  | Not Required | https://www.pjm.com/pjmfiles/pub/planning/project-queues/isa/z1_089_isa.pdf | Document Posted | N/A |  | Not Required | N/A | N/A |  | 10/30/2013 | N/A | N/A |  |  |  | 10/31/2013 |  | 3/25/2015 | N | No
Z1-090 | Sunbury 500kV | Sunbury Generation Facility | PA | Snyder | In Service | PPL | 1024 | 381 | 381 | 381 | Capacity | Generation Interconnection | Natural Gas |  |  | N/A | https://www.pjm.com/pjmfiles/pub/planning/project-queues/feas_docs/z1090_fea.pdf | Document Posted | https://www.pjm.com/pjmfiles/pub/planning/project-queues/impact_studies/z1090_imp.pdf | Document Posted | https://www.pjm.com/pjmfiles/pub/planning/project-queues/facilities/z1090_fac.pdf | Document Posted | https://www.pjm.com/pjmfiles/pub/planning/project-queues/isa/z1_090_isa.pdf | Document Posted | N/A | https://www.pjm.com/pjmfiles/pub/planning/project-queues/csa/z1_090_csa.pdf | Document Posted | N/A | N/A |  | 10/30/2013 | N/A | N/A |  |  |  | 3/18/2018 | 3/18/2018 | 3/24/2018 | N | No
Z1-091 | Lenox 34kV | Hop Bottom Generating Station | PA | Lackawanna | Withdrawn | PENELEC | 19.9 | 19.9 | 19.9 |  | Capacity | Generation Interconnection | Natural Gas |  |  | N/A | https://www.pjm.com/pjmfiles/pub/planning/project-queues/feas_docs/z1091_fea.pdf | Document Posted | https://www.pjm.com/pjmfiles/pub/planning/project-queues/impact_studies/z1091_imp.pdf | Document Posted | https://www.pjm.com/pjmfiles/pub/planning/project-queues/facilities/z1091_fac.pdf | Document Posted | N/A | Wholesale Market Participation Agreement | https://www.pjm.com/pjmfiles/pub/planning/project-queues/wmpa/z1091_wmpa.pdf |  | Not Required | N/A | N/A |  | 10/31/2013 | N/A | N/A |  | 12/15/2018 |  | 3/31/2017 | 3/31/2017 |  | N | No
Z1-092 | Milan 34kV | Milan Energy | PA | Lackawanna | In Service | PENELEC | 19.9 | 19.9 | 19.9 | 19.9 | Capacity | Generation Interconnection | Natural Gas |  |  | N/A | https://www.pjm.com/pjmfiles/pub/planning/project-queues/feas_docs/z1092_fea.pdf | Document Posted | https://www.pjm.com/pjmfiles/pub/planning/project-queues/impact_studies/z1092_imp.pdf | Document Posted | https://www.pjm.com/pjmfiles/pub/planning/project-queues/facilities/z1092_fac.pdf | Document Posted | https://www.pjm.com/pjmfiles/pub/planning/project-queues/isa/z1_092_isa.pdf | Document Posted | N/A | https://www.pjm.com/pjmfiles/pub/planning/project-queues/csa/z1_092_csa.pdf | Document Posted | N/A | N/A |  | 10/31/2013 | N/A | N/A | 2/20/2017 |  |  | 2/2/2017 | 2/2/2017 | 2/20/2017 | N | No
Z1-093 | Woodville Battery 34.5kV |  | OH | Sandusky | Withdrawn | ATSI | 6 | 6 | 0 |  | Energy | Generation Interconnection | Storage |  |  | N/A | https://www.pjm.com/pjmfiles/pub/planning/project-queues/feas_docs/z1093_fea.pdf | Document Posted | https://www.pjm.com/pjmfiles/pub/planning/project-queues/impact_studies/z1093_imp.pdf | Document Posted |  | Withdrawn | N/A |  | N/A |  |  | N/A | N/A |  | 10/31/2013 | N/A | N/A |  | 10/31/2014 | Customer Initiated Withdrawal | 12/30/2014 |  |  | N | No
Z1-094 | Jugg 34.5kV |  | OH | Licking | Withdrawn | AEP | 6 | 6 | 0 |  | Energy | Generation Interconnection | Storage |  |  | N/A | https://www.pjm.com/pjmfiles/pub/planning/project-queues/feas_docs/z1094_fea.pdf | Document Posted | https://www.pjm.com/pjmfiles/pub/planning/project-queues/impact_studies/z1094_imp.pdf | Document Posted |  | Not Required |  | Withdrawn | N/A |  | Not Required | N/A | N/A |  | 10/31/2013 | N/A | N/A |  | 10/5/2016 | Customer Milestone Not Met | 5/18/2018 | 5/18/2018 |  | N | Yes
Z1-095 | North Woodcock 34.5kV |  | OH | Allen | Withdrawn | AEP | 6 | 6 | 0 |  | Energy | Generation Interconnection | Storage |  |  | N/A | https://www.pjm.com/pjmfiles/pub/planning/project-queues/feas_docs/z1095_fea.pdf | Document Posted |  | Withdrawn |  |  | N/A |  | N/A |  |  | N/A | N/A |  | 10/31/2013 | N/A | N/A |  | 5/27/2015 | Customer Initiated Withdrawal | 12/30/2014 |  |  | N | No
Z1-096 | Trenton 26kV | Parkland Solar | NJ | Burlington | In Service | PSEG | 7.84 | 7.84 | 2.98 | 7.84 | Capacity | Generation Interconnection | Solar |  |  | N/A | https://www.pjm.com/pjmfiles/pub/planning/project-queues/feas_docs/z1096_fea.pdf | Document Posted | https://www.pjm.com/pjmfiles/pub/planning/project-queues/impact_studies/z1096_imp.pdf | Document Posted |  | Not Required | N/A | Wholesale Market Participation Agreement | https://www.pjm.com/pjmfiles/pub/planning/project-queues/wmpa/z1096_wmpa.pdf |  | Not Required | N/A | N/A |  | 10/31/2013 | N/A | N/A |  |  |  | 12/15/2014 |  | 1/14/2015 | N | Yes
Z1-097 | Adkins 345kV | Darby Generating Station Unites, 1,2,3,4,5,6 | OH | Madison | In Service | AEP | 564 | 0 | 30 | 0 | Capacity | Generation Interconnection | Natural Gas |  |  | N/A | https://www.pjm.com/pjmfiles/pub/planning/project-queues/feas_docs/z1097_fea.pdf | Document Posted | https://www.pjm.com/pjmfiles/pub/planning/project-queues/impact_studies/z1097_imp.pdf | Document Posted |  | Not Required | https://www.pjm.com/pjmfiles/pub/planning/project-queues/isa/z1_097_isa.pdf | Document Posted | N/A |  | Not Required | N/A | N/A |  | 10/31/2013 | N/A | N/A |  |  |  | 6/30/2017 | 6/30/2017 | 12/15/2014 | N | No
Z1-098 | Peckville-Jackson 69kV | Valley View Flywheel Station | PA | Lackawanna | Withdrawn | PPL | 20 | 20 | 0 |  | Energy | Generation Interconnection | Storage |  |  | N/A | https://www.pjm.com/pjmfiles/pub/planning/project-queues/feas_docs/z1098_fea.pdf | Document Posted | https://www.pjm.com/pjmfiles/pub/planning/project-queues/impact_studies/z1098_imp.pdf | Document Posted | https://www.pjm.com/pjmfiles/pub/planning/project-queues/facilities/z1098_fac.pdf | Document Posted | https://www.pjm.com/pjmfiles/pub/planning/project-queues/isa/z1_098_isa.pdf | Document Posted | N/A | https://www.pjm.com/pjmfiles/pub/planning/project-queues/csa/z1_098_csa.pdf | Document Posted | N/A | N/A |  | 10/31/2013 | N/A | N/A |  | 11/6/2015 | Customer Initiated Withdrawal | 12/31/2016 | 12/31/2016 |  | N | Yes
Z1-099 | North Street 69kV | City of Dover Generating Facilities | DE | Kent | In Service | DPL | 182 | 7 | 7 | 7 | Capacity | Generation Interconnection | Natural Gas |  |  | N/A | https://www.pjm.com/pjmfiles/pub/planning/project-queues/feas_docs/z1099_fea.pdf | Document Posted | https://www.pjm.com/pjmfiles/pub/planning/project-queues/impact_studies/z1099_imp.pdf | Document Posted |  | Not Required | N/A | Wholesale Market Participation Agreement | https://www.pjm.com/pjmfiles/pub/planning/project-queues/wmpa/z1099_wmpa.pdf |  | Not Required | N/A | N/A |  | 10/31/2013 | N/A | N/A |  |  |  | 10/31/2015 | 10/31/2015 | 9/22/2016 | N | No
Z1-100 | Oak Hall | Oak Hal lProject A | VA | Unknown | In Service | DPL | 20 | 0 | 4.162 | 0 | Capacity | Generation Interconnection | Solar |  |  | N/A | https://www.pjm.com/pjmfiles/pub/planning/project-queues/feas_docs/z1100_fea.pdf | Document Posted | https://www.pjm.com/pjmfiles/pub/planning/project-queues/impact_studies/z1100_imp.pdf | Document Posted | https://www.pjm.com/pjmfiles/pub/planning/project-queues/facilities/z1100_fac.pdf | Document Posted | https://www.pjm.com/pjmfiles/pub/planning/project-queues/isa/z1_100_isa.pdf | Document Posted | N/A | https://www.pjm.com/pjmfiles/pub/planning/project-queues/csa/z1_100_csa.pdf | Document Posted | N/A | N/A |  | 10/31/2013 | N/A | N/A |  |  |  | 10/15/2016 | 10/15/2016 | 12/8/2016 | N | No
Z1-101 | Oak Hall | Oak Hall Project B | VA | Unknown | In Service | DPL | 20 | 0 | 4.162 | 0 | Capacity | Generation Interconnection | Solar |  |  | N/A | https://www.pjm.com/pjmfiles/pub/planning/project-queues/feas_docs/z1101_fea.pdf | Document Posted | https://www.pjm.com/pjmfiles/pub/planning/project-queues/impact_studies/z1101_imp.pdf | Document Posted | https://www.pjm.com/pjmfiles/pub/planning/project-queues/facilities/z1101_fac.pdf | Document Posted | https://www.pjm.com/pjmfiles/pub/planning/project-queues/isa/z1_101_isa.pdf | Document Posted | N/A | https://www.pjm.com/pjmfiles/pub/planning/project-queues/csa/z1_101_csa.pdf | Document Posted | N/A | N/A |  | 10/31/2013 | N/A | N/A |  |  |  | 12/30/2016 | 12/30/2016 | 12/8/2016 | N | No
Z1-102 | Oak Hall | Oak Hall Project C | VA | Unknown | In Service | DPL | 20 | 0 | 4.162 | 0 | Capacity | Generation Interconnection | Solar |  |  | N/A | https://www.pjm.com/pjmfiles/pub/planning/project-queues/feas_docs/z1102_fea.pdf | Document Posted | https://www.pjm.com/pjmfiles/pub/planning/project-queues/impact_studies/z1102_imp.pdf | Document Posted | https://www.pjm.com/pjmfiles/pub/planning/project-queues/facilities/z1102_fac.pdf | Document Posted | https://www.pjm.com/pjmfiles/pub/planning/project-queues/isa/z1_102_isa.pdf | Document Posted | N/A | https://www.pjm.com/pjmfiles/pub/planning/project-queues/csa/z1_102_csa.pdf | Document Posted | N/A | N/A |  | 10/31/2013 | N/A | N/A |  |  |  | 12/30/2017 | 12/30/2017 | 12/8/2016 | N | No
Z1-103 | Oak Hall |  | VA | Unknown | In Service | DPL | 20 | 0 | 4.162 | 0 | Capacity | Generation Interconnection | Solar |  |  | N/A | https://www.pjm.com/pjmfiles/pub/planning/project-queues/feas_docs/z1103_fea.pdf | Document Posted | https://www.pjm.com/pjmfiles/pub/planning/project-queues/impact_studies/z1103_imp.pdf | Document Posted |  | Not Required | https://www.pjm.com/pjmfiles/pub/planning/project-queues/isa/z1_103_isa.pdf | Document Posted | N/A | https://www.pjm.com/pjmfiles/pub/planning/project-queues/csa/z1_103_csa.pdf | Document Posted | N/A | N/A |  | 10/31/2013 | N/A | N/A |  |  |  | 12/30/2017 | 12/30/2017 | 12/8/2016 | N | No
Z1-104 | Somerset County 25kV |  | MD | Somerset | Withdrawn | DPL | 20 | 20 | 0 |  | Energy | Generation Interconnection | Storage |  |  | N/A | https://www.pjm.com/pjmfiles/pub/planning/project-queues/feas_docs/z1104_fea.pdf | Document Posted |  | Withdrawn |  |  | N/A |  | N/A |  |  | N/A | N/A |  | 10/31/2013 | N/A | N/A |  | 5/19/2014 | Customer Initiated Withdrawal | 4/30/2013 |  |  | N | No
Z1-105 | Emlenton 34.5kV |  | PA | Clarion | Withdrawn | PENELEC | 19.9 | 19.9 | 19.9 |  | Capacity | Generation Interconnection | Natural Gas |  |  | N/A | https://www.pjm.com/pjmfiles/pub/planning/project-queues/feas_docs/z1105_fea.pdf | Document Posted | https://www.pjm.com/pjmfiles/pub/planning/project-queues/impact_studies/z1105_imp.pdf | Document Posted |  | Not Required |  | Withdrawn | N/A |  | Withdrawn | N/A | N/A |  | 10/31/2013 | N/A | N/A |  | 2/27/2015 | Customer Initiated Withdrawal | 7/1/2015 |  |  | N | Yes
Z1-106 | West Chicago 34kV | West Chicago Energy Storage | IL | Du Page | Deactivated | ComEd | 20 | 20 | 0 | 20 | Energy | Generation Interconnection | Storage |  |  | N/A | https://www.pjm.com/pjmfiles/pub/planning/project-queues/feas_docs/z1106_fea.pdf | Document Posted | https://www.pjm.com/pjmfiles/pub/planning/project-queues/impact_studies/z1106_imp.pdf | Document Posted |  | Not Required | N/A | Wholesale Market Participation Agreement | https://www.pjm.com/pjmfiles/pub/planning/project-queues/wmpa/z1106_wmpa.pdf |  | Not Required | N/A | N/A |  | 10/31/2013 | N/A | N/A |  |  |  | 12/31/2015 | 12/31/2015 | 9/22/2015 | N | Yes
Z1-107 | Joliet 34kV |  | IL | Will | Deactivated | ComEd | 20 | 20 | 0 | 20 | Energy | Generation Interconnection | Storage |  |  | N/A | https://www.pjm.com/pjmfiles/pub/planning/project-queues/feas_docs/z1107_fea.pdf | Document Posted |  |  |  | Not Required | N/A | Wholesale Market Participation Agreement | https://www.pjm.com/pjmfiles/pub/planning/project-queues/wmpa/z1107_wmpa.pdf |  | Not Required | N/A | N/A |  | 10/31/2013 | N/A | N/A |  |  |  | 12/31/2015 | 12/31/2015 | 8/26/2015 | N | Yes
Z1-108 | McHenry 34kV | McHenry Energy Storage | IL | McHenry | In Service | ComEd | 20 | 20 | 0 | 20 | Energy | Generation Interconnection | Storage |  |  | N/A | https://www.pjm.com/pjmfiles/pub/planning/project-queues/feas_docs/z1108_fea.pdf | Document Posted | https://www.pjm.com/pjmfiles/pub/planning/project-queues/impact_studies/z1108_imp.pdf | Document Posted |  | Not Required | N/A | Wholesale Market Participation Agreement | https://www.pjm.com/pjmfiles/pub/planning/project-queues/wmpa/z1108_wmpa.pdf |  | Not Required | N/A | N/A |  | 10/31/2013 | N/A | N/A |  |  |  | 12/31/2015 | 12/31/2015 | 12/17/2015 | N | Yes
Z1-109 | Tosco-VFT 230kV |  | NJ | Union | Withdrawn | PSEG | 208 | 208 | 208 |  | Capacity | Generation Interconnection | Natural Gas |  |  | N/A | https://www.pjm.com/pjmfiles/pub/planning/project-queues/feas_docs/z1109_fea.pdf | Document Posted | https://www.pjm.com/pjmfiles/pub/planning/project-queues/impact_studies/z1109_imp.pdf | Document Posted | https://www.pjm.com/pjmfiles/pub/planning/project-queues/facilities/z1109_fac.pdf | Document Posted |  | Withdrawn | N/A |  | Withdrawn | N/A | N/A |  | 10/31/2013 | N/A | N/A |  | 3/16/2016 | Customer Initiated Withdrawal | 6/30/2016 |  |  | N | No
Z1-110 | Grover 34kV | Beaver Dam Generating Station | PA | Bradford | In Service | PENELEC | 19.9 | 19.9 | 19.9 | 19.9 | Capacity | Generation Interconnection | Natural Gas |  |  | N/A | https://www.pjm.com/pjmfiles/pub/planning/project-queues/feas_docs/z1110_fea.pdf | Document Posted | https://www.pjm.com/pjmfiles/pub/planning/project-queues/impact_studies/z1110_imp.pdf | Document Posted | https://www.pjm.com/pjmfiles/pub/planning/project-queues/facilities/z1110_fac.pdf | Document Posted | https://www.pjm.com/pjmfiles/pub/planning/project-queues/isa/z1_110_isa.pdf | Document Posted | N/A |  | Not Required | N/A | N/A | 5/5/2016 | 10/31/2013 | N/A | N/A | 5/5/2016 |  |  | 12/31/2016 | 12/31/2016 | 6/7/2016 | N | No
Z1-113 | West Winchester 13kV | HP Hood Generation Facility | VA | Rockingham | In Service | APS | 12 | 12 | 5 | 12 | Capacity | Generation Interconnection | Natural Gas |  |  | N/A | https://www.pjm.com/pjmfiles/pub/planning/project-queues/feas_docs/z1113_fea.pdf | Document Posted | https://www.pjm.com/pjmfiles/pub/planning/project-queues/impact_studies/z1113_imp.pdf | Document Posted |  | Not Required | N/A | Wholesale Market Participation Agreement | https://www.pjm.com/pjmfiles/pub/planning/project-queues/wmpa/z1113_wmpa.pdf |  | Not Required | N/A | N/A |  | 10/31/2013 | N/A | N/A |  |  |  | 3/30/2015 | 3/30/2015 | 5/11/2015 | N | Yes
Z1-114 | Oxford 13kV |  | PA | York | Withdrawn | ME | 6 | 6 | 4 |  | Capacity | Generation Interconnection | Natural Gas |  |  | N/A | https://www.pjm.com/pjmfiles/pub/planning/project-queues/feas_docs/z1114_fea.pdf | Document Posted | https://www.pjm.com/pjmfiles/pub/planning/project-queues/impact_studies/z1114_imp.pdf | Document Posted |  | Not Required |  | Withdrawn | N/A |  | Not Required | N/A | N/A |  | 10/31/2013 | N/A | N/A |  | 9/29/2014 | Customer Initiated Withdrawal | 6/30/2015 | 6/30/2015 |  | N | Yes
Z1-115 | Crescentville 13kV |  | PA | Philadelphia | Withdrawn | PECO | 2 | 2 | 1 |  | Capacity | Generation Interconnection | Natural Gas |  |  | N/A | https://www.pjm.com/pjmfiles/pub/planning/project-queues/feas_docs/z1115_fea.pdf | Document Posted | https://www.pjm.com/pjmfiles/pub/planning/project-queues/impact_studies/z1115_imp.pdf | Document Posted |  | Not Required |  | Withdrawn | N/A |  | Not Required | N/A | N/A |  | 10/31/2013 | N/A | N/A |  | 5/13/2014 | Customer Milestone Not Met | 12/31/2014 |  |  | N | Yes
Z1-116 | Metuchen 230kV | CPV Keasbey Energy Center | NJ | Middlesex | Withdrawn | PSEG | 675 | 675 | 671 |  | Capacity | Generation Interconnection | Natural Gas |  |  | N/A | https://www.pjm.com/pjmfiles/pub/planning/project-queues/feas_docs/z1116_fea.pdf | Document Posted | https://www.pjm.com/pjmfiles/pub/planning/project-queues/impact_studies/z1116_imp.pdf | Document Posted | https://www.pjm.com/pjmfiles/pub/planning/project-queues/facilities/z1116_fac.pdf | Document Posted | https://www.pjm.com/pjmfiles/pub/planning/project-queues/isa/z1_116_isa.pdf | Document Posted | N/A | https://www.pjm.com/pjmfiles/pub/planning/project-queues/csa/z1_116_csa.pdf | Document Posted | N/A | N/A | 8/1/2026 | 10/31/2013 | N/A | N/A | 1/1/2027 | 10/2/2023 |  | 1/1/2027 | 1/1/2027 |  | N | No | This project slid to the next queue
Z1-117 | Pocomoke 1 138kV |  | MD | Somerset | Withdrawn | DPL | 10 | 10 | 5.88 |  | Capacity | Generation Interconnection | Solar |  |  | N/A | https://www.pjm.com/pjmfiles/pub/planning/project-queues/feas_docs/z1117_fea.pdf | Document Posted |  | Withdrawn |  |  | N/A |  | N/A |  |  | N/A | N/A |  | 10/31/2013 | N/A | N/A |  | 5/19/2014 | Customer Initiated Withdrawal | 6/1/2016 |  |  | N | No
Z1-118 | Pocomoke 2 138kV |  | MD | Somerset | Withdrawn | DPL | 10 | 10 | 5.88 |  | Capacity | Generation Interconnection | Solar |  |  | N/A | https://www.pjm.com/pjmfiles/pub/planning/project-queues/feas_docs/z1118_fea.pdf | Document Posted |  | Withdrawn |  |  | N/A |  | N/A |  |  | N/A | N/A |  | 10/31/2013 | N/A | N/A |  | 5/19/2014 | Customer Initiated Withdrawal | 6/1/2016 |  |  | N | No
Z1-119 | Pocomoke 3 138kV |  | MD | Somerset | Withdrawn | DPL | 10 | 10 | 5.88 |  | Capacity | Generation Interconnection | Solar |  |  | N/A | https://www.pjm.com/pjmfiles/pub/planning/project-queues/feas_docs/z1119_fea.pdf | Document Posted |  | Withdrawn |  |  | N/A |  | N/A |  |  | N/A | N/A |  | 10/31/2013 | N/A | N/A |  | 5/19/2014 | Customer Initiated Withdrawal | 6/1/2016 |  |  | N | No
Z1-120 | Loretto 1 138kV |  | MD | Somerset | Withdrawn | DPL | 10 | 10 | 5.88 |  | Capacity | Generation Interconnection | Solar |  |  | N/A | https://www.pjm.com/pjmfiles/pub/planning/project-queues/feas_docs/z1120_fea.pdf | Document Posted |  | Withdrawn |  |  | N/A |  | N/A |  |  | N/A | N/A |  | 10/31/2013 | N/A | N/A |  | 5/19/2014 | Customer Initiated Withdrawal | 6/1/2016 |  |  | N | No
Z1-121 | Loretto 2 138kV |  | MD | Somerset | Withdrawn | DPL | 10 | 10 | 5.88 |  | Capacity | Generation Interconnection | Solar |  |  | N/A | https://www.pjm.com/pjmfiles/pub/planning/project-queues/feas_docs/z1121_fea.pdf | Document Posted |  | Withdrawn |  |  | N/A |  | N/A |  |  | N/A | N/A |  | 10/31/2013 | N/A | N/A |  | 5/19/2014 | Customer Initiated Withdrawal | 6/1/2016 |  |  | N | No
Z1-122 | Loretto 3 138kV |  | MD | Somerset | Withdrawn | DPL | 10 | 10 | 5.88 |  | Capacity | Generation Interconnection | Solar |  |  | N/A | https://www.pjm.com/pjmfiles/pub/planning/project-queues/feas_docs/z1122_fea.pdf | Document Posted |  | Withdrawn |  |  | N/A |  | N/A |  |  | N/A | N/A |  | 10/31/2013 | N/A | N/A |  | 5/19/2014 | Customer Initiated Withdrawal | 6/1/2016 |  |  | N | No
Z1-123 | Piney Grove 1 138kV |  | MD | Worcester | Withdrawn | DPL | 10 | 10 | 5.88 |  | Capacity | Generation Interconnection | Solar |  |  | N/A | https://www.pjm.com/pjmfiles/pub/planning/project-queues/feas_docs/z1123_fea.pdf | Document Posted |  | Withdrawn |  |  | N/A |  | N/A |  |  | N/A | N/A |  | 10/31/2013 | N/A | N/A |  | 4/2/2014 | Customer Initiated Withdrawal | 6/1/2016 |  |  | N | No
Z1-124 | Piney Grove 2 138kV |  | MD | Worcester | Withdrawn | DPL | 10 | 10 | 5.88 |  | Capacity | Generation Interconnection | Solar |  |  | N/A | https://www.pjm.com/pjmfiles/pub/planning/project-queues/feas_docs/z1124_fea.pdf | Document Posted |  | Withdrawn |  |  | N/A |  | N/A |  |  | N/A | N/A |  | 10/31/2013 | N/A | N/A |  | 4/2/2014 | Customer Initiated Withdrawal | 6/1/2016 |  |  | N | No
Z1-125 | Piney Grove 3 138kV |  | MD | Worcester | Withdrawn | DPL | 10 | 10 | 5.88 |  | Capacity | Generation Interconnection | Solar |  |  | N/A | https://www.pjm.com/pjmfiles/pub/planning/project-queues/feas_docs/z1125_fea.pdf | Document Posted |  | Withdrawn |  |  | N/A |  | N/A |  |  | N/A | N/A |  | 10/31/2013 | N/A | N/A |  | 4/2/2014 | Customer Initiated Withdrawal | 6/1/2016 |  |  | N | No
Z1-126 | Piney Grove 4 138kV |  | MD | Worcester | Withdrawn | DPL | 10 | 10 | 5.88 |  | Capacity | Generation Interconnection | Solar |  |  | N/A | https://www.pjm.com/pjmfiles/pub/planning/project-queues/feas_docs/z1126_fea.pdf | Document Posted |  | Withdrawn |  |  | N/A |  | N/A |  |  | N/A | N/A |  | 10/31/2013 | N/A | N/A |  | 4/2/2014 | Customer Initiated Withdrawal | 6/1/2016 |  |  | N | No
Z1-127 | University Park |  | IL | Will | In Service | ComEd | 320 | 20 | 20 | 20 | Capacity | Generation Interconnection | Natural Gas |  |  | N/A | https://www.pjm.com/pjmfiles/pub/planning/project-queues/feas_docs/z1127_fea.pdf | Document Posted | https://www.pjm.com/pjmfiles/pub/planning/project-queues/impact_studies/z1127_imp.pdf | Document Posted |  | Not Required | https://www.pjm.com/pjmfiles/pub/planning/project-queues/isa/z1_127_isa.pdf | Document Posted | N/A |  | Not Required | N/A | N/A |  | 10/31/2013 | N/A | N/A |  |  |  | 10/31/2013 |  | 2/10/2014 | N | No
Z2-001 | Burlington 26 kV | Recovery Road Solar Farm | NJ | Burlington | Withdrawn | PSEG | 7.1 | 7.1 | 2.7 |  | Capacity | Generation Interconnection | Solar |  |  | N/A | https://www.pjm.com/pjmfiles/pub/planning/project-queues/feas_docs/z2001_fea.pdf | Document Posted | https://www.pjm.com/pjmfiles/pub/planning/project-queues/impact_studies/z2001_imp.pdf | Document Posted |  | Not Required | N/A | Wholesale Market Participation Agreement | https://www.pjm.com/pjmfiles/pub/planning/project-queues/wmpa/z2001_wmpa.pdf |  | Not Required | N/A | N/A |  | 11/1/2013 | N/A | N/A |  | 3/29/2018 |  | 6/30/2018 | 6/30/2018 |  | N | No
Z2-002 | Linden 230kV | Linden Generating Station | NJ | Union | In Service | PSEG | 1049 | 61 | 54 | 61 | Capacity | Generation Interconnection | Natural Gas |  |  | N/A | https://www.pjm.com/pjmfiles/pub/planning/project-queues/feas_docs/z2002_fea.pdf | Document Posted | https://www.pjm.com/pjmfiles/pub/planning/project-queues/impact_studies/z2002_imp.pdf | Document Posted | https://www.pjm.com/pjmfiles/pub/planning/project-queues/facilities/z2002_fac.pdf | Document Posted | https://www.pjm.com/pjmfiles/pub/planning/project-queues/isa/z2_002_isa.pdf | Document Posted | N/A |  | Not Required | N/A | N/A |  | 11/1/2013 | N/A | N/A |  |  |  | 6/1/2017 | 6/1/2017 | 5/16/2018 | N | No
Z2-004 | Mantua Township 12kV |  | NJ | Gloucester | Withdrawn | AEC | 10 | 10 | 10 |  | Capacity | Generation Interconnection | Biomass |  |  | N/A | https://www.pjm.com/pjmfiles/pub/planning/project-queues/feas_docs/z2004_fea.pdf | Document Posted | https://www.pjm.com/pjmfiles/pub/planning/project-queues/impact_studies/z2004_imp.pdf | Document Posted |  | Withdrawn | N/A |  | N/A |  |  | N/A | N/A |  | 11/8/2013 | N/A | N/A |  | 9/24/2014 | Customer Initiated Withdrawal | 8/4/2014 |  |  | N | Yes
Z2-007 | East Palmerton-Harwood 230kV |  | PA | Carbon | Withdrawn | PPL | 212.5 | 212.5 | 27 |  | Capacity | Generation Interconnection | Wind |  |  | N/A | https://www.pjm.com/pjmfiles/pub/planning/project-queues/feas_docs/z2007_fea.pdf | Document Posted |  | Withdrawn |  |  | N/A |  | N/A |  |  | N/A | N/A |  | 11/22/2013 | N/A | N/A |  | 10/1/2014 | Customer Milestone Not Met | 6/1/2015 |  |  | N | No
Z2-008 | East Palmerton-Wagner 69kV |  | PA | Carbon | Withdrawn | PPL | 99 | 99 | 12.9 |  | Capacity | Generation Interconnection | Wind |  |  | N/A | https://www.pjm.com/pjmfiles/pub/planning/project-queues/feas_docs/z2008_fea.pdf | Document Posted |  | Withdrawn |  |  | N/A |  | N/A |  |  | N/A | N/A |  | 12/9/2013 | N/A | N/A |  | 9/29/2014 | Customer Initiated Withdrawal | 12/31/2017 |  |  | N | No
Z2-009 | East Hazelton-Harwood 69kV |  | PA | Luzerne | Withdrawn | PPL | 52 | 52 | 6.7 |  | Capacity | Generation Interconnection | Wind |  |  | N/A | https://www.pjm.com/pjmfiles/pub/planning/project-queues/feas_docs/z2009_fea.pdf | Document Posted | https://www.pjm.com/pjmfiles/pub/planning/project-queues/impact_studies/z2009_imp.pdf | Document Posted | https://www.pjm.com/pjmfiles/pub/planning/project-queues/facilities/z2009_fac.pdf | Document Posted |  | Withdrawn | N/A |  | Withdrawn | N/A | N/A |  | 12/23/2013 | N/A | N/A |  | 1/14/2016 | Customer Initiated Withdrawal | 12/31/2016 |  |  | N | No
Z2-011 | Canton 34.5kV | Glory Barn Road Generating Facility Alpaca | PA | Bradford | In Service | PENELEC | 19.9 | 19.9 | 19.9 | 19.9 | Capacity | Generation Interconnection | Natural Gas |  |  | N/A | https://www.pjm.com/pjmfiles/pub/planning/project-queues/feas_docs/z2011_fea.pdf | Document Posted | https://www.pjm.com/pjmfiles/pub/planning/project-queues/impact_studies/z2011_imp.pdf | Document Posted | https://www.pjm.com/pjmfiles/pub/planning/project-queues/facilities/z2011_fac.pdf | Document Posted | https://www.pjm.com/pjmfiles/pub/planning/project-queues/isa/z2_011_isa.pdf | Document Posted | N/A | https://www.pjm.com/pjmfiles/pub/planning/project-queues/csa/z2_011_csa.pdf | Document Posted | N/A | N/A | 2/20/2017 | 12/30/2013 | N/A | N/A | 2/27/2017 |  |  | 6/30/2017 | 6/30/2017 | 2/27/2017 | N | No
Z2-012 | Weirwood-Eastville 69kV | Hecate Energy Cherrydale | VA | Northampton | In Service | ODEC | 20 | 20 | 7.6 | 20 | Capacity | Generation Interconnection | Solar |  |  | N/A | https://www.pjm.com/pjmfiles/pub/planning/project-queues/feas_docs/z2012_fea.pdf | Document Posted | https://www.pjm.com/pjmfiles/pub/planning/project-queues/impact_studies/z2012_imp.pdf | Document Posted |  | Not Required | https://www.pjm.com/pjmfiles/pub/planning/project-queues/isa/z2_012_isa.pdf | Document Posted | N/A | https://www.pjm.com/pjmfiles/pub/planning/project-queues/csa/z2_012_csa.pdf | Document Posted | N/A | N/A |  | 12/31/2013 | N/A | N/A |  |  |  | 4/1/2017 | 4/1/2017 | 9/7/2017 | N | No
Z2-013 | Frostburg 138kV | Twin Ridges Wind Farm | PA | Somerset | In Service | APS | 139.4 | 0 | 4.9 |  | Capacity | Generation Interconnection | Wind |  |  | N/A | https://www.pjm.com/pjmfiles/pub/planning/project-queues/feas_docs/z2013_fea.pdf | Document Posted | https://www.pjm.com/pjmfiles/pub/planning/project-queues/impact_studies/z2013_imp.pdf | Document Posted |  | Not Required | https://www.pjm.com/pjmfiles/pub/planning/project-queues/isa/z2_013_isa.pdf | Document Posted | N/A | https://www.pjm.com/pjmfiles/pub/planning/project-queues/csa/z2_013_csa.pdf | Document Posted | N/A | N/A |  | 1/9/2014 | N/A | N/A |  |  |  | 12/31/2014 |  | 12/15/2014 | N | No
Z2-014 | St. Benedict-Patton | Patton Wind Farm | PA | Cambria | In Service | PENELEC | 30.6 | 0 | 1.35 | 0 | Capacity | Generation Interconnection | Wind |  |  | N/A | https://www.pjm.com/pjmfiles/pub/planning/project-queues/feas_docs/z2014_fea.pdf | Document Posted | https://www.pjm.com/pjmfiles/pub/planning/project-queues/impact_studies/z2014_imp.pdf | Document Posted |  | Not Required | https://www.pjm.com/pjmfiles/pub/planning/project-queues/isa/z2_014_isa.pdf | Document Posted | N/A |  | Not Required | N/A | N/A |  | 1/9/2014 | N/A | N/A |  |  |  | 12/31/2015 | 12/31/2015 | 2/13/2015 | N | No
Z2-015 | Dans Mountain 138kV |  | PA | Allegheny | Withdrawn | APS | 19.8 | 19.8 | 0 |  | Energy | Generation Interconnection | Solar |  |  | N/A |  | Withdrawn |  |  |  |  | N/A |  | N/A |  |  | N/A | N/A |  | 1/15/2014 | N/A | N/A |  | 2/12/2014 | Customer Initiated Withdrawal | 6/1/2014 |  |  | N | No
Z2-019 | Fairborn 12.47kV | Dovetail Biogas Facility | OH | Greene | Withdrawn | ATSI | 0.85 | 0.85 | 0 |  | Energy | Generation Interconnection | Methane |  |  | N/A | https://www.pjm.com/pjmfiles/pub/planning/project-queues/feas_docs/z2019_fea.pdf | Document Posted | https://www.pjm.com/pjmfiles/pub/planning/project-queues/impact_studies/z2019_imp.pdf | Document Posted |  | Not Required | N/A | Wholesale Market Participation Agreement | https://www.pjm.com/pjmfiles/pub/planning/project-queues/wmpa/z2019_wmpa.pdf |  | Not Required | N/A | N/A |  | 2/7/2014 | N/A | N/A |  | 7/7/2015 | Customer Initiated Withdrawal | 6/30/2015 | 6/30/2015 |  | Y | No
Z2-020 | New Franklin 12.47kV |  | OH | Summit | Withdrawn | ATSI | 0.85 | 0.85 | 0 |  | Energy | Generation Interconnection | Methane |  |  | N/A |  | Not Required |  | Not Required |  | Not Required | N/A | Wholesale Market Participation Agreement | https://www.pjm.com/pjmfiles/pub/planning/project-queues/wmpa/z2020_wmpa.pdf |  | Not Required | N/A | N/A |  | 2/7/2014 | N/A | N/A |  | 11/10/2017 |  | 6/30/2015 | 6/30/2015 |  | Y | No
Z2-026 | North Temple 230kV |  | PA | Berks | Withdrawn | ME | 800 | 800 | 800 |  | Capacity | Generation Interconnection | Natural Gas |  |  | N/A | https://www.pjm.com/pjmfiles/pub/planning/project-queues/feas_docs/z2026_fea.pdf | Document Posted | https://www.pjm.com/pjmfiles/pub/planning/project-queues/impact_studies/z2026_imp.pdf | Document Posted |  | Withdrawn | N/A |  | N/A |  |  | N/A | N/A |  | 2/14/2014 | N/A | N/A |  | 4/8/2016 | Customer Initiated Withdrawal | 6/1/2018 |  |  | N | No
Z2-027 | Pasquotank 34.5kV | Elizabeth City Solar Park | NC | Pasquotank | In Service | Dominion | 20 | 20 | 14 | 20 | Capacity | Generation Interconnection | Solar |  |  | N/A | https://www.pjm.com/pjmfiles/pub/planning/project-queues/feas_docs/z2027_fea.pdf | Document Posted | https://www.pjm.com/pjmfiles/pub/planning/project-queues/impact_studies/z2027_imp.pdf | Document Posted | https://www.pjm.com/pjmfiles/pub/planning/project-queues/facilities/z2027_fac.pdf | Document Posted | https://www.pjm.com/pjmfiles/pub/planning/project-queues/isa/z2_027_isa.pdf | Document Posted | N/A | https://www.pjm.com/pjmfiles/pub/planning/project-queues/csa/z2_027_csa.pdf | Document Posted | N/A | N/A |  | 2/20/2014 | N/A | N/A |  |  |  | 2/15/2015 | 2/15/2015 | 12/31/2014 | N | No
Z2-028 | Highland-Sammis 345kV & Highland-Mansfield 345kV | Lordstown Energy Center | OH | Trumbull | In Service | ATSI | 800 | 800 | 800 | 800 | Capacity | Generation Interconnection | Natural Gas |  |  | N/A | https://www.pjm.com/pjmfiles/pub/planning/project-queues/feas_docs/z2028_fea.pdf | Document Posted | https://www.pjm.com/pjmfiles/pub/planning/project-queues/impact_studies/z2028_imp.pdf | Document Posted | https://www.pjm.com/pjmfiles/pub/planning/project-queues/facilities/z2028_fac.pdf | Document Posted | https://www.pjm.com/pjmfiles/pub/planning/project-queues/isa/z2_028_isa.pdf | Document Posted | N/A | https://www.pjm.com/pjmfiles/pub/planning/project-queues/csa/z2_028_csa.pdf | Document Posted | N/A | N/A | 9/12/2017 | 2/21/2014 | N/A | N/A | 12/22/2017 |  |  | 12/28/2018 | 12/28/2018 | 8/15/2018 | N | No
Z2-029 | Stuart 4 | Stuart Electric Generating Station | OH | Brown | Deactivated | Dayton | 585 | 20.5 | 20.5 | 20.5 | Capacity | Generation Interconnection | Coal |  |  | N/A | https://www.pjm.com/pjmfiles/pub/planning/project-queues/feas_docs/z2029_fea.pdf | Document Posted | https://www.pjm.com/pjmfiles/pub/planning/project-queues/impact_studies/z2029_imp.pdf | Document Posted |  | Not Required | https://www.pjm.com/pjmfiles/pub/planning/project-queues/isa/z2_029_isa.pdf | Document Posted | N/A |  | Not Required | N/A | N/A |  | 2/25/2014 | N/A | N/A |  |  |  | 12/31/2015 | 12/31/2015 | 10/1/2015 | N | No
Z2-030 | Double Toll Gate 34.5kV | Double Tollgate Solar Project | VA | Clarke | In Service | APS | 10 | 10 | 3.8 | 10 | Capacity | Generation Interconnection | Solar |  |  | N/A | https://www.pjm.com/pjmfiles/pub/planning/project-queues/feas_docs/z2030_fea.pdf | Document Posted | https://www.pjm.com/pjmfiles/pub/planning/project-queues/impact_studies/z2030_imp.pdf | Document Posted |  | Not Required | N/A | Wholesale Market Participation Agreement | https://www.pjm.com/pjmfiles/pub/planning/project-queues/wmpa/z2030_wmpa.pdf |  | Not Required | N/A | N/A |  | 2/26/2014 | N/A | N/A |  |  |  | 12/31/2016 | 12/31/2016 | 7/12/2017 | N | No
Z2-032 | Clean River Power MR-1 (Devola) |  | OH | Washington | Withdrawn | AEP | 5.21 | 5.21 | 5.21 |  | Capacity | Generation Interconnection | Hydro |  |  | N/A | https://www.pjm.com/pjmfiles/pub/planning/project-queues/feas_docs/z2032_fea.pdf | Document Posted |  | Withdrawn |  |  | N/A |  | N/A |  |  | N/A | N/A |  | 2/27/2014 | N/A | N/A |  | 9/29/2014 | Customer Initiated Withdrawal | 12/31/2016 |  |  | N | No
Z2-033 | Clean River Power MR-2 (Lowell) |  | OH | Washington | Withdrawn | AEP | 5.21 | 5.21 | 5.21 |  | Capacity | Generation Interconnection | Hydro |  |  | N/A | https://www.pjm.com/pjmfiles/pub/planning/project-queues/feas_docs/z2033_fea.pdf | Document Posted |  | Withdrawn |  |  | N/A |  | N/A |  |  | N/A | N/A |  | 2/27/2014 | N/A | N/A |  | 9/29/2014 | Customer Initiated Withdrawal | 12/31/2016 |  |  | N | Yes
Z2-034 | Clean River Power MR-3 (Beverly) |  | OH | Washington | Withdrawn | AEP | 3.95 | 3.95 | 3.95 |  | Capacity | Generation Interconnection | Hydro |  |  | N/A | https://www.pjm.com/pjmfiles/pub/planning/project-queues/feas_docs/z2034_fea.pdf | Document Posted |  | Withdrawn |  |  | N/A |  | N/A |  |  | N/A | N/A |  | 2/27/2014 | N/A | N/A |  | 9/29/2014 | Customer Initiated Withdrawal | 12/31/2016 |  |  | N | No
Z2-035 | Clean River Power MR-5 (Malta) |  | OH | Morgan | Withdrawn | AEP | 3.95 | 3.95 | 3.95 |  | Capacity | Generation Interconnection | Hydro |  |  | N/A | https://www.pjm.com/pjmfiles/pub/planning/project-queues/feas_docs/z2035_fea.pdf | Document Posted |  | Withdrawn |  |  | N/A |  | N/A |  |  | N/A | N/A |  | 2/27/2014 | N/A | N/A |  | 9/29/2014 | Customer Initiated Withdrawal | 12/31/2016 |  |  | N | Yes
Z2-036 | Clean River Power MR-6 (Rokeby) |  | OH | Morgan | Withdrawn | AEP | 3.95 | 3.95 | 3.95 |  | Capacity | Generation Interconnection | Hydro |  |  | N/A | https://www.pjm.com/pjmfiles/pub/planning/project-queues/feas_docs/z2036_fea.pdf | Document Posted |  | Withdrawn |  |  | N/A |  | N/A |  |  | N/A | N/A |  | 2/27/2014 | N/A | N/A |  | 9/29/2014 | Customer Initiated Withdrawal | 12/31/2016 |  |  | N | Yes
Z2-037 | Clean River Power MR-7 (Philo) |  | OH | Muskingum | Withdrawn | AEP | 3.95 | 3.95 | 3.95 |  | Capacity | Generation Interconnection | Hydro |  |  | N/A | https://www.pjm.com/pjmfiles/pub/planning/project-queues/feas_docs/z2037_fea.pdf | Document Posted |  | Withdrawn |  |  | N/A |  | N/A |  |  | N/A | N/A |  | 2/27/2014 | N/A | N/A |  | 9/29/2014 | Customer Initiated Withdrawal | 12/31/2016 |  |  | N | Yes
Z2-038 | Ridgeley-Frostburg 138kV | Dan's Mountain Solar Project | MD | Allegany | Withdrawn | APS | 19.9 | 19.9 | 7.6 |  | Capacity | Generation Interconnection | Solar |  |  | N/A | https://www.pjm.com/pjmfiles/pub/planning/project-queues/feas_docs/z2038_fea.pdf | Document Posted | https://www.pjm.com/pjmfiles/pub/planning/project-queues/impact_studies/z2038_imp.pdf | Document Posted | https://www.pjm.com/pjmfiles/pub/planning/project-queues/facilities/z2038_fac.pdf | Document Posted | https://www.pjm.com/pjmfiles/pub/planning/project-queues/isa/z2_038_isa.pdf | Document Posted | N/A | https://www.pjm.com/pjmfiles/pub/planning/project-queues/csa/z2_038_csa.pdf | Document Posted | N/A | N/A |  | 2/27/2014 | N/A | N/A |  | 12/22/2017 |  | 3/31/2018 | 3/31/2018 |  | N | No
Z2-039 | PF Hydro | Warren Hydro Station; Newport Hydro Station; Luray Hydro Station; Shenandoah Hydro Station | VA | Warren | In Service | APS | 4.61 | 0 | 2.82 | 0 | Capacity | Generation Interconnection | Hydro |  |  | N/A | https://www.pjm.com/pjmfiles/pub/planning/project-queues/feas_docs/z2039_fea.pdf | Document Posted | https://www.pjm.com/pjmfiles/pub/planning/project-queues/impact_studies/z2039_imp.pdf | Document Posted |  | Not Required | N/A | Wholesale Market Participation Agreement | https://www.pjm.com/pjmfiles/pub/planning/project-queues/wmpa/z2039_wmpa.pdf |  | Not Required | N/A | N/A |  | 2/27/2014 | N/A | N/A |  |  |  | 5/31/2015 | 5/31/2015 | 5/13/2015 | N | No
Z2-040 | PF Hydro | Dam 4 Hydro Generation Facility; Dam 5 Hydro Generation Facility; Millville Hydroelectric Facility | WV | Jefferson | In Service | APS | 5.75 | 0 | 3.5 | 5.75 | Capacity | Generation Interconnection | Hydro |  |  | N/A | https://www.pjm.com/pjmfiles/pub/planning/project-queues/feas_docs/z2040_fea.pdf | Document Posted | https://www.pjm.com/pjmfiles/pub/planning/project-queues/impact_studies/z2040_imp.pdf | Document Posted |  | Not Required | https://www.pjm.com/pjmfiles/pub/planning/project-queues/isa/z2_040_isa.pdf | Document Posted | N/A |  | Not Required | N/A | N/A |  | 2/27/2014 | N/A | N/A |  |  |  | 3/31/2014 |  | 4/17/2015 | N | No
Z2-041 | Silver Lake |  | IL | McHenry | Withdrawn | ComEd | 455 | 455 | 435 |  | Capacity | Generation Interconnection | Natural Gas |  |  | N/A | https://www.pjm.com/pjmfiles/pub/planning/project-queues/feas_docs/z2041_fea.pdf | Document Posted |  | Withdrawn |  |  | N/A |  | N/A |  |  | N/A | N/A |  | 2/27/2014 | N/A | N/A |  | 10/2/2014 | Customer Initiated Withdrawal | 5/1/2018 |  |  | N | No
Z2-042 | Wurno-Clayor 138kV |  | VA | Pulaski | Withdrawn | AEP | 180 | 180 | 23.3 |  | Capacity | Generation Interconnection | Wind |  |  | N/A | https://www.pjm.com/pjmfiles/pub/planning/project-queues/feas_docs/z2042_fea.pdf | Document Posted | https://www.pjm.com/pjmfiles/pub/planning/project-queues/impact_studies/z2042_imp.pdf | Document Posted | https://www.pjm.com/pjmfiles/pub/planning/project-queues/facilities/z2042_fac.pdf | Document Posted |  | Withdrawn | N/A |  | Withdrawn | N/A | N/A |  | 2/28/2014 | N/A | N/A |  | 10/25/2016 | Customer Initiated Withdrawal | 12/31/2017 |  |  | N | No
Z2-043 | Kelford 34.5kV | Kelford Solar Park | NC | Bertie | In Service | Dominion | 20 | 20 | 14 | 20 | Capacity | Generation Interconnection | Solar |  |  | N/A | https://www.pjm.com/pjmfiles/pub/planning/project-queues/feas_docs/z2043_fea.pdf | Document Posted | https://www.pjm.com/pjmfiles/pub/planning/project-queues/impact_studies/z2043_imp.pdf | Document Posted | https://www.pjm.com/pjmfiles/pub/planning/project-queues/facilities/z2043_fac.pdf | Document Posted | https://www.pjm.com/pjmfiles/pub/planning/project-queues/isa/z2_043_isa.pdf | Document Posted | N/A | https://www.pjm.com/pjmfiles/pub/planning/project-queues/csa/z2_043_csa.pdf | Document Posted | N/A | N/A |  | 3/5/2014 | N/A | N/A |  |  |  | 12/31/2015 | 12/31/2015 | 12/31/2015 | N | Yes
Z2-044 | Whitakers 34.5kV | Whitakers Solar Park | NC | Nash | In Service | Dominion | 12 | 12 | 8.4 | 12 | Capacity | Generation Interconnection | Solar |  |  | N/A | https://www.pjm.com/pjmfiles/pub/planning/project-queues/feas_docs/z2044_fea.pdf | Document Posted | https://www.pjm.com/pjmfiles/pub/planning/project-queues/impact_studies/z2044_imp.pdf | Document Posted | https://www.pjm.com/pjmfiles/pub/planning/project-queues/facilities/z2044_fac.pdf | Document Posted | https://www.pjm.com/pjmfiles/pub/planning/project-queues/isa/z2_044_isa.pdf | Document Posted | N/A | https://www.pjm.com/pjmfiles/pub/planning/project-queues/csa/z2_044_csa.pdf | Document Posted | N/A | N/A |  | 3/5/2014 | N/A | N/A |  |  |  | 12/31/2015 | 12/31/2015 | 12/31/2015 | N | Yes
Z2-046 | Susquehanna-Lackawanna 500kV | Freedom Generation Plant | PA | Luzerne | In Service | PPL | 1050 | 1050 | 900 | 1050 | Capacity | Generation Interconnection | Natural Gas |  |  | N/A | https://www.pjm.com/pjmfiles/pub/planning/project-queues/feas_docs/z2046_fea.pdf | Document Posted | https://www.pjm.com/pjmfiles/pub/planning/project-queues/impact_studies/z2046_imp.pdf | Document Posted | https://www.pjm.com/pjmfiles/pub/planning/project-queues/facilities/z2046_fac.pdf | Document Posted | https://www.pjm.com/pjmfiles/pub/planning/project-queues/isa/z2_046_isa.pdf | Document Posted | N/A | https://www.pjm.com/pjmfiles/pub/planning/project-queues/csa/z2_046_csa.pdf | Document Posted | N/A | N/A |  | 3/14/2014 | N/A | N/A |  |  |  | 12/31/2018 | 12/31/2018 | 2/20/2018 | N | No
Z2-048 | George Washington 138kV | Moundsville Power, LLC | WV | Marshall | Withdrawn | AEP | 545 | 20 | 20 |  | Capacity | Generation Interconnection | Natural Gas |  |  | N/A | https://www.pjm.com/pjmfiles/pub/planning/project-queues/feas_docs/z2048_fea.pdf | Document Posted | https://www.pjm.com/pjmfiles/pub/planning/project-queues/impact_studies/z2048_imp.pdf | Document Posted |  | Not Required | https://www.pjm.com/pjmfiles/pub/planning/project-queues/isa/z2_048_isa.pdf | Document Posted | N/A | https://www.pjm.com/pjmfiles/pub/planning/project-queues/csa/z2_048_csa.pdf | Document Posted | N/A | N/A |  | 3/26/2014 | N/A | N/A |  | 4/27/2017 | Customer Initiated Withdrawal | 12/31/2018 | 12/31/2018 |  | N | No
Z2-056 | Crossmans-Werner 34.5kV |  | NJ | Middlesex | In Service | JCPL | 20 | 0.5 | 0 | 0.5 | Energy | Generation Interconnection | Solar |  |  | N/A |  | Not Required |  | Not Required |  | Not Required | https://www.pjm.com/pjmfiles/pub/planning/project-queues/isa/z2_056_isa.pdf | Document Posted | N/A |  | Not Required | N/A | N/A |  | 3/31/2014 | N/A | N/A |  |  |  | 12/31/2015 | 12/31/2015 | 8/4/2016 | Y | No
Z2-060 | Burches Hill-Brandywine 230kV | Mattawoman Energy | MD | Prince George's | Withdrawn | PEPCO | 927 | 33 | 116 |  | Capacity | Generation Interconnection | Natural Gas |  |  | N/A | https://www.pjm.com/pjmfiles/pub/planning/project-queues/feas_docs/z2060_fea.pdf | Document Posted | https://www.pjm.com/pjmfiles/pub/planning/project-queues/impact_studies/z2060_imp.pdf | Document Posted | https://www.pjm.com/pjmfiles/pub/planning/project-queues/facilities/z2060_fac.pdf | Document Posted | https://www.pjm.com/pjmfiles/pub/planning/project-queues/isa/z2_060_isa.pdf | Document Posted | N/A | https://www.pjm.com/pjmfiles/pub/planning/project-queues/csa/z2_060_csa.pdf | Document Posted | N/A | N/A |  | 3/31/2014 | N/A | N/A | 6/30/2023 | 12/23/2020 |  | 3/1/2022 | 3/1/2022 |  | N | No
Z2-062 | Gloucester 26kV | Camden County Energy Recovery Associates | NJ | Camden | In Service | PSEG | 24.5 | 0 | 3 | 0 | Capacity | Generation Interconnection | Methane |  |  | N/A | https://www.pjm.com/pjmfiles/pub/planning/project-queues/feas_docs/z2062_fea.pdf | Document Posted | https://www.pjm.com/pjmfiles/pub/planning/project-queues/impact_studies/z2062_imp.pdf | Document Posted |  | Not Required | https://www.pjm.com/pjmfiles/pub/planning/project-queues/isa/z2_062_isa.pdf | Document Posted | N/A |  | Not Required | N/A | N/A |  | 4/2/2014 | N/A | N/A |  |  |  | 5/1/2015 |  | 11/19/2014 | N | No
Z2-064 | Smith-N. Fayette 138kV |  | PA | Washington | Withdrawn | APS | 651 | 651 | 600 |  | Capacity | Generation Interconnection | Natural Gas |  |  | N/A | https://www.pjm.com/pjmfiles/pub/planning/project-queues/feas_docs/z2064_fea.pdf | Document Posted | https://www.pjm.com/pjmfiles/pub/planning/project-queues/impact_studies/z2064_imp.pdf | Document Posted |  | Withdrawn | N/A |  | N/A |  |  | N/A | N/A |  | 4/10/2014 | N/A | N/A |  | 6/25/2015 | Customer Initiated Withdrawal | 6/1/2018 |  |  | N | No
Z2-073 | Chestertown West 25kV |  | MD | Kent | Withdrawn | DPL | 5 | 5 | 3.36 |  | Capacity | Generation Interconnection | Solar |  |  | N/A | https://www.pjm.com/pjmfiles/pub/planning/project-queues/feas_docs/z2073_fea.pdf | Document Posted | https://www.pjm.com/pjmfiles/pub/planning/project-queues/impact_studies/z2073_imp.pdf | Document Posted |  | Withdrawn | N/A |  | N/A |  |  | N/A | N/A |  | 4/22/2014 | N/A | N/A |  | 4/22/2015 | Customer Initiated Withdrawal | 5/1/2016 |  |  | N | No
Z2-074 | Chestertown East 25kV |  | MD | Kent | Withdrawn | DPL | 6 | 6 | 4.03 |  | Capacity | Generation Interconnection | Solar |  |  | N/A | https://www.pjm.com/pjmfiles/pub/planning/project-queues/feas_docs/z2074_fea.pdf | Document Posted | https://www.pjm.com/pjmfiles/pub/planning/project-queues/impact_studies/z2074_imp.pdf | Document Posted |  | Withdrawn | N/A |  | N/A |  |  | N/A | N/A |  | 4/22/2014 | N/A | N/A |  | 4/22/2015 | Customer Initiated Withdrawal | 5/1/2016 |  |  | N | No
Z2-075 | Lynch East 25kV |  | MD | Kent | Withdrawn | DPL | 5.5 | 5.5 | 3.7 |  | Capacity | Generation Interconnection | Solar |  |  | N/A | https://www.pjm.com/pjmfiles/pub/planning/project-queues/feas_docs/z2075_fea.pdf | Document Posted | https://www.pjm.com/pjmfiles/pub/planning/project-queues/impact_studies/z2075_imp.pdf | Document Posted |  | Withdrawn | N/A |  | N/A |  |  | N/A | N/A |  | 4/22/2014 | N/A | N/A |  | 4/22/2015 | Customer Initiated Withdrawal | 5/1/2016 |  |  | N | No
Z2-076 | Worcester South 25kV | Worcester South | MD | Worcester | In Service | DPL | 2.64 | 2.64 | 1.76 | 2.6 | Capacity | Generation Interconnection | Solar |  |  | N/A | https://www.pjm.com/pjmfiles/pub/planning/project-queues/feas_docs/z2076_fea.pdf | Document Posted | https://www.pjm.com/pjmfiles/pub/planning/project-queues/impact_studies/z2076_imp.pdf | Document Posted | https://www.pjm.com/pjmfiles/pub/planning/project-queues/facilities/z2076_fac.pdf | Document Posted | N/A | Wholesale Market Participation Agreement | https://www.pjm.com/pjmfiles/pub/planning/project-queues/wmpa/z2076_wmpa.pdf |  | Not Required | N/A | N/A |  | 4/22/2014 | N/A | N/A |  |  |  | 12/31/2018 | 12/31/2018 | 5/29/2019 | N | Yes
Z2-077 | Worcester North 25kV | Worcester North | MD | Worcester | In Service | DPL | 5 | 5 | 3.33 | 5 | Capacity | Generation Interconnection | Solar |  |  | N/A | https://www.pjm.com/pjmfiles/pub/planning/project-queues/feas_docs/z2077_fea.pdf | Document Posted | https://www.pjm.com/pjmfiles/pub/planning/project-queues/impact_studies/z2077_imp.pdf | Document Posted | https://www.pjm.com/pjmfiles/pub/planning/project-queues/facilities/z2077_fac.pdf | Document Posted | N/A | Wholesale Market Participation Agreement | https://www.pjm.com/pjmfiles/pub/planning/project-queues/wmpa/z2077_wmpa.pdf |  | Not Required | N/A | N/A |  | 4/22/2014 | N/A | N/A |  |  |  | 12/31/2018 | 12/31/2018 | 3/15/2019 | N | No
Z2-081 | Streator 34.5kV | Livingston Landfill Gas to Energy Facility | IL | Livingston | In Service | ComEd | 13.3 | 13.3 | 13.3 | 12 | Capacity | Generation Interconnection | Methane |  |  | N/A | https://www.pjm.com/pjmfiles/pub/planning/project-queues/feas_docs/z2081_fea.pdf | Document Posted | https://www.pjm.com/pjmfiles/pub/planning/project-queues/impact_studies/z2081_imp.pdf | Document Posted |  |  | https://www.pjm.com/pjmfiles/pub/planning/project-queues/isa/z2_081_isa.pdf | Document Posted | N/A |  | Not Required | N/A | N/A |  | 4/28/2014 | N/A | N/A |  |  |  | 12/1/2014 |  | 4/4/2017 | N | No
Z2-082 | Cape May County 12kV | Cape May County Municipal Utilities Authority Landfill | NJ | Cape May | Deactivated | AEC | 2 | 0 | 0.3 | 0 | Capacity | Generation Interconnection | Methane |  |  | N/A | https://www.pjm.com/pjmfiles/pub/planning/project-queues/feas_docs/z2082_fea.pdf | Document Posted | https://www.pjm.com/pjmfiles/pub/planning/project-queues/impact_studies/z2082_imp.pdf | Document Posted |  | Not Required | https://www.pjm.com/pjmfiles/pub/planning/project-queues/isa/z2_082_isa.pdf | Document Posted | N/A |  | Not Required | N/A | N/A |  | 4/29/2014 | N/A | N/A |  |  |  | 6/1/2015 | 6/1/2015 | 6/1/2015 | N | No
Z2-083 | Mickleton 230kV | West Deptford Energy Station | NJ | Gloucester | In Service | AEC | 1104 | 9 | 9 | 9 | Capacity | Generation Interconnection | Natural Gas |  |  | N/A | https://www.pjm.com/pjmfiles/pub/planning/project-queues/feas_docs/z2083_fea.pdf | Document Posted | https://www.pjm.com/pjmfiles/pub/planning/project-queues/impact_studies/z2083_imp.pdf | Document Posted |  | Not Required | https://www.pjm.com/pjmfiles/pub/planning/project-queues/isa/z2_083_isa.pdf | Document Posted | N/A | https://www.pjm.com/pjmfiles/pub/planning/project-queues/csa/z2_083_csa.pdf | Document Posted | N/A | N/A |  | 4/29/2014 | N/A | N/A |  |  |  | 12/31/2018 | 12/31/2018 | 12/31/2018 | N | No
Z2-084 | JK Smith 345kV |  | KY | Nelson | Withdrawn | EKPC | 207.8 | 207.8 | 207.8 |  | Capacity | Generation Interconnection | Natural Gas |  |  | N/A | https://www.pjm.com/pjmfiles/pub/planning/project-queues/feas_docs/z2084_fea.pdf | Document Posted |  | Withdrawn |  |  | N/A |  | N/A |  |  | N/A | N/A |  | 4/29/2014 | N/A | N/A |  | 10/7/2014 | Customer Milestone Not Met | 12/1/2016 |  |  | N | No
Z2-085 | Mahoning Valley Hydro 25kV | Mahoning Creek Hydroelectric Plant | PA | Clarion | In Service | APS | 7.5 | 1.5 | 1.5 | 7.5 | Capacity | Generation Interconnection | Hydro |  |  | N/A | https://www.pjm.com/pjmfiles/pub/planning/project-queues/feas_docs/z2085_fea.pdf | Document Posted | https://www.pjm.com/pjmfiles/pub/planning/project-queues/impact_studies/z2085_imp.pdf | Document Posted |  | Not Required | https://www.pjm.com/pjmfiles/pub/planning/project-queues/isa/z2_085_isa.pdf | Document Posted | N/A |  | Not Required | N/A | N/A |  | 4/29/2014 | N/A | N/A |  |  |  | 11/1/2014 | 11/1/2014 | 10/10/2014 | N | No
Z2-086 |  |  | IL | Adams | Withdrawn | ComEd | 200 |  |  |  | Energy | Generation Interconnection | Wind |  |  | N/A |  | Withdrawn |  |  |  |  | N/A |  | N/A |  |  | N/A | N/A |  | 4/29/2014 | N/A | N/A |  | 5/21/2014 | Customer Milestone Not Met |  |  |  | N | No
Z2-087 | Pontiac MidPoint-Brokaw 345kV | Bright Stalk Wind Farm | IL | Livingston | In Service | ComEd | 200 | 200 | 26 | 200 | Capacity | Generation Interconnection | Wind |  |  | N/A | https://www.pjm.com/pjmfiles/pub/planning/project-queues/feas_docs/z2087_fea.pdf | Document Posted | https://www.pjm.com/pjmfiles/pub/planning/project-queues/impact_studies/z2087_imp.pdf | Document Posted | https://www.pjm.com/pjmfiles/pub/planning/project-queues/facilities/z2087_fac.pdf | Document Posted | https://www.pjm.com/pjmfiles/pub/planning/project-queues/isa/z2_087_isa.pdf | Document Posted | N/A | https://www.pjm.com/pjmfiles/pub/planning/project-queues/csa/z2_087_csa.pdf | Document Posted | N/A | N/A |  | 4/29/2014 | N/A | N/A | 12/16/2019 |  |  | 12/30/2019 | 12/30/2019 | 12/16/2019 | N | No
Z2-088 | Tarboro-Everetts 230kV | Conetoe II Solar Park | NC | Edgecombe | In Service | Dominion | 80 | 80 | 30.4 | 80 | Capacity | Generation Interconnection | Solar |  |  | N/A | https://www.pjm.com/pjmfiles/pub/planning/project-queues/feas_docs/z2088_fea.pdf | Document Posted | https://www.pjm.com/pjmfiles/pub/planning/project-queues/impact_studies/z2088_imp.pdf | Document Posted | https://www.pjm.com/pjmfiles/pub/planning/project-queues/facilities/z2088_fac.pdf | Document Posted | https://www.pjm.com/pjmfiles/pub/planning/project-queues/isa/z2_088_isa.pdf | Document Posted | N/A | https://www.pjm.com/pjmfiles/pub/planning/project-queues/csa/z2_088_csa.pdf | Document Posted | N/A | N/A |  | 4/30/2014 | N/A | N/A |  |  |  | 11/30/2015 | 11/30/2015 | 12/21/2015 | N | No
Z2-089 | Sewaren 230kV | Sewaren 7 | NJ | Middlesex | In Service | PSEG | 568 | 568 | 541 | 568 | Capacity | Generation Interconnection | Natural Gas; Oil |  |  | N/A | https://www.pjm.com/pjmfiles/pub/planning/project-queues/feas_docs/z2089_fea.pdf | Document Posted | https://www.pjm.com/pjmfiles/pub/planning/project-queues/impact_studies/z2089_imp.pdf | Document Posted | https://www.pjm.com/pjmfiles/pub/planning/project-queues/facilities/z2089_fac.pdf | Document Posted | https://www.pjm.com/pjmfiles/pub/planning/project-queues/isa/z2_089_isa.pdf | Document Posted | N/A | https://www.pjm.com/pjmfiles/pub/planning/project-queues/csa/z2_089_csa.pdf | Document Posted | N/A | N/A |  | 4/30/2014 | N/A | N/A |  |  |  | 6/1/2018 | 6/1/2018 | 5/2/2018 | N | No
Z2-090 | Blackhawk 12.5kV |  | IL | Winnebago | Withdrawn | ComEd | 4 | 4 | 0 |  | Energy | Generation Interconnection | Storage |  |  | N/A | https://www.pjm.com/pjmfiles/pub/planning/project-queues/feas_docs/z2090_fea.pdf | Document Posted | https://www.pjm.com/pjmfiles/pub/planning/project-queues/impact_studies/z2090_imp.pdf | Document Posted |  | Not Required | N/A | Wholesale Market Participation Agreement | https://www.pjm.com/pjmfiles/pub/planning/project-queues/wmpa/z2090_wmpa.pdf |  | Not Required | N/A | N/A |  | 4/30/2014 | N/A | N/A |  | 6/13/2016 | Customer Initiated Withdrawal | 10/1/2014 |  |  | N | Yes
Z2-091 | Woodsdale Road |  | OH | Butler | Withdrawn | DEOK | 36 | 36 | 36 |  | Capacity | Generation Interconnection | Natural Gas |  |  | N/A |  | Withdrawn |  |  |  |  | N/A |  | N/A |  |  | N/A | N/A |  | 4/30/2014 | N/A | N/A |  | 5/19/2014 | Customer Initiated Withdrawal | 12/31/2014 |  |  | N | No
Z2-092 | Bennett-Farmingdale 34.5kV |  | NJ | Monmouth | Withdrawn | JCPL | 4 | 2 | 0 |  | Energy | Generation Interconnection | Storage |  |  | N/A | https://www.pjm.com/pjmfiles/pub/planning/project-queues/feas_docs/z2092_fea.pdf | Document Posted |  | Withdrawn |  |  | N/A |  | N/A |  |  | N/A | N/A |  | 4/30/2014 | N/A | N/A |  | 10/1/2014 | Customer Milestone Not Met | 12/31/2015 | 12/31/2015 |  | N | No
Z2-093 | Hawks 12kV |  | NJ | Hunterdon | Withdrawn | JCPL | 6.5 | 3.5 | 0 |  | Energy | Generation Interconnection | Storage |  |  | N/A |  | Withdrawn |  |  |  |  | N/A |  | N/A |  |  | N/A | N/A |  | 4/30/2014 | N/A | N/A |  | 5/29/2014 | Customer Initiated Withdrawal | 12/31/2014 |  |  | N | No
Z2-094 | Washington-Mobile Chemical 34kV |  | NJ | Warren | Withdrawn | JCPL | 20 | 10 | 0 |  | Energy | Generation Interconnection | Storage |  |  | N/A |  | Withdrawn |  |  |  |  | N/A |  | N/A |  |  | N/A | N/A |  | 4/30/2014 | N/A | N/A |  | 7/15/2014 | Customer Initiated Withdrawal | 12/31/2014 |  |  | N | No
Z2-095 | Branchville-Sussex 34kV |  | NJ | Sussex | Withdrawn | JCPL | 20 | 10 | 0 |  | Energy | Generation Interconnection | Storage |  |  | N/A | https://www.pjm.com/pjmfiles/pub/planning/project-queues/feas_docs/z2095_fea.pdf | Document Posted |  | Withdrawn |  |  | N/A |  | N/A |  |  | N/A | N/A |  | 4/30/2014 | N/A | N/A |  | 10/1/2014 | Customer Milestone Not Met | 12/31/2015 | 12/31/2015 |  | N | No
Z2-096 | Lynch West 25kV |  | MD | Kent | Withdrawn | DPL | 10 | 10 | 7.07 |  | Capacity | Generation Interconnection | Solar |  |  | N/A | https://www.pjm.com/pjmfiles/pub/planning/project-queues/feas_docs/z2096_fea.pdf | Document Posted | https://www.pjm.com/pjmfiles/pub/planning/project-queues/impact_studies/z2096_imp.pdf | Document Posted |  | Withdrawn | N/A |  | N/A |  |  | N/A | N/A |  | 4/30/2014 | N/A | N/A |  | 4/22/2015 | Customer Initiated Withdrawal | 5/1/2016 |  |  | N | No
Z2-097 | Church 25kV | Church | MD | Kent | Withdrawn | DPL | 5 | 5 | 3.54 |  | Capacity | Generation Interconnection | Solar |  |  | N/A | https://www.pjm.com/pjmfiles/pub/planning/project-queues/feas_docs/z2097_fea.pdf | Document Posted | https://www.pjm.com/pjmfiles/pub/planning/project-queues/impact_studies/z2097_imp.pdf | Document Posted | https://www.pjm.com/pjmfiles/pub/planning/project-queues/facilities/z2097_fac.pdf | Document Posted | N/A | Wholesale Market Participation Agreement | https://www.pjm.com/pjmfiles/pub/planning/project-queues/wmpa/z2097_wmpa.pdf | https://www.pjm.com/pjmfiles/pub/planning/project-queues/csa/z2097_wmpa.pdf | Not Required | N/A | N/A |  | 4/30/2014 | N/A | N/A |  | 3/5/2019 |  | 9/28/2019 | 9/28/2019 |  | N | Yes
Z2-099 | Boykins 34.5kV | Boykins Solar | VA | Southampton | Withdrawn | Dominion | 8.5 | 8.5 | 5.9 |  | Capacity | Generation Interconnection | Solar |  |  | N/A | https://www.pjm.com/pjmfiles/pub/planning/project-queues/feas_docs/z2099_fea.pdf | Document Posted | https://www.pjm.com/pjmfiles/pub/planning/project-queues/impact_studies/z2099_imp.pdf | Document Posted |  | Not Required | N/A | Wholesale Market Participation Agreement | https://www.pjm.com/pjmfiles/pub/planning/project-queues/wmpa/z2099_wmpa.pdf |  | Not Required | N/A | N/A |  | 4/30/2014 | N/A | N/A |  | 1/25/2018 |  | 5/31/2019 | 5/31/2019 |  | N | No
Z2-100 | Boykin 115kV |  | VA | Unknown | Withdrawn | Dominion | 20 |  |  |  | Energy | Generation Interconnection | Solar |  |  | N/A |  | Withdrawn |  |  |  |  | N/A |  | N/A |  |  | N/A | N/A |  | 4/30/2014 | N/A | N/A |  | 5/9/2014 | Customer Initiated Withdrawal |  |  |  | N | No
Z2-101 | Frackville-Fishbach 69kV |  | PA | Schuylkill | Withdrawn | PPL | 67.5 | 67.5 | 8.78 |  | Capacity | Generation Interconnection | Wind |  |  | N/A | https://www.pjm.com/pjmfiles/pub/planning/project-queues/feas_docs/z2101_fea.pdf | Document Posted | https://www.pjm.com/pjmfiles/pub/planning/project-queues/impact_studies/z2101_imp.pdf | Document Posted |  | Withdrawn | N/A |  | N/A |  |  | N/A | N/A |  | 4/30/2014 | N/A | N/A |  | 5/15/2015 | Customer Milestone Not Met | 12/31/2016 |  |  | N | No
Z2-102 | Argonne-New Lisbon 34.5kV | Dix Solar Farm | NJ | Burlington | In Service | JCPL | 13 | 13 | 4.94 | 13 | Capacity | Generation Interconnection | Solar |  |  | N/A | https://www.pjm.com/pjmfiles/pub/planning/project-queues/feas_docs/z2102_fea.pdf | Document Posted | https://www.pjm.com/pjmfiles/pub/planning/project-queues/impact_studies/z2102_imp.pdf | Document Posted |  | Not Required | N/A | Wholesale Market Participation Agreement | https://www.pjm.com/pjmfiles/pub/planning/project-queues/wmpa/z2102_wmpa.pdf |  | Not Required | N/A | N/A |  | 4/30/2014 | N/A | N/A |  |  |  | 8/24/2017 | 8/24/2017 | 7/13/2017 | N | No
Z2-103 | North Meshoppen 34.5kV III | Roundtop Energy Project | PA | Susquehanna | In Service | PENELEC | 19.9 | 1 | 1 | 1 | Capacity | Generation Interconnection | Natural Gas |  |  | N/A | https://www.pjm.com/pjmfiles/pub/planning/project-queues/feas_docs/z2103_fea.pdf | Document Posted | https://www.pjm.com/pjmfiles/pub/planning/project-queues/impact_studies/z2103_imp.pdf | Document Posted |  | Not Required | https://www.pjm.com/pjmfiles/pub/planning/project-queues/isa/z2_103_isa.pdf | Document Posted | N/A |  | Not Required | N/A | N/A |  | 4/30/2014 | N/A | N/A |  |  |  | 12/1/2016 | 12/1/2016 | 1/28/2016 | N | No
Z2-104 | Oxbow 34.5 kV II | Oxbow Creek Generation Plant | PA | Wyoming | In Service | PENELEC | 19.9 | 1.6 | 1.6 | 1.6 | Capacity | Generation Interconnection | Natural Gas |  |  | N/A | https://www.pjm.com/pjmfiles/pub/planning/project-queues/feas_docs/z2104_fea.pdf | Document Posted | https://www.pjm.com/pjmfiles/pub/planning/project-queues/impact_studies/z2104_imp.pdf | Document Posted |  | Not Required | N/A | Wholesale Market Participation Agreement | https://www.pjm.com/pjmfiles/pub/planning/project-queues/wmpa/z2104_wmpa.pdf |  | Not Required | N/A | N/A |  | 4/30/2014 | N/A | N/A | 10/30/2019 |  |  | 10/30/2019 | 10/30/2019 | 11/16/2019 | N | No
Z2-105 | Bell-Mariana 25kV | Ten Mile Generation Facility | PA | Washington | Withdrawn | APS | 19.9 | 19.9 | 19.9 |  | Capacity | Generation Interconnection | Natural Gas |  |  | N/A | https://www.pjm.com/pjmfiles/pub/planning/project-queues/feas_docs/z2105_fea.pdf | Document Posted | https://www.pjm.com/pjmfiles/pub/planning/project-queues/impact_studies/z2105_imp.pdf | Document Posted |  | Not Required | N/A | Wholesale Market Participation Agreement | https://www.pjm.com/pjmfiles/pub/planning/project-queues/wmpa/z2105_wmpa.pdf |  | Not Required | N/A | N/A |  | 4/30/2014 | N/A | N/A |  | 2/25/2015 | Customer Initiated Withdrawal | 7/1/2016 | 7/1/2016 |  | N | Yes
Z2-106 | Washington-Bell 25kV | Amity Generation Facility | PA | Washington | Withdrawn | APS | 19.9 | 19.9 | 19.9 |  | Capacity | Generation Interconnection | Natural Gas |  |  | N/A | https://www.pjm.com/pjmfiles/pub/planning/project-queues/feas_docs/z2106_fea.pdf | Document Posted | https://www.pjm.com/pjmfiles/pub/planning/project-queues/impact_studies/z2106_imp.pdf | Document Posted |  | Not Required | N/A | Wholesale Market Participation Agreement | https://www.pjm.com/pjmfiles/pub/planning/project-queues/wmpa/z2106_wmpa.pdf |  | Not Required | N/A | N/A |  | 4/30/2014 | N/A | N/A |  | 1/29/2019 |  | 6/30/2017 | 6/30/2017 |  | N | Yes
Z2-107 | East Carbondale-Lackawanna 69kV | Waymart Battery Energy Storage System | PA | Wayne | Withdrawn | PPL | 10 | 10 | 0 |  | Energy | Generation Interconnection | Storage |  |  | N/A | https://www.pjm.com/pjmfiles/pub/planning/project-queues/feas_docs/z2107_fea.pdf | Document Posted | https://www.pjm.com/pjmfiles/pub/planning/project-queues/impact_studies/z2107_imp.pdf | Document Posted | https://www.pjm.com/pjmfiles/pub/planning/project-queues/facilities/z2107_fac.pdf | Document Posted | https://www.pjm.com/pjmfiles/pub/planning/project-queues/isa/z2_107_isa.pdf | Document Posted | N/A | https://www.pjm.com/pjmfiles/pub/planning/project-queues/csa/z2_107_csa.pdf | Document Posted | N/A | N/A |  | 4/30/2014 | N/A | N/A | 12/15/2023 | 12/22/2022 |  | 12/15/2020 | 12/15/2020 |  | N | No
Z2-108 | Meyersdale North 115kV | Meyersdale Wind Farm & Battery Energy Storage System | PA | Somerset | In Service | PENELEC | 48 | 18 | 0 | 18 | Energy | Generation Interconnection | Storage |  |  | N/A | https://www.pjm.com/pjmfiles/pub/planning/project-queues/feas_docs/z2108_fea.pdf | Document Posted | https://www.pjm.com/pjmfiles/pub/planning/project-queues/impact_studies/z2108_imp.pdf | Document Posted |  | Not Required | https://www.pjm.com/pjmfiles/pub/planning/project-queues/isa/z2_108_isa.pdf | Document Posted | N/A |  | Not Required | N/A | N/A |  | 4/30/2014 | N/A | N/A |  |  |  | 12/31/2015 | 12/31/2015 | 12/17/2015 | N | No
Z2-109 | South River 230kV | Gateway Energy Center | NJ | Middlesex | Withdrawn | JCPL | 460 | 20 | 0 |  | Energy | Generation Interconnection | Storage |  |  | N/A | https://www.pjm.com/pjmfiles/pub/planning/project-queues/feas_docs/z2109_fea.pdf | Document Posted | https://www.pjm.com/pjmfiles/pub/planning/project-queues/impact_studies/z2109_imp.pdf | Document Posted |  | Not Required | https://www.pjm.com/pjmfiles/pub/planning/project-queues/isa/z2_109_isa.pdf | Document Posted | N/A | https://www.pjm.com/pjmfiles/pub/planning/project-queues/csa/z2_109_csa.pdf | Document Posted | N/A | N/A |  | 4/30/2014 | N/A | N/A |  | 3/21/2019 |  | 5/16/2019 | 5/16/2019 |  | N | No
Z2-112 | Waterford 345kV |  | OH | Washington | In Service | AEP | 1007 | 97 | 64.5 | 97 | Capacity | Generation Interconnection | Natural Gas |  |  | N/A | https://www.pjm.com/pjmfiles/pub/planning/project-queues/feas_docs/z2112_fea.pdf | Document Posted | https://www.pjm.com/pjmfiles/pub/planning/project-queues/impact_studies/z2112_imp.pdf | Document Posted |  | Not Required | https://www.pjm.com/pjmfiles/pub/planning/project-queues/isa/z2_112_isa.pdf | Document Posted | N/A |  | Not Required | N/A | N/A |  | 4/30/2014 | N/A | N/A |  |  |  | 6/1/2015 |  | 6/15/2015 | N | No
Z2-113 | Watervliet 12.47kV | Watervliet Solar Facility | MI | Berrien | In Service | AEP | 4.6 | 4.6 | 2.3 | 4.6 | Capacity | Generation Interconnection | Solar |  |  | N/A | https://www.pjm.com/pjmfiles/pub/planning/project-queues/feas_docs/z2113_fea.pdf | Document Posted | https://www.pjm.com/pjmfiles/pub/planning/project-queues/impact_studies/z2113_imp.pdf | Document Posted |  | Not Required | N/A | Wholesale Market Participation Agreement | https://www.pjm.com/pjmfiles/pub/planning/project-queues/wmpa/z2113_wmpa.pdf | https://www.pjm.com/pjmfiles/pub/planning/project-queues/csa/z2113_wmpa.pdf | Not Required | N/A | N/A |  | 4/30/2014 | N/A | N/A |  |  |  | 12/15/2016 | 12/15/2016 | 11/8/2016 | N | Yes
Z2-114 | Olive 12.47kV | Olive Solar Facility | IN | St. Joseph | In Service | AEP | 5 | 5 | 2.5 | 5 | Capacity | Generation Interconnection | Solar |  |  | N/A | https://www.pjm.com/pjmfiles/pub/planning/project-queues/feas_docs/z2114_fea.pdf | Document Posted | https://www.pjm.com/pjmfiles/pub/planning/project-queues/impact_studies/z2114_imp.pdf | Document Posted |  | Not Required | N/A | Wholesale Market Participation Agreement | https://www.pjm.com/pjmfiles/pub/planning/project-queues/wmpa/z2114_wmpa.pdf | https://www.pjm.com/pjmfiles/pub/planning/project-queues/csa/z2114_wmpa.pdf | Not Required | N/A | N/A |  | 4/30/2014 | N/A | N/A |  |  |  | 12/15/2016 | 12/15/2016 | 8/26/2016 | N | Yes
Z2-115 | Deer Creek 12.47kV | Deer Creek Solar Facility | IN | Grant | In Service | AEP | 2.5 | 2.5 | 1.25 | 2.5 | Capacity | Generation Interconnection | Solar |  |  | N/A | https://www.pjm.com/pjmfiles/pub/planning/project-queues/feas_docs/z2115_fea.pdf | Document Posted | https://www.pjm.com/pjmfiles/pub/planning/project-queues/impact_studies/z2115_imp.pdf | Document Posted |  | Not Required | N/A | Wholesale Market Participation Agreement | https://www.pjm.com/pjmfiles/pub/planning/project-queues/wmpa/z2115_wmpa.pdf |  | Not Required | N/A | N/A |  | 4/30/2014 | N/A | N/A |  |  |  | 3/1/2016 | 3/1/2016 | 1/6/2016 | N | Yes
Z2-116 | Twin Branch 12.47kV | Twin Branch Solar Facility | IN | St. Joseph | In Service | AEP | 2.6 | 2.6 | 1.3 | 2.6 | Capacity | Generation Interconnection | Solar |  |  | N/A | https://www.pjm.com/pjmfiles/pub/planning/project-queues/feas_docs/z2116_fea.pdf | Document Posted | https://www.pjm.com/pjmfiles/pub/planning/project-queues/impact_studies/z2116_imp.pdf | Document Posted |  | Not Required | N/A | Wholesale Market Participation Agreement | https://www.pjm.com/pjmfiles/pub/planning/project-queues/wmpa/z2116_wmpa.pdf | https://www.pjm.com/pjmfiles/pub/planning/project-queues/csa/z2116_wmpa.pdf | Not Required | N/A | N/A |  | 4/30/2014 | N/A | N/A |  |  |  | 7/31/2016 | 7/31/2016 | 8/18/2016 | N | No
AA1-006 | Erie County Landfill | Erie County Landfill | OH | Erie | In Service | ATSI | 2.3 | 0.8 | 0.8 | 0.8 | Capacity | Generation Interconnection | Methane |  |  | N/A | https://www.pjm.com/pjmfiles/pub/planning/project-queues/feas_docs/aa1006_fea.pdf | Document Posted | https://www.pjm.com/pjmfiles/pub/planning/project-queues/impact_studies/aa1006_imp.pdf | Document Posted |  | Not Required | N/A | Wholesale Market Participation Agreement | https://www.pjm.com/pjmfiles/pub/planning/project-queues/wmpa/aa1006_wmpa.pdf |  | Not Required | N/A | N/A |  | 6/2/2014 | N/A | N/A |  |  |  | 9/30/2015 | 9/30/2015 | 12/31/2015 | N | No
AA1-007 | Smith Gap Regional Landfill |  | VA | Roanoke | Withdrawn | AEP | 6 | 6 | 6 |  | Capacity | Generation Interconnection | Methane |  |  | N/A | https://www.pjm.com/pjmfiles/pub/planning/project-queues/feas_docs/aa1007_fea.pdf | Document Posted | https://www.pjm.com/pjmfiles/pub/planning/project-queues/impact_studies/aa1007_imp.pdf | Document Posted |  | Not Required |  | Withdrawn | N/A |  | Withdrawn | N/A | N/A |  | 6/19/2014 | N/A | N/A |  | 1/7/2016 | Customer Milestone Not Met | 6/1/2016 |  |  | N | No
AA1-013 | Hanging Rock 765kV | Cornu | OH | Lawrence | In Service | AEP | 1250 | 10 | 10 | 10 | Capacity | Generation Interconnection | Natural Gas |  |  | N/A | https://www.pjm.com/pjmfiles/pub/planning/project-queues/feas_docs/aa1013_fea.pdf | Document Posted | https://www.pjm.com/pjmfiles/pub/planning/project-queues/impact_studies/aa1013_imp.pdf | Document Posted |  | Not Required | https://www.pjm.com/pjmfiles/pub/planning/project-queues/isa/aa1_013_isa.pdf | Document Posted | N/A |  | Not Required | N/A | N/A |  | 6/23/2014 | N/A | N/A |  |  |  | 10/1/2015 | 10/1/2015 | 11/1/2015 | N | No
AA1-014 | Washington 345kV | Washington Energy Facility | OH | Washington | In Service | AEP | 625 | 5 | 5 | 5 | Capacity | Generation Interconnection | Natural Gas |  |  | N/A | https://www.pjm.com/pjmfiles/pub/planning/project-queues/feas_docs/aa1014_fea.pdf | Document Posted | https://www.pjm.com/pjmfiles/pub/planning/project-queues/impact_studies/aa1014_imp.pdf | Document Posted |  | Not Required | https://www.pjm.com/pjmfiles/pub/planning/project-queues/isa/aa1_014_isa.pdf | Document Posted | N/A |  | Not Required | N/A | N/A |  | 6/23/2014 | N/A | N/A |  |  |  | 10/1/2015 | 10/1/2015 | 11/1/2015 | N | No
AA1-015 | Fayette II | Fayette Energy Facility | PA | Fayette | In Service | APS | 661 | 5 | 5 | 5 | Capacity | Generation Interconnection | Natural Gas |  |  | N/A | https://www.pjm.com/pjmfiles/pub/planning/project-queues/feas_docs/aa1015_fea.pdf | Document Posted | https://www.pjm.com/pjmfiles/pub/planning/project-queues/impact_studies/aa1015_imp.pdf | Document Posted |  | Not Required | https://www.pjm.com/pjmfiles/pub/planning/project-queues/isa/aa1_015_isa.pdf | Document Posted | N/A |  | Not Required | N/A | N/A |  | 6/23/2014 | N/A | N/A |  |  |  | 1/1/2016 | 1/1/2016 | 12/14/2015 | N | No
AA1-016 | Portland 1 |  | PA | Monroe | Withdrawn | ME | 158 | 158 | 158 |  | Capacity | Generation Interconnection | Oil |  |  | N/A | https://www.pjm.com/pjmfiles/pub/planning/project-queues/feas_docs/aa1016_fea.pdf | Document Posted | https://www.pjm.com/pjmfiles/pub/planning/project-queues/impact_studies/aa1016_imp.pdf | Document Posted |  | Not Required |  | Withdrawn | N/A |  |  | N/A | N/A |  | 6/25/2014 | N/A | N/A |  | 11/18/2015 | Customer Milestone Not Met | 6/1/2017 | 6/1/2017 |  | N | No
AA1-017 | Portland 2 |  | PA | Monroe | Withdrawn | ME | 243 | 243 | 243 |  | Capacity | Generation Interconnection | Oil |  |  | N/A | https://www.pjm.com/pjmfiles/pub/planning/project-queues/feas_docs/aa1017_fea.pdf | Document Posted | https://www.pjm.com/pjmfiles/pub/planning/project-queues/impact_studies/aa1017_imp.pdf | Document Posted |  | Not Required |  | Withdrawn | N/A |  |  | N/A | N/A |  | 6/25/2014 | N/A | N/A |  | 11/18/2015 | Customer Milestone Not Met | 6/1/2017 | 6/1/2017 |  | N | No
AA1-018 | Powerton-Goodings Grove | Otter Creek Wind Farm | IL | Livingston | In Service | ComEd | 150 | 150 | 19.5 | 150 | Capacity | Generation Interconnection | Wind |  |  | N/A | https://www.pjm.com/pjmfiles/pub/planning/project-queues/feas_docs/aa1018_fea.pdf | Document Posted | https://www.pjm.com/pjmfiles/pub/planning/project-queues/impact_studies/aa1018_imp.pdf | Document Posted | https://www.pjm.com/pjmfiles/pub/planning/project-queues/facilities/aa1018_fac.pdf | Document Posted | https://www.pjm.com/pjmfiles/pub/planning/project-queues/isa/aa1_018_isa.pdf | Document Posted | N/A | https://www.pjm.com/pjmfiles/pub/planning/project-queues/csa/aa1_018_csa.pdf | Document Posted | N/A | N/A |  | 6/25/2014 | N/A | N/A | 12/20/2019 |  |  | 1/17/2020 | 1/17/2020 | 1/9/2020 | N | No
AA1-019 | Beaverbrook 13kV | Gloucester Solar Farm | NJ | Camden | Withdrawn | PSEG | 7.3 | 7.3 | 2.7 |  | Capacity | Generation Interconnection | Solar |  |  | N/A | https://www.pjm.com/pjmfiles/pub/planning/project-queues/feas_docs/aa1019_fea.pdf | Document Posted | https://www.pjm.com/pjmfiles/pub/planning/project-queues/impact_studies/aa1019_imp.pdf | Document Posted |  | Not Required | N/A | Wholesale Market Participation Agreement | https://www.pjm.com/pjmfiles/pub/planning/project-queues/wmpa/aa1019_wmpa.pdf |  | Not Required | N/A | N/A |  | 7/9/2014 | N/A | N/A |  | 7/27/2017 | Customer Initiated Withdrawal | 9/30/2015 | 9/30/2015 |  | N | Yes
AA1-020 | Andersontown Road #2 |  | MD | Caroline | Withdrawn | DPL | 1.5 | 1.5 | 0 |  | Energy | Generation Interconnection | Solar |  |  | N/A |  | Withdrawn |  |  |  |  | N/A |  | N/A |  |  | N/A | N/A |  | 7/10/2014 | N/A | N/A |  | 8/18/2014 | Customer Initiated Withdrawal |  |  |  | Y | No
AA1-021 | Andersontown Rd #2 |  | MD | Caroline | Withdrawn | DPL | 1.5 | 1.5 | 0 |  | Energy | Generation Interconnection | Solar |  |  | N/A |  | Withdrawn |  |  |  |  | N/A |  | N/A |  |  | N/A | N/A |  | 7/10/2014 | N/A | N/A |  | 8/18/2014 | Customer Initiated Withdrawal |  |  |  | Y | No
AA1-022 | Andersontown Rd #3 |  | MD | Caroline | Withdrawn | DPL | 1.5 | 1.5 | 0 |  | Energy | Generation Interconnection | Solar |  |  | N/A |  | Withdrawn |  |  |  |  | N/A |  | N/A |  |  | N/A | N/A |  | 7/10/2014 | N/A | N/A |  | 8/18/2014 | Customer Initiated Withdrawal |  |  |  | Y | No
AA1-023 | Andersontown Rd #4 |  | MD | Caroline | Withdrawn | DPL | 1.5 | 1.5 | 0 |  | Energy | Generation Interconnection | Solar |  |  | N/A |  | Withdrawn |  |  |  |  | N/A |  | N/A |  |  | N/A | N/A |  | 7/10/2014 | N/A | N/A |  | 11/25/2014 | Customer Initiated Withdrawal | 6/30/2015 |  |  | Y | No
AA1-025 | Oak Hall A |  | VA | Unknown | In Service | DPL | 20 | 0 | 3.7 | 0 | Capacity | Generation Interconnection | Solar |  |  | N/A | https://www.pjm.com/pjmfiles/pub/planning/project-queues/feas_docs/aa1025_fea.pdf | Document Posted | https://www.pjm.com/pjmfiles/pub/planning/project-queues/impact_studies/aa1025_imp.pdf | Document Posted |  | Not Required | https://www.pjm.com/pjmfiles/pub/planning/project-queues/isa/aa1_025_isa.pdf | Document Posted | N/A | https://www.pjm.com/pjmfiles/pub/planning/project-queues/csa/aa1_025_csa.pdf | Document Posted | N/A | N/A |  | 7/11/2014 | N/A | N/A |  |  |  | 10/15/2016 | 10/15/2016 | 12/8/2016 | N | No
AA1-026 | Oak Hall B |  | VA | Unknown | In Service | DPL | 20 | 0 | 3.7 | 0 | Capacity | Generation Interconnection | Solar |  |  | N/A | https://www.pjm.com/pjmfiles/pub/planning/project-queues/feas_docs/aa1026_fea.pdf | Document Posted | https://www.pjm.com/pjmfiles/pub/planning/project-queues/impact_studies/aa1026_imp.pdf | Document Posted |  | Not Required | https://www.pjm.com/pjmfiles/pub/planning/project-queues/isa/aa1_026_isa.pdf | Document Posted | N/A | https://www.pjm.com/pjmfiles/pub/planning/project-queues/csa/aa1_026_csa.pdf | Document Posted | N/A | N/A |  | 7/11/2014 | N/A | N/A |  |  |  | 12/30/2016 | 12/30/2016 | 12/8/2016 | N | No
AA1-027 | Oak Hall C |  | VA | Unknown | In Service | DPL | 20 | 0 | 3.7 | 0 | Capacity | Generation Interconnection | Solar |  |  | N/A | https://www.pjm.com/pjmfiles/pub/planning/project-queues/feas_docs/aa1027_fea.pdf | Document Posted | https://www.pjm.com/pjmfiles/pub/planning/project-queues/impact_studies/aa1027_imp.pdf | Document Posted |  | Not Required | https://www.pjm.com/pjmfiles/pub/planning/project-queues/isa/aa1_027_isa.pdf | Document Posted | N/A | https://www.pjm.com/pjmfiles/pub/planning/project-queues/csa/aa1_027_csa.pdf | Document Posted | N/A | N/A |  | 7/11/2014 | N/A | N/A |  |  |  | 12/30/2017 | 12/30/2017 | 12/8/2016 | N | No
AA1-028 | Oak Hall D |  | VA | Unknown | In Service | DPL | 20 | 0 | 3.7 | 0 | Capacity | Generation Interconnection | Solar |  |  | N/A | https://www.pjm.com/pjmfiles/pub/planning/project-queues/feas_docs/aa1028_fea.pdf | Document Posted | https://www.pjm.com/pjmfiles/pub/planning/project-queues/impact_studies/aa1028_imp.pdf | Document Posted |  | Not Required | https://www.pjm.com/pjmfiles/pub/planning/project-queues/isa/aa1_028_isa.pdf | Document Posted | N/A | https://www.pjm.com/pjmfiles/pub/planning/project-queues/csa/aa1_028_csa.pdf | Document Posted | N/A | N/A |  | 7/11/2014 | N/A | N/A |  |  |  | 12/30/2017 | 12/30/2017 | 12/8/2016 | N | No
AA1-032 | Kingsport Mill | Kingsport Mill | TN | Sullivan | Deactivated | AEP | 50 | 0 | 45 | 0 | Capacity | Generation Interconnection | Biomass |  |  | N/A | https://www.pjm.com/pjmfiles/pub/planning/project-queues/feas_docs/aa1032_fea.pdf | Document Posted | https://www.pjm.com/pjmfiles/pub/planning/project-queues/impact_studies/aa1032_imp.pdf | Document Posted |  | Not Required | https://www.pjm.com/pjmfiles/pub/planning/project-queues/isa/aa1_032_isa.pdf | Document Posted | N/A |  | Not Required | N/A | N/A |  | 7/21/2014 | N/A | N/A |  |  |  | 6/1/2015 | 6/1/2015 | 5/24/2017 | N | No
AA1-033 | Hay Road 230kV |  | DE | New Castle | Withdrawn | DPL | 371 | 80 | 80 |  | Capacity | Generation Interconnection | Natural Gas |  |  | N/A | https://www.pjm.com/pjmfiles/pub/planning/project-queues/feas_docs/aa1033_fea.pdf | Document Posted | https://www.pjm.com/pjmfiles/pub/planning/project-queues/impact_studies/aa1033_imp.pdf | Document Posted |  | Withdrawn | N/A |  | N/A |  |  | N/A | N/A |  | 7/23/2014 | N/A | N/A |  | 10/21/2015 | Customer Initiated Withdrawal | 6/18/2018 |  |  | N | No
AA1-034 | Peach Bottom 500kV | Delta York | PA | York | In Service | PECO | 880 | 120 | 70 | 72.4 | Capacity | Generation Interconnection | Natural Gas |  |  | N/A | https://www.pjm.com/pjmfiles/pub/planning/project-queues/feas_docs/aa1034_fea.pdf | Document Posted | https://www.pjm.com/pjmfiles/pub/planning/project-queues/impact_studies/aa1034_imp.pdf | Document Posted |  | Not Required | https://www.pjm.com/pjmfiles/pub/planning/project-queues/isa/aa1_034_isa.pdf | Document Posted | N/A | https://www.pjm.com/pjmfiles/pub/planning/project-queues/csa/aa1_034_csa.pdf | Document Posted | N/A | N/A |  | 7/24/2014 | N/A | N/A |  |  |  | 12/31/2018 | 12/31/2018 | 12/11/2018 | N | No
AA1-036 | Mountain 230kV |  | PA | Luzerne | Withdrawn | UGI | 180 | 180 | 180 |  | Capacity | Generation Interconnection | Natural Gas |  |  | N/A | https://www.pjm.com/pjmfiles/pub/planning/project-queues/feas_docs/aa1036_fea.pdf | Document Posted | https://www.pjm.com/pjmfiles/pub/planning/project-queues/impact_studies/aa1036_imp.pdf | Document Posted |  |  | N/A |  | N/A |  |  | N/A | N/A |  | 8/11/2014 | N/A | N/A |  | 4/6/2016 | Customer Initiated Withdrawal | 6/1/2017 |  |  | N | No
AA1-037 | Piney Hydro 34.5kV | Piney Station (Piney 1-3) | PA | Clarion | In Service | PENELEC | 33.26 | 5.26 | 5.26 | 5.26 | Capacity | Generation Interconnection | Hydro |  |  | N/A | https://www.pjm.com/pjmfiles/pub/planning/project-queues/feas_docs/aa1037_fea.pdf | Document Posted | https://www.pjm.com/pjmfiles/pub/planning/project-queues/impact_studies/aa1037_imp.pdf | Document Posted |  | Not Required | https://www.pjm.com/pjmfiles/pub/planning/project-queues/isa/aa1_037_isa.pdf | Document Posted | N/A |  | Not Required | N/A | N/A |  | 8/13/2014 | N/A | N/A |  |  |  | 6/1/2015 |  | 6/19/2015 | N | No
AA1-038 | Lexington-Low Moor 230kV | Rocky Forge Wind | VA | Botetourt | Under Construction | Dominion | 78.2 | 78.2 | 10.1 |  | Capacity | Generation Interconnection | Wind |  |  | N/A | https://www.pjm.com/pjmfiles/pub/planning/project-queues/feas_docs/aa1038_fea.pdf | Document Posted | https://www.pjm.com/pjmfiles/pub/planning/project-queues/impact_studies/aa1038_imp.pdf | Document Posted | https://www.pjm.com/pjmfiles/pub/planning/project-queues/facilities/aa1038_fac.pdf | Document Posted | https://www.pjm.com/pjmfiles/pub/planning/project-queues/isa/aa1_038_isa.pdf | Document Posted | N/A | https://www.pjm.com/pjmfiles/pub/planning/project-queues/csa/aa1_038_csa.pdf | Document Posted | N/A | N/A | 6/15/2026 | 8/19/2014 | N/A | N/A | 7/13/2026 |  |  | 12/31/2026 | 12/31/2026 |  | N | No
AA1-040 | Morris | Morris Cogen | IL | Grundy | In Service | ComEd | 140 | 20 | 20 | 20 | Capacity | Generation Interconnection | Natural Gas |  |  | N/A | https://www.pjm.com/pjmfiles/pub/planning/project-queues/feas_docs/aa1040_fea.pdf | Document Posted | https://www.pjm.com/pjmfiles/pub/planning/project-queues/impact_studies/aa1040_imp.pdf | Document Posted |  | Not Required | https://www.pjm.com/pjmfiles/pub/planning/project-queues/isa/aa1_040_isa.pdf | Document Posted | N/A |  | Not Required | N/A | N/A |  | 8/27/2014 | N/A | N/A |  |  |  | 6/1/2015 |  | 1/28/2016 | N | No
AA1-041 | Tioga 34.5kV |  | PA | Tioga | Withdrawn | PENELEC | 19.9 | 19.9 | 19.9 |  | Capacity | Generation Interconnection | Natural Gas |  |  | N/A | https://www.pjm.com/pjmfiles/pub/planning/project-queues/feas_docs/aa1041_fea.pdf | Document Posted |  | Withdrawn |  |  | N/A |  | N/A |  |  | N/A | N/A |  | 8/27/2014 | N/A | N/A |  | 4/2/2015 | Customer Initiated Withdrawal | 6/1/2016 |  |  | N | No
AA1-042 | Ontelaunee |  | PA | Bradford | Withdrawn | ME | 574 | 0 | 52.5 |  | Capacity | Generation Interconnection | Natural Gas |  |  | N/A | https://www.pjm.com/pjmfiles/pub/planning/project-queues/feas_docs/aa1042_fea.pdf | Document Posted | https://www.pjm.com/pjmfiles/pub/planning/project-queues/impact_studies/aa1042_imp.pdf | Document Posted |  | Withdrawn | N/A |  | N/A |  |  | N/A | N/A |  | 8/27/2014 | N/A | N/A |  | 11/18/2015 | Customer Initiated Withdrawal | 11/4/2016 |  |  | N | No
AA1-043 | Ontelaunee 230kV | Ontelaunee Power Generating Plant | PA | Berks | In Service | ME | 591.1 | 34.1 | 19.6 | 34.1 | Capacity | Generation Interconnection | Natural Gas |  |  | N/A | https://www.pjm.com/pjmfiles/pub/planning/project-queues/feas_docs/aa1043_fea.pdf | Document Posted | https://www.pjm.com/pjmfiles/pub/planning/project-queues/impact_studies/aa1043_imp.pdf | Document Posted |  | Not Required | https://www.pjm.com/pjmfiles/pub/planning/project-queues/gia/aa1_043_gia.pdf | Document Posted | N/A | https://www.pjm.com/pjmfiles/pub/planning/project-queues/csa/aa1_043_csa.pdf | Document Posted | N/A | N/A |  | 8/27/2014 | N/A | N/A |  |  |  | 9/30/2017 | 9/30/2017 | 9/30/2017 | N | No
AA1-044 | Shenango-Hoytdale 345kV | Hickory Run Energy Station | PA | Lawrence | In Service | ATSI | 1000 | 1000 | 870 | 1000 | Capacity | Generation Interconnection | Natural Gas |  |  | N/A | https://www.pjm.com/pjmfiles/pub/planning/project-queues/feas_docs/aa1044_fea.pdf | Document Posted | https://www.pjm.com/pjmfiles/pub/planning/project-queues/impact_studies/aa1044_imp.pdf | Document Posted | https://www.pjm.com/pjmfiles/pub/planning/project-queues/facilities/aa1044_fac.pdf | Document Posted | https://www.pjm.com/pjmfiles/pub/planning/project-queues/isa/aa1_044_isa.pdf | Document Posted | N/A | https://www.pjm.com/pjmfiles/pub/planning/project-queues/csa/aa1_044_csa.pdf | Document Posted | N/A | N/A | 4/22/2019 | 8/27/2014 | N/A | N/A | 11/15/2019 |  |  | 3/30/2020 | 3/30/2020 | 10/31/2019 | N | No
AA1-045 | McConnellsburg-Guilford 138kV |  | PA | Venango | Withdrawn | APS | 308 | 308 | 308 |  | Capacity | Generation Interconnection | Natural Gas |  |  | N/A | https://www.pjm.com/pjmfiles/pub/planning/project-queues/feas_docs/aa1045_fea.pdf | Document Posted | https://www.pjm.com/pjmfiles/pub/planning/project-queues/impact_studies/aa1045_imp.pdf | Document Posted |  | Withdrawn | N/A |  | N/A |  |  | N/A | N/A |  | 8/29/2014 | N/A | N/A |  | 11/3/2015 | Customer Milestone Not Met | 12/18/2015 |  |  | N | No
AA1-046 | Somerset-Allegheny 115kV | Kimberly Run Wind Farm | PA | Somerset | Withdrawn | PENELEC | 80 | 80 | 10.4 |  | Capacity | Generation Interconnection | Wind |  |  | N/A | https://www.pjm.com/pjmfiles/pub/planning/project-queues/feas_docs/aa1046_fea.pdf | Document Posted | https://www.pjm.com/pjmfiles/pub/planning/project-queues/impact_studies/aa1046_imp.pdf | Document Posted | https://www.pjm.com/pjmfiles/pub/planning/project-queues/facilities/aa1046_fac.pdf | Document Posted | https://www.pjm.com/pjmfiles/pub/planning/project-queues/isa/aa1_046_isa.pdf | Document Posted | N/A | https://www.pjm.com/pjmfiles/pub/planning/project-queues/csa/aa1_046_csa.pdf | Document Posted | N/A | N/A |  | 8/29/2014 | N/A | N/A |  | 6/21/2018 |  | 12/29/2018 | 12/29/2018 |  | N | No
AA1-047 | Hazelton-Jennings 138kV | Garrett County Wind Facility | MD | Garrett | Withdrawn | APS | 69.1 | 69.1 | 9.1 |  | Capacity | Generation Interconnection | Wind |  |  | N/A | https://www.pjm.com/pjmfiles/pub/planning/project-queues/feas_docs/aa1047_fea.pdf | Document Posted | https://www.pjm.com/pjmfiles/pub/planning/project-queues/impact_studies/aa1047_imp.pdf | Document Posted | https://www.pjm.com/pjmfiles/pub/planning/project-queues/facilities/aa1047_fac.pdf | Document Posted | https://www.pjm.com/pjmfiles/pub/planning/project-queues/isa/aa1_047_isa.pdf | Document Posted | N/A | https://www.pjm.com/pjmfiles/pub/planning/project-queues/csa/aa1_047_csa.pdf | Document Posted | N/A | N/A |  | 8/29/2014 | N/A | N/A |  | 1/12/2020 |  | 12/1/2018 | 12/1/2018 |  | N | No
AA1-048 | Kendall |  | IL | Grundy | Withdrawn | ComEd | 800 | 800 | 780 |  | Capacity | Generation Interconnection | Natural Gas |  |  | N/A | https://www.pjm.com/pjmfiles/pub/planning/project-queues/feas_docs/aa1048_fea.pdf | Document Posted |  | Withdrawn |  |  | N/A |  | N/A |  |  | N/A | N/A |  | 8/29/2014 | N/A | N/A |  | 4/13/2015 | Customer Milestone Not Met | 12/1/2018 |  |  | N | No
AA1-049 | Shawboro-Sligo 230kV | Shawboro East Ridge Solar Park | NC | Currituck | Withdrawn | Dominion | 20 | 20 | 14 |  | Capacity | Generation Interconnection | Solar |  |  | N/A | https://www.pjm.com/pjmfiles/pub/planning/project-queues/feas_docs/aa1049_fea.pdf | Document Posted | https://www.pjm.com/pjmfiles/pub/planning/project-queues/impact_studies/aa1049_imp.pdf | Document Posted | https://www.pjm.com/pjmfiles/pub/planning/project-queues/facilities/aa1049_fac.pdf | Document Posted | https://www.pjm.com/pjmfiles/pub/planning/project-queues/isa/aa1_049_isa.pdf | Document Posted | N/A | https://www.pjm.com/pjmfiles/pub/planning/project-queues/csa/aa1_049_csa.pdf | Document Posted | N/A | N/A |  | 8/30/2014 | N/A | N/A |  | 6/5/2017 | Customer Milestone Not Met | 11/30/2019 | 11/30/2019 |  | N | No
AA1-050 | Tarboro-Everetts 230kV | Conetoe II Solar Park | NC | Edgecombe | In Service | Dominion | 80 | 0 | 25.6 | 0 | Capacity | Generation Interconnection | Solar |  |  | N/A | https://www.pjm.com/pjmfiles/pub/planning/project-queues/feas_docs/aa1050_fea.pdf | Document Posted | https://www.pjm.com/pjmfiles/pub/planning/project-queues/impact_studies/aa1050_imp.pdf | Document Posted | https://www.pjm.com/pjmfiles/pub/planning/project-queues/facilities/aa1050_fac.pdf | Document Posted | https://www.pjm.com/pjmfiles/pub/planning/project-queues/isa/aa1_050_isa.pdf | Document Posted | N/A | https://www.pjm.com/pjmfiles/pub/planning/project-queues/csa/aa1_050_csa.pdf | Document Posted | N/A | N/A |  | 8/30/2014 | N/A | N/A |  |  |  | 11/30/2015 | 11/30/2015 | 12/21/2015 | N | No
AA1-056 | Bay Shore-Fostoria 345kV & Bay Shore-Monroe 345kV | Oregon Energy Center | OH | Lucas | In Service | ATSI | 960 | 161 | 46 | 8.8571 | Capacity | Generation Interconnection | Natural Gas |  |  | N/A | https://www.pjm.com/pjmfiles/pub/planning/project-queues/feas_docs/aa1056_fea.pdf | Document Posted | https://www.pjm.com/pjmfiles/pub/planning/project-queues/impact_studies/aa1056_imp.pdf | Document Posted |  | Not Required | https://www.pjm.com/pjmfiles/pub/planning/project-queues/isa/aa1_056_isa.pdf | Document Posted | N/A |  |  | N/A | N/A | 3/15/2016 | 9/10/2014 | N/A | N/A | 6/22/2017 |  |  | 5/15/2017 | 5/15/2017 | 6/23/2017 | N | No
AA1-057 | Sunbury-Milton 69kV | Northumberland Wood Fired Power Plant | PA | Northumberland | Withdrawn | PPL | 16 | 16 | 16 |  | Capacity | Generation Interconnection | Wood |  |  | N/A | https://www.pjm.com/pjmfiles/pub/planning/project-queues/feas_docs/aa1057_fea.pdf | Document Posted | https://www.pjm.com/pjmfiles/pub/planning/project-queues/impact_studies/aa1057_imp.pdf | Document Posted |  | Not Required | https://www.pjm.com/pjmfiles/pub/planning/project-queues/isa/aa1_057_isa.pdf | Document Posted | N/A | https://www.pjm.com/pjmfiles/pub/planning/project-queues/csa/aa1_057_csa.pdf | Document Posted | N/A | N/A |  | 9/10/2014 | N/A | N/A |  | 9/30/2019 |  | 9/30/2019 | 9/30/2019 |  | N | No
AA1-059 | Crisfield 25kV | Ibis | MD | Somerset | Withdrawn | DPL | 6 | 6 | 4.3 |  | Capacity | Generation Interconnection | Solar |  |  | N/A | https://www.pjm.com/pjmfiles/pub/planning/project-queues/feas_docs/aa1059_fea.pdf | Document Posted | https://www.pjm.com/pjmfiles/pub/planning/project-queues/impact_studies/aa1059_imp.pdf | Document Posted | https://www.pjm.com/pjmfiles/pub/planning/project-queues/facilities/aa1059_fac.pdf | Document Posted | N/A | Wholesale Market Participation Agreement | https://www.pjm.com/pjmfiles/pub/planning/project-queues/wmpa/aa1059_wmpa.pdf |  | Not Required | N/A | N/A |  | 9/16/2014 | N/A | N/A |  | 5/23/2018 |  | 6/30/2020 | 6/30/2020 |  | N | No
AA1-060 | Great Adventure 34.5kV | Plumsted Energy Storage Facility | NJ | Monmouth | In Service | JCPL | 20 | 20 | 0 | 20 | Energy | Generation Interconnection | Storage |  |  | N/A | https://www.pjm.com/pjmfiles/pub/planning/project-queues/feas_docs/aa1060_fea.pdf | Document Posted | https://www.pjm.com/pjmfiles/pub/planning/project-queues/impact_studies/aa1060_imp.pdf | Document Posted |  | Not Required | https://www.pjm.com/pjmfiles/pub/planning/project-queues/isa/aa1_060_isa.pdf | Document Posted | N/A | https://www.pjm.com/pjmfiles/pub/planning/project-queues/csa/aa1_060_csa.pdf | Document Posted | N/A | N/A |  | 9/22/2014 | N/A | N/A |  |  |  | 10/31/2018 | 10/31/2018 | 12/11/2018 | N | Yes
AA1-061 | Jacktown-East New Market 69kV |  | MD | Dorchester | Withdrawn | DPL | 20 | 20 | 13.4 |  | Capacity | Generation Interconnection | Solar |  |  | N/A | https://www.pjm.com/pjmfiles/pub/planning/project-queues/feas_docs/aa1061_fea.pdf | Document Posted | https://www.pjm.com/pjmfiles/pub/planning/project-queues/impact_studies/aa1061_imp.pdf | Document Posted |  | Withdrawn | N/A |  | N/A |  |  | N/A | N/A |  | 9/23/2014 | N/A | N/A |  | 4/24/2018 |  | 12/31/2016 |  |  | N | No
AA1-062 | Williams 138kV | Mt. Storm Wind Force | WV | Grant | Withdrawn | APS | 150 | 150 | 22.1 |  | Capacity | Generation Interconnection | Wind |  |  | N/A | https://www.pjm.com/pjmfiles/pub/planning/project-queues/feas_docs/aa1062_fea.pdf | Document Posted | https://www.pjm.com/pjmfiles/pub/planning/project-queues/impact_studies/aa1062_imp.pdf | Document Posted | https://www.pjm.com/pjmfiles/pub/planning/project-queues/facilities/aa1062_fac.pdf | Document Posted | https://www.pjm.com/pjmfiles/pub/planning/project-queues/isa/aa1_062_isa.pdf | Document Posted | N/A | https://www.pjm.com/pjmfiles/pub/planning/project-queues/csa/aa1_062_csa.pdf | Document Posted | N/A | N/A |  | 9/26/2014 | N/A | N/A |  | 9/25/2020 |  | 12/31/2018 | 12/31/2018 |  | N | No
AA1-063 | Huntsville (Cabin Creek) 69kV |  | IN | Randolph | Withdrawn | AEP | 3.6 | 3.6 | 3.6 |  | Capacity | Generation Interconnection | Methane |  |  | N/A | https://www.pjm.com/pjmfiles/pub/planning/project-queues/feas_docs/aa1063_fea.pdf | Document Posted | https://www.pjm.com/pjmfiles/pub/planning/project-queues/impact_studies/aa1063_imp.pdf | Document Posted |  | Not Required |  | Withdrawn | N/A |  | Withdrawn | N/A | N/A |  | 9/26/2014 | N/A | N/A |  | 4/6/2016 | Customer Initiated Withdrawal | 3/31/2016 |  |  | N | No
AA1-063A | Carolina–Seaboard 115kV | Spuds Lane Solar Park | NC | Northhampton | In Service | Dominion | 74.9 | 74.9 | 50.9 | 74.9 | Capacity | Generation Interconnection | Solar |  |  | N/A | https://www.pjm.com/pjmfiles/pub/planning/project-queues/feas_docs/aa1063a_fea.pdf | Document Posted | https://www.pjm.com/pjmfiles/pub/planning/project-queues/impact_studies/aa1063a_imp.pdf | Document Posted | https://www.pjm.com/pjmfiles/pub/planning/project-queues/facilities/aa1063a_fac.pdf | Document Posted | https://www.pjm.com/pjmfiles/pub/planning/project-queues/isa/aa1_063a_isa.pdf | Document Posted | N/A | https://www.pjm.com/pjmfiles/pub/planning/project-queues/csa/aa1_063a_csa.pdf | Document Posted | N/A | N/A |  | 9/29/2014 | N/A | N/A |  |  |  | 8/17/2018 | 8/17/2018 | 11/8/2018 | N | No
AA1-064 | Carson-Wake 500kV |  | NC | Northhampton | Withdrawn | Dominion | 80 | 80 | 56 |  | Capacity | Generation Interconnection | Solar |  |  | N/A | https://www.pjm.com/pjmfiles/pub/planning/project-queues/feas_docs/aa1064_fea.pdf | Document Posted | https://www.pjm.com/pjmfiles/pub/planning/project-queues/impact_studies/aa1064_imp.pdf | Document Posted | https://www.pjm.com/pjmfiles/pub/planning/project-queues/facilities/aa1064_fac.pdf | Document Posted |  | Withdrawn | N/A |  | Withdrawn | N/A | N/A |  | 9/30/2014 | N/A | N/A |  | 2/1/2017 | Customer Initiated Withdrawal | 12/31/2015 |  |  | N | No
AA1-065 | Earleys 230kV | Aulander Holloman Solar Park | NC | Hertford | In Service | Dominion | 80 | 80 | 53.6 | 80 | Capacity | Generation Interconnection | Solar |  |  | N/A | https://www.pjm.com/pjmfiles/pub/planning/project-queues/feas_docs/aa1065_fea.pdf | Document Posted | https://www.pjm.com/pjmfiles/pub/planning/project-queues/impact_studies/aa1065_imp.pdf | Document Posted |  | Not Required | https://www.pjm.com/pjmfiles/pub/planning/project-queues/isa/aa1_065_isa.pdf | Document Posted | N/A | https://www.pjm.com/pjmfiles/pub/planning/project-queues/csa/aa1_065_csa.pdf | Document Posted | N/A | N/A |  | 9/30/2014 | N/A | N/A | 1/9/2019 |  |  | 12/31/2018 | 12/31/2018 | 1/9/2019 | N | No
AA1-066 | Susquehanna-Lackawanna 500kV | Freedom Generation Plant | PA | Luzerne | In Service | PPL | 1050 | 0 | 80 |  | Capacity | Generation Interconnection | Natural Gas |  |  | N/A | https://www.pjm.com/pjmfiles/pub/planning/project-queues/feas_docs/aa1066_fea.pdf | Document Posted | https://www.pjm.com/pjmfiles/pub/planning/project-queues/impact_studies/aa1066_imp.pdf | Document Posted |  | Not Required | https://www.pjm.com/pjmfiles/pub/planning/project-queues/isa/aa1_066_isa.pdf | Document Posted | N/A | https://www.pjm.com/pjmfiles/pub/planning/project-queues/csa/aa1_066_csa.pdf | Document Posted | N/A | N/A |  | 9/30/2014 | N/A | N/A |  |  |  | 12/31/2018 | 12/31/2018 | 8/31/2018 | N | No
AA1-067 | Everetts 34.5kV | Williamston Speight Solar | NC | Martin | In Service | Dominion | 15 | 15 | 10.5 | 15 | Capacity | Generation Interconnection | Solar |  |  | N/A | https://www.pjm.com/pjmfiles/pub/planning/project-queues/feas_docs/aa1067_fea.pdf | Document Posted | https://www.pjm.com/pjmfiles/pub/planning/project-queues/impact_studies/aa1067_imp.pdf | Document Posted | https://www.pjm.com/pjmfiles/pub/planning/project-queues/facilities/aa1067_fac.pdf | Document Posted | https://www.pjm.com/pjmfiles/pub/planning/project-queues/isa/aa1_067_isa.pdf | Document Posted | N/A | https://www.pjm.com/pjmfiles/pub/planning/project-queues/csa/aa1_067_csa.pdf | Document Posted | N/A | N/A |  | 9/30/2014 | N/A | N/A |  |  |  | 12/31/2016 | 12/31/2016 | 1/24/2017 | N | No
AA1-068 | Wilson 34.5kV |  | MD | Washington | Withdrawn | Unknown | 3.5 | 3.5 | 2.33 |  | Capacity | Generation Interconnection | Solar |  |  | N/A | https://www.pjm.com/pjmfiles/pub/planning/project-queues/feas_docs/aa1068_fea.pdf | Document Posted |  | Not Required |  | Not Required |  | Withdrawn | N/A |  | Not Required | N/A | N/A |  | 10/1/2014 | N/A | N/A |  | 6/17/2015 | Customer Initiated Withdrawal | 5/1/2016 |  |  | N | Yes
AA1-070 | Hatfield 500kV | Hatfield Ferry, Units 1, 2, and 3 | PA | Greene | Withdrawn | APS | 1710 | 1710 | 1590 |  | Capacity | Generation Interconnection | Coal |  |  | N/A | https://www.pjm.com/pjmfiles/pub/planning/project-queues/feas_docs/aa1070_fea.pdf | Document Posted | https://www.pjm.com/pjmfiles/pub/planning/project-queues/impact_studies/aa1070_imp.pdf | Document Posted |  | Not Required | https://www.pjm.com/pjmfiles/pub/planning/project-queues/isa/aa1_070_isa.pdf | Document Posted | N/A | https://www.pjm.com/pjmfiles/pub/planning/project-queues/csa/aa1_070_csa.pdf | Document Posted | N/A | N/A |  | 10/6/2014 | N/A | N/A |  | 11/23/2016 | Customer Initiated Withdrawal | 6/1/2019 | 6/1/2019 |  | N | No
AA1-072 | Kelford 34.5kV | Kelford Solar Park | NC | Bertie | In Service | Dominion | 23.1 | 3.1 | 2.1 | 3.1 | Capacity | Generation Interconnection | Solar |  |  | N/A | https://www.pjm.com/pjmfiles/pub/planning/project-queues/feas_docs/aa1072_fea.pdf | Document Posted | https://www.pjm.com/pjmfiles/pub/planning/project-queues/impact_studies/aa1072_imp.pdf | Document Posted |  | Not Required | https://www.pjm.com/pjmfiles/pub/planning/project-queues/isa/aa1_072_isa.pdf | Document Posted | N/A |  |  | N/A | N/A |  | 10/13/2014 | N/A | N/A |  |  |  | 12/31/2015 | 12/31/2015 | 12/31/2015 | N | No
AA1-073 | Metuchen 26kV | Middlesex Plant | NJ | Middlesex | Withdrawn | PSEG | 5.6 | 5.6 | 3.9 |  | Capacity | Generation Interconnection | Natural Gas |  |  | N/A | https://www.pjm.com/pjmfiles/pub/planning/project-queues/feas_docs/aa1073_fea.pdf | Document Posted | https://www.pjm.com/pjmfiles/pub/planning/project-queues/impact_studies/aa1073_imp.pdf | Document Posted |  | Not Required | N/A | Wholesale Market Participation Agreement | https://www.pjm.com/pjmfiles/pub/planning/project-queues/wmpa/aa1073_wmpa.pdf |  | Not Required | N/A | N/A |  | 10/14/2014 | N/A | N/A |  | 4/27/2017 | Customer Initiated Withdrawal | 12/16/2016 | 12/16/2016 |  | N | Yes
AA1-075 | Huron 23kV |  | NJ | Atlantic | Withdrawn | AEC | 7.5 | 7.5 | 7.5 |  | Capacity | Generation Interconnection | Natural Gas |  |  | N/A | https://www.pjm.com/pjmfiles/pub/planning/project-queues/feas_docs/aa1075_fea.pdf | Document Posted | https://www.pjm.com/pjmfiles/pub/planning/project-queues/impact_studies/aa1075_imp.pdf | Document Posted |  | Withdrawn | N/A |  | N/A |  |  | N/A | N/A |  | 10/21/2014 | N/A | N/A |  | 5/29/2015 | Customer Initiated Withdrawal | 11/1/2015 |  |  | N | Yes
AA1-076 | Hunterstown-Conemaugh 500kV | CPV Fairview Energy Center | PA | Cambria | In Service | PENELEC | 1050 | 1050 | 1000 | 1050 | Capacity | Generation Interconnection | Natural Gas |  |  | N/A | https://www.pjm.com/pjmfiles/pub/planning/project-queues/feas_docs/aa1076_fea.pdf | Document Posted | https://www.pjm.com/pjmfiles/pub/planning/project-queues/impact_studies/aa1076_imp.pdf | Document Posted | https://www.pjm.com/pjmfiles/pub/planning/project-queues/facilities/aa1076_fac.pdf | Document Posted | https://www.pjm.com/pjmfiles/pub/planning/project-queues/isa/aa1_076_isa.pdf | Document Posted | N/A | https://www.pjm.com/pjmfiles/pub/planning/project-queues/csa/aa1_076_csa.pdf | Document Posted | N/A | N/A |  | 10/22/2014 | N/A | N/A | 9/13/2019 |  |  | 3/1/2021 | 3/1/2021 | 9/22/2019 | N | No
AA1-077 | Lackawanna 230kV | Lackawanna Thermal Generating Station | PA | Lackawanna | In Service | PPL | 1483 | 113 | 34 | 113 | Capacity | Generation Interconnection | Natural Gas |  |  | N/A | https://www.pjm.com/pjmfiles/pub/planning/project-queues/feas_docs/aa1077_fea.pdf | Document Posted | https://www.pjm.com/pjmfiles/pub/planning/project-queues/impact_studies/aa1077_imp.pdf | Document Posted | https://www.pjm.com/pjmfiles/pub/planning/project-queues/facilities/aa1077_fac.pdf | Document Posted | https://www.pjm.com/pjmfiles/pub/planning/project-queues/isa/aa1_077_isa.pdf | Document Posted | N/A | https://www.pjm.com/pjmfiles/pub/planning/project-queues/csa/aa1_077_csa.pdf | Document Posted | N/A | N/A |  | 10/23/2014 | N/A | N/A |  |  |  | 4/1/2019 | 4/1/2019 | 1/21/2019 | N | No
AA1-078 | University Park North | University Park North Energy Center | IL | Will | In Service | ComEd | 560 | 20 | 20 | 20 | Capacity | Generation Interconnection | Natural Gas |  |  | N/A | https://www.pjm.com/pjmfiles/pub/planning/project-queues/feas_docs/aa1078_fea.pdf | Document Posted | https://www.pjm.com/pjmfiles/pub/planning/project-queues/impact_studies/aa1078_imp.pdf | Document Posted |  |  | https://www.pjm.com/pjmfiles/pub/planning/project-queues/isa/aa1_078_isa.pdf | Document Posted | N/A |  | Not Required | N/A | N/A |  | 10/23/2014 | N/A | N/A |  |  |  | 10/14/2015 |  | 6/1/2016 | N | No
AA1-079 | Emilie 230kV | Ford Mill | PA | Bucks | In Service | PECO | 1342 | 74 | 74 | 74 | Capacity | Generation Interconnection | Natural Gas |  |  | N/A | https://www.pjm.com/pjmfiles/pub/planning/project-queues/feas_docs/aa1079_fea.pdf | Document Posted | https://www.pjm.com/pjmfiles/pub/planning/project-queues/impact_studies/aa1079_imp.pdf | Document Posted | https://www.pjm.com/pjmfiles/pub/planning/project-queues/facilities/aa1079_fac.pdf | Document Posted | https://www.pjm.com/pjmfiles/pub/planning/project-queues/isa/aa1_079_isa.pdf | Document Posted | N/A |  | Not Required | N/A | N/A |  | 10/24/2014 | N/A | N/A |  |  |  | 6/1/2015 |  | 9/13/2016 | N | No
AA1-080 | Wilson 34.5kV |  | MD | Washington | Withdrawn | APS | 3.5 | 3.5 | 2.3 |  | Capacity | Generation Interconnection | Solar |  |  | N/A | https://www.pjm.com/pjmfiles/pub/planning/project-queues/feas_docs/aa1080_fea.pdf | Document Posted |  | Not Required |  | Not Required | N/A | Wholesale Market Participation Agreement | https://www.pjm.com/pjmfiles/pub/planning/project-queues/wmpa/aa1080_wmpa.pdf |  | Not Required | N/A | N/A |  | 10/24/2014 | N/A | N/A |  | 3/3/2019 |  | 10/31/2016 | 10/31/2016 |  | N | Yes
AA1-081 | Cooksville 13kV |  | MD | Howard | Withdrawn | BGE | 3 | 3 | 2 |  | Capacity | Generation Interconnection | Solar |  |  | N/A | https://www.pjm.com/pjmfiles/pub/planning/project-queues/feas_docs/aa1081_fea.pdf | Document Posted | https://www.pjm.com/pjmfiles/pub/planning/project-queues/impact_studies/aa1081_imp.pdf | Document Posted |  | Not Required |  | Withdrawn | N/A |  | Not Required | N/A | N/A |  | 10/24/2014 | N/A | N/A |  | 5/1/2015 | Customer Milestone Not Met | 5/1/2016 |  |  | N | Yes
AA1-082 | E. Towanda 230kV | Liberty/Asylum Township Plant | PA | Bradford | In Service | PENELEC | 907.5 | 57.5 | 0 | 57.5 | Energy | Generation Interconnection | Natural Gas |  |  | N/A | https://www.pjm.com/pjmfiles/pub/planning/project-queues/feas_docs/aa1082_fea.pdf | Document Posted | https://www.pjm.com/pjmfiles/pub/planning/project-queues/impact_studies/aa1082_imp.pdf | Document Posted |  | Not Required | https://www.pjm.com/pjmfiles/pub/planning/project-queues/isa/aa1_082_isa.pdf | Document Posted | N/A |  | Not Required | N/A | N/A |  | 10/24/2014 | N/A | N/A |  |  |  | 1/29/2016 | 1/29/2016 | 8/25/2016 | N | No
AA1-083 | Four Rivers 230kV | Doswell Facility | VA | Hanover | In Service | Dominion | 746 | 20 | 20 | 20 | Capacity | Generation Interconnection | Natural Gas |  |  | N/A | https://www.pjm.com/pjmfiles/pub/planning/project-queues/feas_docs/aa1083_fea.pdf | Document Posted | https://www.pjm.com/pjmfiles/pub/planning/project-queues/impact_studies/aa1083_imp.pdf | Document Posted |  | Not Required | https://www.pjm.com/pjmfiles/pub/planning/project-queues/isa/aa1_083_isa.pdf | Document Posted | N/A |  | Not Required | N/A | N/A |  | 10/27/2014 | N/A | N/A |  |  |  | 6/1/2017 | 6/1/2017 | 8/31/2015 | N | No
AA1-084 | Reybold 138kV | PBF Delaware City Refinery Units G3, G6 & G7 | DE | New Castle | In Service | DPL | 252 | 0 | 10 | 0 | Capacity | Generation Interconnection | Natural Gas |  |  | N/A | https://www.pjm.com/pjmfiles/pub/planning/project-queues/feas_docs/aa1084_fea.pdf | Document Posted | https://www.pjm.com/pjmfiles/pub/planning/project-queues/impact_studies/aa1084_imp.pdf | Document Posted |  | Not Required | https://www.pjm.com/pjmfiles/pub/planning/project-queues/isa/aa1_084_isa.pdf | Document Posted | N/A |  | Not Required | N/A | N/A |  | 10/27/2014 | N/A | N/A |  |  |  | 6/1/2018 | 6/1/2018 | 6/19/2015 | N | No
AA1-085 | Moshannon-Milesburg 230kV | Centre County Wind Facility | PA | Centre | Withdrawn | APS | 82 | 82 | 10.66 |  | Capacity | Generation Interconnection | Wind |  |  | N/A | https://www.pjm.com/pjmfiles/pub/planning/project-queues/feas_docs/aa1085_fea.pdf | Document Posted | https://www.pjm.com/pjmfiles/pub/planning/project-queues/impact_studies/aa1085_imp.pdf | Document Posted | https://www.pjm.com/pjmfiles/pub/planning/project-queues/facilities/aa1085_fac.pdf | Document Posted | https://www.pjm.com/pjmfiles/pub/planning/project-queues/isa/aa1_085_isa.pdf | Document Posted | N/A | https://www.pjm.com/pjmfiles/pub/planning/project-queues/csa/aa1_085_csa.pdf | Document Posted | N/A | N/A |  | 10/29/2014 | N/A | N/A |  | 12/11/2018 |  | 6/1/2019 | 6/1/2019 |  | N | No
AA1-086 | Blue Mound-Latham |  | IL | Macon | Withdrawn | ComEd | 200 | 200 | 26 |  | Capacity | Generation Interconnection | Wind |  |  | N/A | https://www.pjm.com/pjmfiles/pub/planning/project-queues/feas_docs/aa1086_fea.pdf | Document Posted | https://www.pjm.com/pjmfiles/pub/planning/project-queues/impact_studies/aa1086_imp.pdf | Document Posted |  |  | N/A |  | N/A |  |  | N/A | N/A |  | 10/29/2014 | N/A | N/A |  | 2/23/2016 | Customer Milestone Not Met | 10/1/2017 |  |  | N | No
AA1-091 | Dover 12kV |  | DE | Kent | Withdrawn | DPL | 2 | 2 | 0 |  | Energy | Generation Interconnection | Storage |  |  | N/A | https://www.pjm.com/pjmfiles/pub/planning/project-queues/feas_docs/aa1091_fea.pdf | Document Posted | https://www.pjm.com/pjmfiles/pub/planning/project-queues/impact_studies/aa1091_imp.pdf | Document Posted |  | Not Required |  | Withdrawn | N/A |  | Not Required | N/A | N/A |  | 10/29/2014 | N/A | N/A |  | 3/6/2015 | Customer Initiated Withdrawal | 11/1/2015 |  |  | Y | Yes
AA1-092 | Halfway 34.5kV | Perennial Solar Project | MD | Washington | Withdrawn | APS | 12 | 12 | 8 |  | Capacity | Generation Interconnection | Solar |  |  | N/A | https://www.pjm.com/pjmfiles/pub/planning/project-queues/feas_docs/aa1092_fea.pdf | Document Posted | https://www.pjm.com/pjmfiles/pub/planning/project-queues/impact_studies/aa1092_imp.pdf | Document Posted |  | Not Required | https://www.pjm.com/pjmfiles/pub/planning/project-queues/isa/aa1_092_isa.pdf | Document Posted | N/A | https://www.pjm.com/pjmfiles/pub/planning/project-queues/csa/aa1_092_csa.pdf | Document Posted | N/A | N/A |  | 10/31/2014 | N/A | N/A | 10/1/2024 | 5/20/2024 |  | 12/31/2024 | 12/31/2024 |  | N | Yes
AA1-093 | Clear Spring 12.5kV |  | MD | Washington | Withdrawn | APS | 3.5 | 3.5 | 2.3 |  | Capacity | Generation Interconnection | Solar |  |  | N/A | https://www.pjm.com/pjmfiles/pub/planning/project-queues/feas_docs/aa1093_fea.pdf | Document Posted |  | Not Required |  | Not Required | N/A | Wholesale Market Participation Agreement | https://www.pjm.com/pjmfiles/pub/planning/project-queues/wmpa/aa1093_wmpa.pdf |  | Not Required | N/A | N/A |  | 10/30/2014 | N/A | N/A |  | 10/18/2019 |  | 10/31/2016 | 10/31/2016 |  | N | Yes
AA1-094 | Worcester 25kV |  | MD | Worcester | Withdrawn | DPL | 6 | 6 | 4 |  | Capacity | Generation Interconnection | Solar |  |  | N/A | https://www.pjm.com/pjmfiles/pub/planning/project-queues/feas_docs/aa1094_fea.pdf | Document Posted |  | Withdrawn |  |  | N/A |  | N/A |  |  | N/A | N/A |  | 10/30/2014 | N/A | N/A |  | 3/19/2015 | Customer Milestone Not Met | 5/1/2016 |  |  | N | Yes
AA1-095 | Halfway-Marlowe 34.5kV | Pinesburg Solar Project | MD | Washington | In Service | APS | 4.25 | 4.25 | 2.9 | 4.25 | Capacity | Generation Interconnection | Solar |  |  | N/A | https://www.pjm.com/pjmfiles/pub/planning/project-queues/feas_docs/aa1095_fea.pdf | Document Posted | https://www.pjm.com/pjmfiles/pub/planning/project-queues/impact_studies/aa1095_imp.pdf | Document Posted |  | Not Required | https://www.pjm.com/pjmfiles/pub/planning/project-queues/isa/aa1_095_isa.pdf | Document Posted | N/A | https://www.pjm.com/pjmfiles/pub/planning/project-queues/csa/aa1_095_csa.pdf | Document Posted | N/A | N/A |  | 10/30/2014 | N/A | N/A | 4/24/2020 |  |  | 1/16/2020 | 1/16/2020 | 5/27/2020 | N | Yes
AA1-096 | Wilson 12.5kV |  | MD | Washington | Withdrawn | APS | 3.5 | 3.5 | 2.3 |  | Capacity | Generation Interconnection | Solar |  |  | N/A | https://www.pjm.com/pjmfiles/pub/planning/project-queues/feas_docs/aa1096_fea.pdf | Document Posted |  | Not Required |  | Not Required | N/A | Wholesale Market Participation Agreement | https://www.pjm.com/pjmfiles/pub/planning/project-queues/wmpa/aa1096_wmpa.pdf |  | Not Required | N/A | N/A |  | 10/30/2014 | N/A | N/A |  | 3/7/2019 |  | 10/31/2016 | 10/31/2016 |  | N | Yes
AA1-097 | Oyster Creek 230kV |  | NJ | Ocean | Withdrawn | JCPL | 186 | 100 | 100 |  | Capacity | Generation Interconnection | Natural Gas |  |  | N/A | https://www.pjm.com/pjmfiles/pub/planning/project-queues/feas_docs/aa1097_fea.pdf | Document Posted |  | Withdrawn |  |  | N/A |  | N/A |  |  | N/A | N/A |  | 10/30/2014 | N/A | N/A |  | 4/14/2015 | Customer Milestone Not Met | 6/1/2018 |  |  | N | No
AA1-098 | Raritan River-Red Oak 230kV |  | NJ | Middlesex | Withdrawn | JCPL | 560 | 560 | 560 |  | Capacity | Generation Interconnection | Natural Gas |  |  | N/A | https://www.pjm.com/pjmfiles/pub/planning/project-queues/feas_docs/aa1098_fea.pdf | Document Posted | https://www.pjm.com/pjmfiles/pub/planning/project-queues/impact_studies/aa1098_imp.pdf | Document Posted |  | Withdrawn | N/A |  | N/A |  |  | N/A | N/A |  | 10/30/2014 | N/A | N/A |  | 11/2/2016 | Customer Initiated Withdrawal | 5/30/2018 |  |  | N | No
AA1-099 | Clinton Co. 34.5kV | Clinton County Energy Storage Project | OH | Clinton | In Service | DEOK | 10 | 4 | 0 | 4 | Energy | Generation Interconnection | Storage |  |  | N/A | https://www.pjm.com/pjmfiles/pub/planning/project-queues/feas_docs/aa1099_fea.pdf | Document Posted | https://www.pjm.com/pjmfiles/pub/planning/project-queues/impact_studies/aa1099_imp.pdf | Document Posted |  | Not Required | https://www.pjm.com/pjmfiles/pub/planning/project-queues/isa/aa1_099_isa.pdf | Document Posted | N/A |  | Not Required | N/A | N/A |  | 10/30/2014 | N/A | N/A |  |  |  | 10/31/2016 | 10/31/2016 | 8/29/2016 | N | No
AA1-100 | Warrior Run 138kV | AES Warrior Run Energy Storage | PA | Allegheny | Deactivated | APS | 11 | 11 | 0 | 11 | Energy | Generation Interconnection | Storage |  |  | N/A | https://www.pjm.com/pjmfiles/pub/planning/project-queues/feas_docs/aa1100_fea.pdf | Document Posted | https://www.pjm.com/pjmfiles/pub/planning/project-queues/impact_studies/aa1100_imp.pdf | Document Posted |  | Not Required | https://www.pjm.com/pjmfiles/pub/planning/project-queues/isa/aa1_100_isa.pdf | Document Posted | N/A | https://www.pjm.com/pjmfiles/pub/planning/project-queues/csa/aa1_100_csa.pdf | Document Posted | N/A | N/A |  | 10/30/2014 | N/A | N/A |  |  |  | 10/31/2015 | 10/31/2015 | 10/15/2015 | N | No
AA1-101 | Tait 69kV |  | OH | Montgomery | Withdrawn | Dayton | 20 | 20 | 0 |  | Energy | Generation Interconnection | Storage |  |  | N/A | https://www.pjm.com/pjmfiles/pub/planning/project-queues/feas_docs/aa1101_fea.pdf | Document Posted | https://www.pjm.com/pjmfiles/pub/planning/project-queues/impact_studies/aa1101_imp.pdf | Document Posted |  | Not Required | https://www.pjm.com/pjmfiles/pub/planning/project-queues/isa/aa1_101_isa.pdf | Document Posted | N/A |  | Not Required | N/A | N/A |  | 10/30/2014 | N/A | N/A |  | 12/13/2017 |  | 5/1/2018 | 5/1/2018 |  | N | No
AA1-102 | Kings Creek-Loretto 138kV | Perry Road Solar | MD | Somerset | Partially in Service - Under Construction | DPL | 150 | 150 | 57 | 118 | Capacity | Generation Interconnection | Solar |  |  | N/A | https://www.pjm.com/pjmfiles/pub/planning/project-queues/feas_docs/aa1102_fea.pdf | Document Posted | https://www.pjm.com/pjmfiles/pub/planning/project-queues/impact_studies/aa1102_imp.pdf | Document Posted | https://www.pjm.com/pjmfiles/pub/planning/project-queues/facilities/aa1102_fac.pdf | Document Posted | https://www.pjm.com/pjmfiles/pub/planning/project-queues/isa/aa1_102_isa.pdf | Document Posted | N/A | https://www.pjm.com/pjmfiles/pub/planning/project-queues/csa/aa1_102_csa.pdf | Document Posted | N/A | N/A |  | 10/30/2014 | N/A | N/A | 12/28/2017 |  |  | 12/31/2023 | 12/31/2023 | 12/28/2017 | N | No
AA1-103 | Harwood-Siegfried 230kV |  | PA | Carbon | Withdrawn | PPL | 208.5 | 208.5 | 27 |  | Capacity | Generation Interconnection | Wind |  |  | N/A | https://www.pjm.com/pjmfiles/pub/planning/project-queues/feas_docs/aa1103_fea.pdf | Document Posted | https://www.pjm.com/pjmfiles/pub/planning/project-queues/impact_studies/aa1103_imp.pdf | Document Posted | https://www.pjm.com/pjmfiles/pub/planning/project-queues/facilities/aa1103_fac.pdf | Document Posted |  | Withdrawn | N/A |  | Withdrawn | N/A | N/A |  | 10/30/2014 | N/A | N/A |  | 9/15/2016 | Customer Milestone Not Met | 6/1/2016 |  |  | N | No
AA1-104 | Mickleton 230kV |  | NJ | Gloucester | Withdrawn | AEC | 20 | 20 | 0 |  | Energy | Generation Interconnection | Storage |  |  | N/A | https://www.pjm.com/pjmfiles/pub/planning/project-queues/feas_docs/aa1104_fea.pdf | Document Posted | https://www.pjm.com/pjmfiles/pub/planning/project-queues/impact_studies/aa1104_imp.pdf | Document Posted |  | Withdrawn | N/A |  | N/A |  |  | N/A | N/A |  | 10/30/2014 | N/A | N/A |  | 11/20/2018 |  | 6/30/2017 | 6/30/2017 |  | N | No
AA1-105 | Thorofare 13kV |  | NJ | Gloucester | Withdrawn | PSEG | 2 | 2 | 0 |  | Energy | Generation Interconnection | Storage |  |  | N/A | https://www.pjm.com/pjmfiles/pub/planning/project-queues/feas_docs/aa1105_fea.pdf | Document Posted | https://www.pjm.com/pjmfiles/pub/planning/project-queues/impact_studies/aa1105_imp.pdf | Document Posted |  | Not Required |  | Withdrawn | N/A |  | Not Required | N/A | N/A |  | 10/30/2014 | N/A | N/A |  | 3/19/2015 | Customer Initiated Withdrawal | 11/1/2015 |  |  | N | Yes
AA1-106 | Grover II 34.5kV |  | PA | Tioga | Withdrawn | PENELEC | 19.9 | 19.9 | 19.9 |  | Capacity | Generation Interconnection | Natural Gas |  |  | N/A | https://www.pjm.com/pjmfiles/pub/planning/project-queues/feas_docs/aa1106_fea.pdf | Document Posted | https://www.pjm.com/pjmfiles/pub/planning/project-queues/impact_studies/aa1106_imp.pdf | Document Posted |  | Not Required | N/A | Wholesale Market Participation Agreement | https://www.pjm.com/pjmfiles/pub/planning/project-queues/wmpa/aa1106_wmpa.pdf | https://www.pjm.com/pjmfiles/pub/planning/project-queues/csa/aa1106_wmpa.pdf | Not Required | N/A | N/A |  | 10/30/2014 | N/A | N/A |  | 2/2/2019 |  | 12/31/2016 |  |  | N | No
AA1-107 | Kings Creek-Pocomoke 138kV |  | MD | Somerset | Withdrawn | DPL | 19.9 | 19.9 | 15.9 |  | Capacity | Generation Interconnection | Biomass |  |  | N/A | https://www.pjm.com/pjmfiles/pub/planning/project-queues/feas_docs/aa1107_fea.pdf | Document Posted | https://www.pjm.com/pjmfiles/pub/planning/project-queues/impact_studies/aa1107_imp.pdf | Document Posted |  | Withdrawn | N/A |  | N/A |  |  | N/A | N/A |  | 10/30/2014 | N/A | N/A |  | 3/31/2015 | Customer Initiated Withdrawal | 12/1/2016 |  |  | N | No
AA1-108 | Churchtown 230kV | Deepwater | NJ | Salem | Withdrawn | AEC | 529 | 158 | 158 |  | Capacity | Generation Interconnection | Natural Gas |  |  | N/A | https://www.pjm.com/pjmfiles/pub/planning/project-queues/feas_docs/aa1108_fea.pdf | Document Posted | https://www.pjm.com/pjmfiles/pub/planning/project-queues/impact_studies/aa1108_imp.pdf | Document Posted | https://www.pjm.com/pjmfiles/pub/planning/project-queues/facilities/aa1108_fac.pdf | Document Posted | https://www.pjm.com/pjmfiles/pub/planning/project-queues/isa/aa1_108_isa.pdf | Document Posted | N/A | https://www.pjm.com/pjmfiles/pub/planning/project-queues/csa/aa1_108_csa.pdf | Document Posted | N/A | N/A |  | 10/30/2014 | N/A | N/A |  | 2/7/2019 |  | 12/1/2021 | 12/1/2021 |  | N | No
AA1-109 | Cotoctin-Troutville Junction 34.5kV | Frederick Road Solar | MD | Frederick | In Service | APS | 9 | 9 | 4.5 | 9 | Capacity | Generation Interconnection | Solar |  |  | N/A | https://www.pjm.com/pjmfiles/pub/planning/project-queues/feas_docs/aa1109_fea.pdf | Document Posted | https://www.pjm.com/pjmfiles/pub/planning/project-queues/impact_studies/aa1109_imp.pdf | Document Posted |  | Not Required | https://www.pjm.com/pjmfiles/pub/planning/project-queues/isa/aa1_109_isa.pdf | Document Posted | N/A | https://www.pjm.com/pjmfiles/pub/planning/project-queues/csa/aa1_109_csa.pdf | Document Posted | N/A | N/A | 10/13/2017 | 10/31/2014 | N/A | N/A |  |  |  | 10/31/2017 | 10/31/2017 | 10/23/2017 | N | Yes
AA1-110 | Massey 25kV | Blue Star Solar Project | MD | Kent | Withdrawn | DPL | 6 | 6 | 4 |  | Capacity | Generation Interconnection | Solar |  |  | N/A | https://www.pjm.com/pjmfiles/pub/planning/project-queues/feas_docs/aa1110_fea.pdf | Document Posted | https://www.pjm.com/pjmfiles/pub/planning/project-queues/impact_studies/aa1110_imp.pdf | Document Posted | https://www.pjm.com/pjmfiles/pub/planning/project-queues/facilities/aa1110_fac.pdf | Document Posted | N/A | Wholesale Market Participation Agreement | https://www.pjm.com/pjmfiles/pub/planning/project-queues/wmpa/aa1110_wmpa.pdf | https://www.pjm.com/pjmfiles/pub/planning/project-queues/csa/aa1110_wmpa.pdf | Not Required | N/A | N/A |  | 10/31/2014 | N/A | N/A |  | 8/17/2017 |  | 10/17/2019 | 10/17/2019 |  | N | Yes
AA1-111 | Moshannon-East Towanda 230kV | Renovo Energy Center | PA | Clinton | Withdrawn | PENELEC | 463 | 463 | 463 |  | Capacity | Generation Interconnection | Natural Gas |  |  | N/A | https://www.pjm.com/pjmfiles/pub/planning/project-queues/feas_docs/aa1111_fea.pdf | Document Posted | https://www.pjm.com/pjmfiles/pub/planning/project-queues/impact_studies/aa1111_imp.pdf | Document Posted | https://www.pjm.com/pjmfiles/pub/planning/project-queues/facilities/aa1111_fac.pdf | Document Posted | https://www.pjm.com/pjmfiles/pub/planning/project-queues/isa/aa1_111_isa.pdf | Document Posted | N/A | https://www.pjm.com/pjmfiles/pub/planning/project-queues/csa/aa1_111_csa.pdf | Document Posted | N/A | N/A |  | 10/31/2014 | N/A | N/A |  | 4/20/2023 |  | 6/30/2025 | 6/30/2025 |  | N | No | This project slid to the next queue
AA1-112 | Westmoreland 25kV | Westmoreland Landfill Project | PA | Westmoreland | Withdrawn | APS | 7.2 | 7.2 | 4 |  | Capacity | Generation Interconnection | Methane |  |  | N/A | https://www.pjm.com/pjmfiles/pub/planning/project-queues/feas_docs/aa1112_fea.pdf | Document Posted | https://www.pjm.com/pjmfiles/pub/planning/project-queues/impact_studies/aa1112_imp.pdf | Document Posted |  | Not Required | N/A | Wholesale Market Participation Agreement | https://www.pjm.com/pjmfiles/pub/planning/project-queues/wmpa/aa1112_wmpa.pdf |  | Not Required | N/A | N/A |  | 10/31/2014 | N/A | N/A |  | 2/21/2017 | Customer Initiated Withdrawal | 8/16/2017 | 8/16/2017 |  | N | Yes
AA1-113 | Frackville-Hauto 69kV |  | PA | Schuylkill | Withdrawn | PPL | 68 | 68 | 8.8 |  | Capacity | Generation Interconnection | Wind |  |  | N/A | https://www.pjm.com/pjmfiles/pub/planning/project-queues/feas_docs/aa1113_fea.pdf | Document Posted |  | Withdrawn |  |  | N/A |  | N/A |  |  | N/A | N/A |  | 10/31/2014 | N/A | N/A |  | 4/7/2015 | Customer Milestone Not Met | 12/30/2017 |  |  | N | No
AA1-114 | Harwood-East Hazelton #2 69kV |  | PA | Carbon | Withdrawn | PPL | 60 | 60 | 7.72 |  | Capacity | Generation Interconnection | Wind |  |  | N/A | https://www.pjm.com/pjmfiles/pub/planning/project-queues/feas_docs/aa1114_fea.pdf | Document Posted | https://www.pjm.com/pjmfiles/pub/planning/project-queues/impact_studies/aa1114_imp.pdf | Document Posted | https://www.pjm.com/pjmfiles/pub/planning/project-queues/facilities/aa1114_fac.pdf | Document Posted |  | Withdrawn | N/A |  | Withdrawn | N/A | N/A |  | 10/31/2014 | N/A | N/A |  | 9/20/2016 | Customer Initiated Withdrawal | 12/30/2017 |  |  | N | No
AA1-115 | Thirty First Street 115kV |  | PA | Blair | Withdrawn | PENELEC | 20 | 20 | 0 |  | Energy | Generation Interconnection | Storage |  |  | N/A | https://www.pjm.com/pjmfiles/pub/planning/project-queues/feas_docs/aa1115_fea.pdf | Document Posted | https://www.pjm.com/pjmfiles/pub/planning/project-queues/impact_studies/aa1115_imp.pdf | Document Posted | https://www.pjm.com/pjmfiles/pub/planning/project-queues/facilities/aa1115_fac.pdf | Document Posted |  | Withdrawn | N/A |  | Withdrawn | N/A | N/A |  | 10/31/2014 | N/A | N/A |  | 11/17/2016 | Customer Initiated Withdrawal | 6/1/2016 |  |  | N | No
AA1-116 | Kensington/Kankakee |  | IL | Kankakee | Withdrawn | ComEd | 18.4 | 18.4 | 0 |  | Energy | Generation Interconnection | Storage |  |  | N/A | https://www.pjm.com/pjmfiles/pub/planning/project-queues/feas_docs/aa1116_fea.pdf | Document Posted | https://www.pjm.com/pjmfiles/pub/planning/project-queues/impact_studies/aa1116_imp.pdf | Document Posted |  | Withdrawn | https://www.pjm.com/pjmfiles/pub/planning/project-queues/isa/aa1_116_isa2.pdf | Interim Study | N/A | https://www.pjm.com/pjmfiles/pub/planning/project-queues/csa/aa1_116_csa.pdf | Document Posted | N/A | N/A |  | 10/31/2014 | N/A | N/A |  | 10/11/2018 |  | 6/1/2016 |  |  | N | No
AA1-117 | Kensington/Kankakee |  | IL | Kankakee | Withdrawn | ComEd | 20 | 20 | 0 |  | Energy | Generation Interconnection | Storage |  |  | N/A | https://www.pjm.com/pjmfiles/pub/planning/project-queues/feas_docs/aa1117_fea.pdf | Document Posted | https://www.pjm.com/pjmfiles/pub/planning/project-queues/impact_studies/aa1117_imp.pdf | Document Posted |  | Withdrawn | https://www.pjm.com/pjmfiles/pub/planning/project-queues/isa/aa1_117_isa2.pdf | Interim Study | N/A | https://www.pjm.com/pjmfiles/pub/planning/project-queues/csa/aa1_117_csa.pdf | Document Posted | N/A | N/A |  | 10/31/2014 | N/A | N/A |  | 10/11/2018 |  | 9/1/2016 | 9/1/2016 |  | N | No
AA1-118 | Picway 69kV |  | OH | Pickaway | Withdrawn | AEP | 20 | 20 | 0 |  | Energy | Generation Interconnection | Storage |  |  | N/A | https://www.pjm.com/pjmfiles/pub/planning/project-queues/feas_docs/aa1118_fea.pdf | Document Posted |  | Withdrawn |  |  | N/A |  | N/A |  |  | N/A | N/A |  | 10/31/2014 | N/A | N/A |  | 5/15/2015 | Customer Initiated Withdrawal | 6/1/2016 |  |  | N | No
AA1-121 | South Granville 12kV | Denison University | OH | Licking | Withdrawn | AEP | 2 | 2 | 0 |  | Energy | Generation Interconnection | Storage |  |  | N/A | https://www.pjm.com/pjmfiles/pub/planning/project-queues/feas_docs/aa1121_fea.pdf | Document Posted | https://www.pjm.com/pjmfiles/pub/planning/project-queues/impact_studies/aa1121_imp.pdf | Document Posted |  | Not Required | N/A | Wholesale Market Participation Agreement | https://www.pjm.com/pjmfiles/pub/planning/project-queues/wmpa/aa1121_wmpa.pdf |  | Not Required | N/A | N/A |  | 10/31/2014 | N/A | N/A |  | 4/18/2017 | Customer Initiated Withdrawal | 1/31/2018 | 1/31/2018 |  | N | No
AA1-122 | Antietam 34.5kV |  | MD | Washington | Withdrawn | APS | 10 | 10 | 3.8 |  | Capacity | Generation Interconnection | Solar |  |  | N/A | https://www.pjm.com/pjmfiles/pub/planning/project-queues/feas_docs/aa1122_fea.pdf | Document Posted | https://www.pjm.com/pjmfiles/pub/planning/project-queues/impact_studies/aa1122_imp.pdf | Document Posted |  | Withdrawn | N/A |  | N/A |  |  | N/A | N/A |  | 10/31/2014 | N/A | N/A |  | 11/3/2015 | Customer Milestone Not Met | 9/2/2016 |  |  | N | Yes
AA1-123 | Highland-Sammis 345kV | South Field Energy Power Plant | OH | Columbiana | In Service | ATSI | 1152 | 1152 | 1105 | 1152 | Capacity | Generation Interconnection | Natural Gas |  |  | N/A | https://www.pjm.com/pjmfiles/pub/planning/project-queues/feas_docs/aa1123_fea.pdf | Document Posted | https://www.pjm.com/pjmfiles/pub/planning/project-queues/impact_studies/aa1123_imp.pdf | Document Posted | https://www.pjm.com/pjmfiles/pub/planning/project-queues/facilities/aa1123_fac.pdf | Document Posted | https://www.pjm.com/pjmfiles/pub/planning/project-queues/isa/aa1_123_isa.pdf | Document Posted | N/A | https://www.pjm.com/pjmfiles/pub/planning/project-queues/csa/aa1_123_csa.pdf | Document Posted | N/A | N/A |  | 10/31/2014 | N/A | N/A | 4/1/2021 |  |  | 7/29/2021 | 7/29/2021 | 6/14/2021 | N | No
AA1-124 | Englishtown-Monroe 34kV |  | NJ | Middlesex | Withdrawn | JCPL | 1.5 | 1.5 | 0.5 |  | Capacity | Generation Interconnection | Solar |  |  | N/A | https://www.pjm.com/pjmfiles/pub/planning/project-queues/feas_docs/aa1124_fea.pdf | Document Posted | https://www.pjm.com/pjmfiles/pub/planning/project-queues/impact_studies/aa1124_imp.pdf | Document Posted |  | Not Required |  | Withdrawn | N/A |  | Not Required | N/A | N/A |  | 10/31/2014 | N/A | N/A |  | 10/13/2015 | Customer Initiated Withdrawal | 8/1/2016 |  |  | N | Yes
AA1-125 | Seaman 138kV |  | OH | Brown | Withdrawn | AEP | 20 | 20 | 7.6 |  | Capacity | Generation Interconnection | Solar |  |  | N/A | https://www.pjm.com/pjmfiles/pub/planning/project-queues/feas_docs/aa1125_fea.pdf | Document Posted | https://www.pjm.com/pjmfiles/pub/planning/project-queues/impact_studies/aa1125_imp.pdf | Document Posted |  | Withdrawn | N/A |  | N/A |  |  | N/A | N/A |  | 10/31/2014 | N/A | N/A |  | 7/7/2015 | Customer Initiated Withdrawal | 10/1/2016 |  |  | N | No
AA1-126 | Hillcrest 138kV |  | OH | Brown | Withdrawn | DEOK | 20 | 20 | 7.6 |  | Capacity | Generation Interconnection | Solar |  |  | N/A | https://www.pjm.com/pjmfiles/pub/planning/project-queues/feas_docs/aa1126_fea.pdf | Document Posted | https://www.pjm.com/pjmfiles/pub/planning/project-queues/impact_studies/aa1126_imp.pdf | Document Posted |  | Withdrawn | N/A |  | N/A |  |  | N/A | N/A |  | 10/31/2014 | N/A | N/A |  | 6/5/2015 | Customer Milestone Not Met | 10/1/2016 |  |  | N | No
AA1-127 | Andersontown Road 25kV |  | MD | Caroline | Withdrawn | DPL | 6 | 6 | 2.3 |  | Capacity | Generation Interconnection | Solar |  |  | N/A | https://www.pjm.com/pjmfiles/pub/planning/project-queues/feas_docs/aa1127_fea.pdf | Document Posted | https://www.pjm.com/pjmfiles/pub/planning/project-queues/impact_studies/aa1127_imp.pdf | Document Posted |  | Withdrawn | N/A |  | N/A |  |  | N/A | N/A |  | 10/31/2014 | N/A | N/A |  | 4/24/2015 | Customer Initiated Withdrawal | 8/1/2016 |  |  | N | Yes
AA1-128 | Glen Lyn |  | VA | Giles | Withdrawn | AEP | 10 | 10 | 0 |  | Energy | Generation Interconnection | Storage |  |  | N/A | https://www.pjm.com/pjmfiles/pub/planning/project-queues/feas_docs/aa1128_fea.pdf | Document Posted | https://www.pjm.com/pjmfiles/pub/planning/project-queues/impact_studies/aa1128_imp.pdf | Document Posted |  | Withdrawn | N/A |  | N/A |  |  | N/A | N/A |  | 10/31/2014 | N/A | N/A |  | 7/24/2015 | Customer Initiated Withdrawal | 10/1/2016 |  |  | N | No
AA1-129 | Northbrook-Skokie |  | IL | Cook | Withdrawn | ComEd | 27 | 27 | 27 |  | Capacity | Generation Interconnection | Natural Gas |  |  | N/A | https://www.pjm.com/pjmfiles/pub/planning/project-queues/feas_docs/aa1129_fea.pdf | Document Posted | https://www.pjm.com/pjmfiles/pub/planning/project-queues/impact_studies/aa1129_imp.pdf | Document Posted |  | Not Required |  | Withdrawn | N/A |  | Not Required | N/A | N/A |  | 10/31/2014 | N/A | N/A |  | 7/1/2016 | Customer Milestone Not Met | 6/1/2018 |  |  | N | No
AA1-130 | St. Claire 13kV |  | OH | Franklin | Withdrawn | AEP | 5 | 5 | 3 |  | Capacity | Generation Interconnection | Natural Gas |  |  | N/A | https://www.pjm.com/pjmfiles/pub/planning/project-queues/feas_docs/aa1130_fea.pdf | Document Posted |  | Withdrawn |  | Not Required |  | Withdrawn | N/A |  | Not Required | N/A | N/A |  | 10/31/2014 | N/A | N/A |  | 3/31/2016 | Customer Milestone Not Met | 11/1/2015 |  |  | N | No
AA1-131 | N. Towanda 34.5kV | Bradford Natural Gas Facility | PA | Bradford | Withdrawn | PENELEC | 8 | 8 | 5 |  | Capacity | Generation Interconnection | Natural Gas |  |  | N/A | https://www.pjm.com/pjmfiles/pub/planning/project-queues/feas_docs/aa1131_fea.pdf | Document Posted | https://www.pjm.com/pjmfiles/pub/planning/project-queues/impact_studies/aa1131_imp.pdf | Document Posted |  | Not Required | N/A | Wholesale Market Participation Agreement | https://www.pjm.com/pjmfiles/pub/planning/project-queues/wmpa/aa1131_wmpa.pdf |  | Not Required | N/A | N/A |  | 10/31/2014 | N/A | N/A |  | 12/3/2015 | Customer Initiated Withdrawal | 12/1/2016 | 12/1/2016 |  | N | No
AA1-132 | Shawboro-Sligo 230kV | Shawboro East Ridge Solar Park | NC | Currituck | Withdrawn | Dominion | 80 | 60 | 42 |  | Capacity | Generation Interconnection | Solar |  |  | N/A | https://www.pjm.com/pjmfiles/pub/planning/project-queues/feas_docs/aa1132_fea.pdf | Document Posted | https://www.pjm.com/pjmfiles/pub/planning/project-queues/impact_studies/aa1132_imp.pdf | Document Posted | https://www.pjm.com/pjmfiles/pub/planning/project-queues/facilities/aa1132_fac.pdf | Document Posted | https://www.pjm.com/pjmfiles/pub/planning/project-queues/isa/aa1_132_isa.pdf | Document Posted | N/A | https://www.pjm.com/pjmfiles/pub/planning/project-queues/csa/aa1_132_csa.pdf | Document Posted | N/A | N/A |  | 10/31/2014 | N/A | N/A |  | 6/5/2017 | Customer Milestone Not Met | 10/31/2015 |  |  | N | No
AA1-133 | Hickory-Shawboro 230kV |  | NC | Currituck | Withdrawn | Dominion | 80 | 80 | 56 |  | Capacity | Generation Interconnection | Solar |  |  | N/A | https://www.pjm.com/pjmfiles/pub/planning/project-queues/feas_docs/aa1133_fea.pdf | Document Posted | https://www.pjm.com/pjmfiles/pub/planning/project-queues/impact_studies/aa1133_imp.pdf | Document Posted | https://www.pjm.com/pjmfiles/pub/planning/project-queues/facilities/aa1133_fac.pdf | Document Posted |  | Withdrawn | N/A |  | Withdrawn | N/A | N/A |  | 10/31/2014 | N/A | N/A |  | 2/1/2017 | Customer Initiated Withdrawal | 10/31/2015 |  |  | N | No
AA1-134 | Sunbury-WinFall 230kV |  | NC | Gates | Withdrawn | Dominion | 80 | 80 | 56 |  | Capacity | Generation Interconnection | Solar |  |  | N/A | https://www.pjm.com/pjmfiles/pub/planning/project-queues/feas_docs/aa1134_fea.pdf | Document Posted | https://www.pjm.com/pjmfiles/pub/planning/project-queues/impact_studies/aa1134_imp.pdf | Document Posted | https://www.pjm.com/pjmfiles/pub/planning/project-queues/facilities/aa1134_fac.pdf | Document Posted | https://www.pjm.com/pjmfiles/pub/planning/project-queues/isa/aa1_134_isa2.pdf | Interim Study | N/A |  | Withdrawn | N/A | N/A |  | 10/31/2014 | N/A | N/A |  | 2/15/2017 | Customer Initiated Withdrawal | 10/31/2015 |  |  | N | No
AA1-135 | Earleys-Everetts 230kV | Aulander Earleys Solar | NC | Bertie | Withdrawn | Dominion | 80 | 80 | 56 |  | Capacity | Generation Interconnection | Solar |  |  | N/A | https://www.pjm.com/pjmfiles/pub/planning/project-queues/feas_docs/aa1135_fea.pdf | Document Posted | https://www.pjm.com/pjmfiles/pub/planning/project-queues/impact_studies/aa1135_imp.pdf | Document Posted | https://www.pjm.com/pjmfiles/pub/planning/project-queues/facilities/aa1135_fac.pdf | Document Posted | https://www.pjm.com/pjmfiles/pub/planning/project-queues/isa/aa1_135_isa.pdf | Document Posted | N/A | https://www.pjm.com/pjmfiles/pub/planning/project-queues/csa/aa1_135_csa.pdf | Document Posted | N/A | N/A |  | 10/31/2014 | N/A | N/A |  | 5/11/2017 | Customer Milestone Not Met | 11/15/2019 | 11/15/2019 |  | N | No
AA1-136 | Cashie-E. Trowbridge 230kV |  | NC | Bertie | Withdrawn | Dominion | 80 | 80 | 56 |  | Capacity | Generation Interconnection | Solar |  |  | N/A |  | Withdrawn |  |  |  |  | N/A |  | N/A |  |  | N/A | N/A |  | 10/31/2014 | N/A | N/A |  | 12/1/2014 | Customer Milestone Not Met | 10/31/2015 |  |  | N | No
AA1-137 | Earleys-Northampton 230kV |  | NC | Northhampton | Withdrawn | Dominion | 80 | 80 | 56 |  | Capacity | Generation Interconnection | Solar |  |  | N/A |  | Withdrawn |  |  |  |  | N/A |  | N/A |  |  | N/A | N/A |  | 10/31/2014 | N/A | N/A |  | 12/1/2014 | Customer Milestone Not Met | 10/31/2015 |  |  | N | No
AA1-138 | Earleys-Suffolk 230kV | Haslett Solar Park | NC | Gates | Withdrawn | Dominion | 80 | 80 | 56 |  | Capacity | Generation Interconnection | Solar |  |  | N/A | https://www.pjm.com/pjmfiles/pub/planning/project-queues/feas_docs/aa1138_fea.pdf | Document Posted | https://www.pjm.com/pjmfiles/pub/planning/project-queues/impact_studies/aa1138_imp.pdf | Document Posted | https://www.pjm.com/pjmfiles/pub/planning/project-queues/facilities/aa1138_fac.pdf | Document Posted | https://www.pjm.com/pjmfiles/pub/planning/project-queues/isa/aa1_138_isa.pdf | Document Posted | N/A | https://www.pjm.com/pjmfiles/pub/planning/project-queues/csa/aa1_138_csa.pdf | Document Posted | N/A | N/A |  | 10/31/2014 | N/A | N/A |  | 6/7/2017 | Customer Milestone Not Met | 11/15/2019 | 11/15/2019 |  | N | No
AA1-139 | Hickory-Shawboro 230kV | Summit Farms Solar and Ranchland Solar | NC | Currituck | In Service | Dominion | 120 | 120 | 84 | 120 | Capacity | Generation Interconnection | Solar |  |  | N/A | https://www.pjm.com/pjmfiles/pub/planning/project-queues/feas_docs/aa1139_fea.pdf | Document Posted | https://www.pjm.com/pjmfiles/pub/planning/project-queues/impact_studies/aa1139_imp.pdf | Document Posted |  | Not Required | https://www.pjm.com/pjmfiles/pub/planning/project-queues/isa/aa1_139_isa.pdf | Document Posted | N/A | https://www.pjm.com/pjmfiles/pub/planning/project-queues/csa/aa1_139_csa.pdf | Document Posted | N/A | N/A |  | 10/31/2014 | N/A | N/A |  |  |  | 2/28/2018 | 2/28/2018 | 3/6/2018 | N | No
AA1-140 | Worcester 25kV |  | MD | Worcester | Withdrawn | DPL | 20 | 20 | 7.6 |  | Capacity | Generation Interconnection | Solar |  |  | N/A | https://www.pjm.com/pjmfiles/pub/planning/project-queues/feas_docs/aa1140_fea.pdf | Document Posted | https://www.pjm.com/pjmfiles/pub/planning/project-queues/impact_studies/aa1140_imp.pdf | Document Posted | https://www.pjm.com/pjmfiles/pub/planning/project-queues/facilities/aa1140_fac.pdf | Document Posted |  | Withdrawn | N/A |  | Withdrawn | N/A | N/A |  | 10/31/2014 | N/A | N/A |  | 10/27/2017 |  | 6/30/2018 | 6/30/2018 |  | N | No
AA1-141 | Kenney 25kV |  | MD | Worcester | Withdrawn | DPL | 15 | 15 | 5.7 |  | Capacity | Generation Interconnection | Solar |  |  | N/A | https://www.pjm.com/pjmfiles/pub/planning/project-queues/feas_docs/aa1141_fea.pdf | Document Posted | https://www.pjm.com/pjmfiles/pub/planning/project-queues/impact_studies/aa1141_imp.pdf | Document Posted | https://www.pjm.com/pjmfiles/pub/planning/project-queues/facilities/aa1141_fac.pdf | Document Posted |  | Withdrawn | N/A |  | Withdrawn | N/A | N/A |  | 10/31/2014 | N/A | N/A |  | 10/27/2017 |  | 10/31/2016 |  |  | N | No
AA1-142 | Vienna-Laurel 69kV |  | MD | Wicomico | Withdrawn | DPL | 20 | 20 | 7.6 |  | Capacity | Generation Interconnection | Solar |  |  | N/A | https://www.pjm.com/pjmfiles/pub/planning/project-queues/feas_docs/aa1142_fea.pdf | Document Posted | https://www.pjm.com/pjmfiles/pub/planning/project-queues/impact_studies/aa1142_imp.pdf | Document Posted |  | Withdrawn | N/A |  | N/A |  |  | N/A | N/A |  | 10/31/2014 | N/A | N/A |  | 10/29/2015 | Customer Initiated Withdrawal | 10/31/2016 |  |  | N | No
AA1-143 | Easton-Wye Mills 69kV |  | MD | Talbot | Withdrawn | DPL | 20 | 20 | 7.6 |  | Capacity | Generation Interconnection | Solar |  |  | N/A | https://www.pjm.com/pjmfiles/pub/planning/project-queues/feas_docs/aa1143_fea.pdf | Document Posted | https://www.pjm.com/pjmfiles/pub/planning/project-queues/impact_studies/aa1143_imp.pdf | Document Posted |  | Withdrawn | N/A |  | N/A |  |  | N/A | N/A |  | 10/31/2014 | N/A | N/A |  | 10/29/2015 | Customer Initiated Withdrawal | 10/31/2016 |  |  | N | No
AA1-144 | East Towanda-Grover 230kV | Gateway Bradford Plant | PA | Bradford | Withdrawn | PENELEC | 163 | 163 | 163 |  | Capacity | Generation Interconnection | Natural Gas |  |  | N/A | https://www.pjm.com/pjmfiles/pub/planning/project-queues/feas_docs/aa1144_fea.pdf | Document Posted | https://www.pjm.com/pjmfiles/pub/planning/project-queues/impact_studies/aa1144_imp.pdf | Document Posted | https://www.pjm.com/pjmfiles/pub/planning/project-queues/facilities/aa1144_fac.pdf | Document Posted | https://www.pjm.com/pjmfiles/pub/planning/project-queues/isa/aa1_144_isa.pdf | Document Posted | N/A | https://www.pjm.com/pjmfiles/pub/planning/project-queues/csa/aa1_144_csa.pdf | Document Posted | N/A | N/A |  | 10/31/2014 | N/A | N/A | 4/30/2022 | 10/12/2021 | Customer Milestone Not Met | 11/30/2021 | 11/30/2021 |  | N | No
AA1-145 | Four Rivers 230kV | Doswell SC Units 2 & 3 | VA | Hanover | In Service | Dominion | 340 | 340 | 340 | 340 | Capacity | Generation Interconnection | Natural Gas |  |  | N/A | https://www.pjm.com/pjmfiles/pub/planning/project-queues/feas_docs/aa1145_fea.pdf | Document Posted | https://www.pjm.com/pjmfiles/pub/planning/project-queues/impact_studies/aa1145_imp.pdf | Document Posted | https://www.pjm.com/pjmfiles/pub/planning/project-queues/facilities/aa1145_fac.pdf | Document Posted | https://www.pjm.com/pjmfiles/pub/planning/project-queues/isa/aa1_145_isa.pdf | Document Posted | N/A | https://www.pjm.com/pjmfiles/pub/planning/project-queues/csa/aa1_145_csa.pdf | Document Posted | N/A | N/A |  | 10/31/2014 | N/A | N/A |  |  |  | 7/1/2018 | 7/1/2018 | 5/30/2018 | N | No
AA1-146 | Nelson | Invenergy Nelson Expansion LLC | IL | Lee | In Service | ComEd | 190 | 190 | 157 | 190 | Capacity | Generation Interconnection | Natural Gas |  |  | N/A | https://www.pjm.com/pjmfiles/pub/planning/project-queues/feas_docs/aa1146_fea.pdf | Document Posted | https://www.pjm.com/pjmfiles/pub/planning/project-queues/impact_studies/aa1146_imp.pdf | Document Posted | https://www.pjm.com/pjmfiles/pub/planning/project-queues/facilities/aa1146_fac.pdf | Document Posted | https://www.pjm.com/pjmfiles/pub/planning/project-queues/isa/aa1_146_isa.pdf | Document Posted | N/A | https://www.pjm.com/pjmfiles/pub/planning/project-queues/csa/aa1_146_csa.pdf | Document Posted | N/A | N/A | 10/17/2022 | 11/1/2014 | N/A | N/A | 3/17/2023 |  |  | 5/31/2023 | 5/31/2023 | 5/20/2023 | N | No
AA2-001 | Reusens 34.5kV |  | VA | Campbell | Withdrawn | AEP | 12.5 | 12.5 | 2 |  | Capacity | Generation Interconnection | Hydro |  |  | N/A |  | Withdrawn |  |  |  |  | N/A |  | N/A |  |  | N/A | N/A |  | 11/3/2014 | N/A | N/A |  | 9/10/2015 | Customer Milestone Not Met | 12/8/2014 |  |  | N | No
AA2-008 | Saegers 230 kV | Patriot Generating Station | PA | Lycoming | In Service | PPL | 907 | 57 | 0 | 57 | Energy | Generation Interconnection | Natural Gas |  |  | N/A | https://www.pjm.com/pjmfiles/pub/planning/project-queues/feas_docs/aa2008_fea.pdf | Document Posted | https://www.pjm.com/pjmfiles/pub/planning/project-queues/impact_studies/aa2008_imp.pdf | Document Posted |  |  | https://www.pjm.com/pjmfiles/pub/planning/project-queues/gia/aa2_008_gia.pdf | Document Posted | N/A |  | Not Required | N/A | N/A |  | 11/6/2014 | N/A | N/A |  |  |  | 9/1/2016 | 9/1/2016 | 9/1/2016 | N | No
AA2-011 | Winslow Township |  | NJ | Camden | Withdrawn | AEC | 4 | 4 | 1.5 |  | Capacity | Generation Interconnection | Solar |  |  | N/A | https://www.pjm.com/pjmfiles/pub/planning/project-queues/feas_docs/aa2011_fea.pdf | Document Posted |  | Withdrawn |  |  | N/A |  | N/A |  |  | N/A | N/A |  | 11/24/2014 | N/A | N/A |  | 9/9/2015 | Customer Initiated Withdrawal | 6/1/2016 |  |  | N | No
AA2-017 | East Palmerton-Acahela 69kV | Penn Forest Wind Project | PA | Carbon | Withdrawn | PPL | 98 | 98 | 12.7 |  | Capacity | Generation Interconnection | Wind |  |  | N/A | https://www.pjm.com/pjmfiles/pub/planning/project-queues/feas_docs/aa2017_fea.pdf | Document Posted | https://www.pjm.com/pjmfiles/pub/planning/project-queues/impact_studies/aa2017_imp.pdf | Document Posted | https://www.pjm.com/pjmfiles/pub/planning/project-queues/facilities/aa2017_fac.pdf | Document Posted | https://www.pjm.com/pjmfiles/pub/planning/project-queues/isa/aa2_017_isa.pdf | Document Posted | N/A | https://www.pjm.com/pjmfiles/pub/planning/project-queues/csa/aa2_017_csa.pdf | Document Posted | N/A | N/A |  | 11/26/2014 | N/A | N/A |  | 10/13/2021 |  | 12/31/2020 | 12/31/2020 |  | N | No
AA2-020 | Albright-Cross School 138kV |  | MD | Garrett | Withdrawn | APS | 15 | 15 | 15 |  | Capacity | Generation Interconnection | Hydro |  |  | N/A | https://www.pjm.com/pjmfiles/pub/planning/project-queues/feas_docs/aa2020_fea.pdf | Document Posted |  | Withdrawn |  |  | N/A |  | N/A |  |  | N/A | N/A |  | 12/5/2014 | N/A | N/A |  | 10/29/2015 | Customer Milestone Not Met | 5/30/2017 |  |  | N | No
AA2-021 | Steele 25kV |  | MD | Caroline | Withdrawn | DPL | 7 | 7 | 2.67 |  | Capacity | Generation Interconnection | Solar |  |  | N/A | https://www.pjm.com/pjmfiles/pub/planning/project-queues/feas_docs/aa2021_fea.pdf | Document Posted |  | Withdrawn |  |  | N/A |  | N/A |  |  | N/A | N/A |  | 12/5/2014 | N/A | N/A |  | 10/6/2015 | Customer Milestone Not Met | 12/31/2015 |  |  | N | No
AA2-029 | Everetts 34.5kV |  | NC | Martin | Withdrawn | Dominion | 28 | 8 | 5.6 |  | Capacity | Generation Interconnection | Solar |  |  | N/A | https://www.pjm.com/pjmfiles/pub/planning/project-queues/feas_docs/aa2029_fea.pdf | Document Posted |  | Withdrawn |  |  | N/A |  | N/A |  |  | N/A | N/A |  | 12/18/2014 | N/A | N/A |  | 10/2/2015 | Customer Initiated Withdrawal | 12/15/2015 |  |  | N | No
AA2-030 | Nelson | Invenergy Nelson Expansion LLC | IL | Lee | In Service | ComEd | 380 | 190 | 157 | 190 | Capacity | Generation Interconnection | Natural Gas |  |  | N/A | https://www.pjm.com/pjmfiles/pub/planning/project-queues/feas_docs/aa2030_fea.pdf | Document Posted | https://www.pjm.com/pjmfiles/pub/planning/project-queues/impact_studies/aa2030_imp.pdf | Document Posted | https://www.pjm.com/pjmfiles/pub/planning/project-queues/facilities/aa2030_fac.pdf | Document Posted | https://www.pjm.com/pjmfiles/pub/planning/project-queues/isa/aa2_030_isa.pdf | Document Posted | N/A | https://www.pjm.com/pjmfiles/pub/planning/project-queues/csa/aa2_030_csa.pdf | Document Posted | N/A | N/A | 10/31/2022 | 12/24/2014 | N/A | N/A | 3/31/2023 |  |  | 5/31/2023 | 5/31/2023 | 5/20/2023 | N | No
AA2-035 | Collins |  | IL | Grundy | Withdrawn | ComEd | 1098.3 | 1019.3 | 1019.3 |  | Capacity | Generation Interconnection | Natural Gas |  |  | N/A | https://www.pjm.com/pjmfiles/pub/planning/project-queues/feas_docs/aa2035_fea.pdf | Document Posted | https://www.pjm.com/pjmfiles/pub/planning/project-queues/impact_studies/aa2035_imp.pdf | Document Posted |  |  | N/A |  | N/A |  |  | N/A | N/A |  | 12/30/2014 | N/A | N/A |  | 10/15/2018 |  | 6/30/2019 |  |  | N | No
AA2-036 | West Cambridge 12kV |  | MD | Dorchester | Withdrawn | DPL | 14 | 14 | 5.3 |  | Capacity | Generation Interconnection | Solar |  |  | N/A | https://www.pjm.com/pjmfiles/pub/planning/project-queues/feas_docs/aa2036_fea.pdf | Document Posted |  | Withdrawn |  |  | N/A |  | N/A |  |  | N/A | N/A |  | 1/9/2015 | N/A | N/A |  | 10/6/2015 | Customer Milestone Not Met | 12/31/2015 |  |  | N | No
AA2-037 | Preston 12kV |  | MD | Caroline | Withdrawn | DPL | 5 | 5 | 1.9 |  | Capacity | Generation Interconnection | Solar |  |  | N/A | https://www.pjm.com/pjmfiles/pub/planning/project-queues/feas_docs/aa2037_fea.pdf | Document Posted |  | Withdrawn |  |  | N/A |  | N/A |  |  | N/A | N/A |  | 1/9/2015 | N/A | N/A |  | 10/6/2015 | Customer Milestone Not Met | 12/31/2015 |  |  | N | No
AA2-039 | Kewanee 138 kV |  | IL | Henry | Withdrawn | ComEd | 150 | 150 | 19.5 |  | Capacity | Generation Interconnection | Wind |  |  | N/A | https://www.pjm.com/pjmfiles/pub/planning/project-queues/feas_docs/aa2039_fea.pdf | Document Posted | https://www.pjm.com/pjmfiles/pub/planning/project-queues/impact_studies/aa2039_imp.pdf | Document Posted |  | Withdrawn | N/A |  | N/A |  |  | N/A | N/A |  | 1/23/2015 | N/A | N/A |  | 4/16/2020 |  | 12/1/2016 |  |  | N | No
AA2-040 | Kings Fork 34.5kV |  | VA | City of Suffolk | Withdrawn | Dominion |  |  |  |  | Energy | Generation Interconnection | Biomass |  |  | N/A |  | Withdrawn |  |  |  |  | N/A |  | N/A |  |  | N/A | N/A |  | 1/30/2015 | N/A | N/A |  | 2/24/2015 | Customer Milestone Not Met | 8/31/2015 |  |  | N | No
AA2-043 | Smith-N. Fayette 138kV |  | PA | Washington | Withdrawn | APS | 718 | 67 | 99 |  | Capacity | Generation Interconnection | Natural Gas |  |  | N/A |  | Withdrawn |  |  |  |  | N/A |  | N/A |  |  | N/A | N/A |  | 2/2/2015 | N/A | N/A |  | 6/25/2015 | Customer Initiated Withdrawal | 6/1/2018 |  |  | N | No
AA2-044 | Sherman Avenue 69kV |  | NJ | Cumberland | Withdrawn | AEC | 13.5 | 13.5 | 7.3 |  | Capacity | Generation Interconnection | Solar; Biomass |  |  | N/A | https://www.pjm.com/pjmfiles/pub/planning/project-queues/feas_docs/aa2044_fea.pdf | Document Posted | https://www.pjm.com/pjmfiles/pub/planning/project-queues/impact_studies/aa2044_imp.pdf | Document Posted | https://www.pjm.com/pjmfiles/pub/planning/project-queues/facilities/aa2044_fac.pdf | Document Posted |  | Withdrawn | N/A |  | Withdrawn | N/A | N/A |  | 2/6/2015 | N/A | N/A |  | 8/30/2017 | Customer Milestone Not Met | 12/1/2016 |  |  | N | No
AA2-048 | Allenwood-Larrabee 34kV | Lakewood-Farmingdale Road Solar Farm & Storage Facility | NJ | Monmouth | In Service | JCPL | 7 | 7 | 0 | 7 | Energy | Generation Interconnection | Storage |  |  | N/A | https://www.pjm.com/pjmfiles/pub/planning/project-queues/feas_docs/aa2048_fea.pdf | Document Posted | https://www.pjm.com/pjmfiles/pub/planning/project-queues/impact_studies/aa2048_imp.pdf | Document Posted |  |  | N/A | Wholesale Market Participation Agreement | https://www.pjm.com/pjmfiles/pub/planning/project-queues/wmpa/aa2048_wmpa.pdf |  | Not Required | N/A | N/A | 10/3/2022 | 2/19/2015 | N/A | N/A | 10/30/2022 |  |  | 8/31/2022 | 8/31/2022 | 3/17/2023 | N | No
AA2-049 | Atlantic-Oceanview 34kV | Tinton Falls Solar & Storage Facility | NJ | Monmouth | Withdrawn | JCPL | 19.9 | 3 | 0 |  | Energy | Generation Interconnection | Storage |  |  | N/A | https://www.pjm.com/pjmfiles/pub/planning/project-queues/feas_docs/aa2049_fea.pdf | Document Posted | https://www.pjm.com/pjmfiles/pub/planning/project-queues/impact_studies/aa2049_imp.pdf | Document Posted |  | Not Required | https://www.pjm.com/pjmfiles/pub/planning/project-queues/isa/aa2_049_isa.pdf | Document Posted | N/A | https://www.pjm.com/pjmfiles/pub/planning/project-queues/csa/aa2_049_csa.pdf | Document Posted | N/A | N/A |  | 2/18/2015 | N/A | N/A |  | 1/6/2020 |  | 6/30/2017 | 6/30/2017 |  | N | No
AA2-050 | Penrose #1 230klV |  | PA | Philadelphia | Withdrawn | PECO | 210 | 210 | 210 |  | Capacity | Generation Interconnection | Natural Gas |  |  | N/A |  | Withdrawn |  |  |  |  | N/A |  | N/A |  |  | N/A | N/A |  | 2/18/2015 | N/A | N/A |  | 3/10/2015 | Customer Milestone Not Met | 5/1/2018 |  |  | N | No
AA2-051 | Penrose #2 230kV |  | PA | Philadelphia | Withdrawn | PECO | 130 | 130 | 130 |  | Capacity | Generation Interconnection | Natural Gas |  |  | N/A |  | Withdrawn |  |  |  |  | N/A |  | N/A |  |  | N/A | N/A |  | 2/19/2015 | N/A | N/A |  | 3/10/2015 | Customer Milestone Not Met | 5/1/2018 |  |  | N | No
AA2-052 | Essex 26kV |  | NJ | Essex | In Service | PSEG | 3 | 0 | 3 |  | Capacity | Generation Interconnection | Natural Gas |  |  | N/A | https://www.pjm.com/pjmfiles/pub/planning/project-queues/feas_docs/aa2052_fea.pdf | Document Posted | https://www.pjm.com/pjmfiles/pub/planning/project-queues/impact_studies/aa2052_imp.pdf | Document Posted |  | Not Required | https://www.pjm.com/pjmfiles/pub/planning/project-queues/isa/aa2_052_isa.pdf | Document Posted | N/A |  |  | N/A | N/A |  | 2/20/2015 | N/A | N/A |  |  |  | 2/12/2015 |  | 9/11/2015 | N | No
AA2-053 | Carolina-Jackson 115kV | Gutenberg Solar | NC | Northhampton | In Service | Dominion | 74.9 | 74.9 | 52.4 | 74.9 | Capacity | Generation Interconnection | Solar |  |  | N/A | https://www.pjm.com/pjmfiles/pub/planning/project-queues/feas_docs/aa2053_fea.pdf | Document Posted | https://www.pjm.com/pjmfiles/pub/planning/project-queues/impact_studies/aa2053_imp.pdf | Document Posted | https://www.pjm.com/pjmfiles/pub/planning/project-queues/facilities/aa2053_fac.pdf | Document Posted | https://www.pjm.com/pjmfiles/pub/planning/project-queues/isa/aa2_053_isa.pdf | Document Posted | N/A | https://www.pjm.com/pjmfiles/pub/planning/project-queues/csa/aa2_053_csa.pdf | Document Posted | N/A | N/A |  | 2/23/2015 | N/A | N/A | 7/10/2019 |  |  | 6/19/2019 | 6/19/2019 | 7/10/2019 | N | No
AA2-055 | Hornertown 34.5kV |  | NC | Halifax | Withdrawn | Dominion | 20 | 20 | 14 |  | Capacity | Generation Interconnection | Solar |  |  | N/A |  | Withdrawn |  |  |  |  | N/A |  | N/A |  |  | N/A | N/A |  | 2/26/2015 | N/A | N/A |  | 5/4/2015 | Customer Initiated Withdrawal | 6/1/2016 |  |  | N | No
AA2-056 | Hornertown 34.5kV |  | NC | Halifax | Withdrawn | Dominion | 20 | 20 | 14 |  | Capacity | Generation Interconnection | Solar |  |  | N/A |  | Withdrawn |  |  |  |  | N/A |  | N/A |  |  | N/A | N/A |  | 2/26/2015 | N/A | N/A |  | 5/4/2015 | Customer Initiated Withdrawal | 6/1/2016 |  |  | N | No
AA2-057 | Hornertown-Whitakers 115kV | Chestnut Solar | NC | Halifax | In Service | Dominion | 66 | 66 | 44.7 | 66 | Capacity | Generation Interconnection | Solar |  |  | N/A | https://www.pjm.com/pjmfiles/pub/planning/project-queues/feas_docs/aa2057_fea.pdf | Document Posted | https://www.pjm.com/pjmfiles/pub/planning/project-queues/impact_studies/aa2057_imp.pdf | Document Posted | https://www.pjm.com/pjmfiles/pub/planning/project-queues/facilities/aa2057_fac.pdf | Document Posted | https://www.pjm.com/pjmfiles/pub/planning/project-queues/isa/aa2_057_isa.pdf | Document Posted | N/A | https://www.pjm.com/pjmfiles/pub/planning/project-queues/csa/aa2_057_csa.pdf | Document Posted | N/A | N/A | 9/1/2019 | 2/26/2015 | N/A | N/A | 11/18/2019 |  |  | 12/1/2019 | 12/1/2019 | 11/26/2019 | N | No
AA2-058 | Mount Rose 13kV | Hopewell Valley Solar | NJ | Mercer | In Service | PSEG | 1 | 1 | 0.3 | 2.9 | Capacity | Generation Interconnection | Solar; Storage |  |  | N/A | https://www.pjm.com/pjmfiles/pub/planning/project-queues/feas_docs/aa2058_fea.pdf | Document Posted | https://www.pjm.com/pjmfiles/pub/planning/project-queues/impact_studies/aa2058_imp.pdf | Document Posted |  | Not Required | N/A | Wholesale Market Participation Agreement | https://www.pjm.com/pjmfiles/pub/planning/project-queues/wmpa/aa2058_wmpa.pdf |  | Not Required | N/A | N/A | 11/30/2015 | 2/28/2015 | N/A | N/A | 12/15/2015 |  |  | 5/1/2016 | 5/1/2016 | 12/30/2015 | N | No
AA2-059 | Edenton 15kV | Edenton Solar | NC | Chowan | Withdrawn | Dominion | 10 | 10 | 6.8 |  | Capacity | Generation Interconnection | Solar |  |  | N/A | https://www.pjm.com/pjmfiles/pub/planning/project-queues/feas_docs/aa2059_fea.pdf | Document Posted | https://www.pjm.com/pjmfiles/pub/planning/project-queues/impact_studies/aa2059_imp.pdf | Document Posted |  | Not Required | N/A | Wholesale Market Participation Agreement | https://www.pjm.com/pjmfiles/pub/planning/project-queues/wmpa/aa2059_wmpa.pdf | https://www.pjm.com/pjmfiles/pub/planning/project-queues/csa/aa2059_wmpa.pdf | Not Required | N/A | N/A |  | 2/27/2015 | N/A | N/A |  | 4/5/2018 |  | 12/31/2018 | 12/31/2018 |  | N | No
AA2-060 | Branchville-Sussex #1 34kV | Roy Road Battery Storage Facility | NJ | Sussex | In Service | JCPL | 6 | 6 | 0 | 6 | Energy | Generation Interconnection | Storage |  |  | N/A | https://www.pjm.com/pjmfiles/pub/planning/project-queues/feas_docs/aa2060_fea.pdf | Document Posted | https://www.pjm.com/pjmfiles/pub/planning/project-queues/impact_studies/aa2060_imp.pdf | Document Posted |  |  | https://www.pjm.com/pjmfiles/pub/planning/project-queues/isa/aa2_060_isa.pdf | Document Posted | N/A | https://www.pjm.com/pjmfiles/pub/planning/project-queues/csa/aa2_060_csa.pdf | Document Posted | N/A | N/A |  | 2/28/2015 | N/A | N/A | 7/17/2023 |  |  | 7/31/2023 | 7/31/2023 | 8/14/2023 | N | No
AA2-061 | Branchville-Sussex #2 34.5kV | Roy Road Battery Storage Facility | NJ | Sussex | In Service | JCPL | 14 | 8 | 0 | 8 | Energy | Generation Interconnection | Storage |  |  | N/A | https://www.pjm.com/pjmfiles/pub/planning/project-queues/feas_docs/aa2061_fea.pdf | Document Posted | https://www.pjm.com/pjmfiles/pub/planning/project-queues/impact_studies/aa2061_imp.pdf | Document Posted |  | Not Required | https://www.pjm.com/pjmfiles/pub/planning/project-queues/isa/aa2_061_isa.pdf | Document Posted | N/A | https://www.pjm.com/pjmfiles/pub/planning/project-queues/csa/aa2_061_csa.pdf | Document Posted | N/A | N/A |  | 2/27/2015 | N/A | N/A | 7/17/2023 |  |  | 7/31/2023 | 7/31/2023 | 8/14/2023 | N | No
AA2-062 | Branchville-N. Newton #1 34.kV |  | NJ | Sussex | Withdrawn | JCPL | 7 | 7 | 0 |  | Energy | Generation Interconnection | Storage |  |  | N/A | https://www.pjm.com/pjmfiles/pub/planning/project-queues/feas_docs/aa2062_fea.pdf | Document Posted | https://www.pjm.com/pjmfiles/pub/planning/project-queues/impact_studies/aa2062_imp.pdf | Document Posted |  |  | N/A |  | N/A |  |  | N/A | N/A |  | 2/27/2015 | N/A | N/A |  | 5/6/2016 | Customer Milestone Not Met | 12/1/2015 |  |  | N | No
AA2-063 | Branchville-N. Newton #2 34.5kV |  | NJ | Sussex | Withdrawn | JCPL | 8 | 8 | 0 |  | Energy | Generation Interconnection | Storage |  |  | N/A | https://www.pjm.com/pjmfiles/pub/planning/project-queues/feas_docs/aa2063_fea.pdf | Document Posted | https://www.pjm.com/pjmfiles/pub/planning/project-queues/impact_studies/aa2063_imp.pdf | Document Posted |  |  | N/A |  | N/A |  |  | N/A | N/A |  | 2/27/2015 | N/A | N/A |  | 5/6/2016 | Customer Milestone Not Met | 12/1/2015 |  |  | N | No
AA2-064 | Branchville-N. Newton #3 34.5kV |  | NJ | Sussex | Withdrawn | JCPL | 17 | 17 | 0 |  | Energy | Generation Interconnection | Storage |  |  | N/A | https://www.pjm.com/pjmfiles/pub/planning/project-queues/feas_docs/aa2064_fea.pdf | Document Posted | https://www.pjm.com/pjmfiles/pub/planning/project-queues/impact_studies/aa2064_imp.pdf | Document Posted | https://www.pjm.com/pjmfiles/pub/planning/project-queues/facilities/aa2064_fac.pdf | Document Posted |  | Withdrawn | N/A |  | Withdrawn | N/A | N/A |  | 2/27/2015 | N/A | N/A |  | 4/3/2017 | Customer Milestone Not Met | 12/1/2015 |  |  | N | No
AA2-065 | Hazen Switch Point-Washington 34.5kV |  | NJ | Warren | Withdrawn | JCPL | 8 | 8 | 0 |  | Energy | Generation Interconnection | Storage |  |  | N/A | https://www.pjm.com/pjmfiles/pub/planning/project-queues/feas_docs/aa2065_fea.pdf | Document Posted | https://www.pjm.com/pjmfiles/pub/planning/project-queues/impact_studies/aa2065_imp.pdf | Document Posted |  | Not Required |  | Withdrawn | N/A |  | Withdrawn | N/A | N/A |  | 2/27/2015 | N/A | N/A |  | 9/2/2016 | Customer Milestone Not Met | 12/1/2015 |  |  | N | Yes
AA2-066 | Penns Neck 13kV | Princeton Hospital NRG Energy Center | NJ | Mercer | In Service | PSEG | 2 | 2 | 0 | 2 | Energy | Generation Interconnection | Natural Gas |  |  | N/A | https://www.pjm.com/pjmfiles/pub/planning/project-queues/feas_docs/aa2066_fea.pdf | Document Posted | https://www.pjm.com/pjmfiles/pub/planning/project-queues/impact_studies/aa2066_imp.pdf | Document Posted |  | Not Required | N/A | Wholesale Market Participation Agreement | https://www.pjm.com/pjmfiles/pub/planning/project-queues/wmpa/aa2066_wmpa.pdf |  | Not Required | N/A | N/A |  | 2/27/2015 | N/A | N/A |  |  |  | 6/1/2016 | 6/1/2016 | 8/16/2017 | Y | No
AA2-067 | Belvidere |  | IL | Boone | Withdrawn | ComEd | 10 | 10 | 10 |  | Capacity | Generation Interconnection | Natural Gas |  |  | N/A | https://www.pjm.com/pjmfiles/pub/planning/project-queues/feas_docs/aa2067_fea.pdf | Document Posted |  | Withdrawn |  |  | N/A |  | N/A |  |  | N/A | N/A |  | 2/27/2015 | N/A | N/A |  | 11/29/2016 | Customer Initiated Withdrawal | 6/1/2017 |  |  | N | No
AA2-068 | South Justice 115kV | N301 Solar | NC | Halifax | Withdrawn | Dominion | 20 | 20 | 13.7 |  | Capacity | Generation Interconnection | Solar |  |  | N/A | https://www.pjm.com/pjmfiles/pub/planning/project-queues/feas_docs/aa2068_fea.pdf | Document Posted | https://www.pjm.com/pjmfiles/pub/planning/project-queues/impact_studies/aa2068_imp.pdf | Document Posted | https://www.pjm.com/pjmfiles/pub/planning/project-queues/facilities/aa2068_fac.pdf | Document Posted | N/A | Wholesale Market Participation Agreement | https://www.pjm.com/pjmfiles/pub/planning/project-queues/wmpa/aa2068_wmpa.pdf | https://www.pjm.com/pjmfiles/pub/planning/project-queues/csa/aa2068_wmpa.pdf | Not Required | N/A | N/A |  | 2/27/2015 | N/A | N/A |  | 4/3/2018 |  | 8/31/2018 | 8/31/2018 |  | N | No
AA2-069 | Cartanza 230kV | Garrison Energy Center | DE | New Castle | Withdrawn | DPL | 760.2 | 451 | 451 |  | Capacity | Generation Interconnection | Natural Gas |  |  | N/A | https://www.pjm.com/pjmfiles/pub/planning/project-queues/feas_docs/aa2069_fea.pdf | Document Posted | https://www.pjm.com/pjmfiles/pub/planning/project-queues/impact_studies/aa2069_imp.pdf | Document Posted | https://www.pjm.com/pjmfiles/pub/planning/project-queues/facilities/aa2069_fac.pdf | Document Posted | https://www.pjm.com/pjmfiles/pub/planning/project-queues/isa/aa2_069_isa.pdf | Document Posted | N/A | https://www.pjm.com/pjmfiles/pub/planning/project-queues/csa/aa2_069_csa.pdf | Document Posted | N/A | N/A |  | 2/27/2015 | N/A | N/A |  | 6/5/2023 |  | 6/1/2024 | 6/1/2024 |  | N | No
AA2-069A | Peckville-Jackson 69kV |  | PA | Wayne | Withdrawn | PPL | 64.6 | 64.6 | 8 |  | Capacity | Generation Interconnection | Wind |  |  | N/A |  | Withdrawn |  |  |  |  | N/A |  | N/A |  |  | N/A | N/A |  | 2/27/2015 | N/A | N/A |  | 3/26/2015 |  |  |  |  | N | No
AA2-070 | Smith Mountain 138kV | Smith Mountain Hydro | VA | Henry | In Service | AEP | 649 | 34 | 34 | 34 | Capacity | Generation Interconnection | Hydro |  |  | N/A | https://www.pjm.com/pjmfiles/pub/planning/project-queues/feas_docs/aa2070_fea.pdf | Document Posted | https://www.pjm.com/pjmfiles/pub/planning/project-queues/impact_studies/aa2070_imp.pdf | Document Posted |  |  | https://www.pjm.com/pjmfiles/pub/planning/project-queues/isa/aa2_070_isa.pdf | Document Posted | N/A |  | Not Required | N/A | N/A |  | 2/28/2015 | N/A | N/A |  |  |  | 12/31/2018 | 12/31/2018 | 12/31/2018 | N | No
AA2-072 | Kingsville 13kV | Kingsville Solar | MD | Harford | In Service | BGE | 1.1 | 1.1 | 0 | 1.1 | Energy | Generation Interconnection | Solar |  |  | N/A | https://www.pjm.com/pjmfiles/pub/planning/project-queues/feas_docs/aa2072_fea.pdf | Document Posted | https://www.pjm.com/pjmfiles/pub/planning/project-queues/impact_studies/aa2072_imp.pdf | Document Posted |  | Not Required | N/A | Wholesale Market Participation Agreement | https://www.pjm.com/pjmfiles/pub/planning/project-queues/wmpa/aa2072_wmpa.pdf |  | Not Required | N/A | N/A |  | 3/9/2015 | N/A | N/A |  |  |  | 5/1/2016 | 5/1/2016 | 6/14/2016 | Y | No
AA2-075 | Southwest Lima 345kV |  | OH | Van Wert | Withdrawn | AEP | 250 | 250 | 33 |  | Capacity | Generation Interconnection | Wind |  |  | N/A | https://www.pjm.com/pjmfiles/pub/planning/project-queues/feas_docs/aa2075_fea.pdf | Document Posted |  | Withdrawn |  |  | N/A |  | N/A |  |  | N/A | N/A |  | 3/16/2015 | N/A | N/A |  | 1/27/2017 | Customer Initiated Withdrawal | 3/14/2022 |  |  | N | No
AA2-076 | Linwood 230kV | Phillips Island CT1, CT2, CT3 & ST4 | PA | Delaware | In Service | PECO | 852 | 0 | 18 | 0 | Capacity | Generation Interconnection | Natural Gas |  |  | N/A | https://www.pjm.com/pjmfiles/pub/planning/project-queues/feas_docs/aa2076_fea.pdf | Document Posted | https://www.pjm.com/pjmfiles/pub/planning/project-queues/impact_studies/aa2076_imp.pdf | Document Posted |  |  | https://www.pjm.com/pjmfiles/pub/planning/project-queues/isa/aa2_076_isa.pdf | Document Posted | N/A |  | Not Required | N/A | N/A |  | 3/27/2015 | N/A | N/A |  |  |  | 4/27/2021 |  | 7/6/2017 | N | No | This project slid to the next queue
AA2-077 | Penrose #1 230kV |  | PA | Philadelphia | Withdrawn | PECO | 220 | 220 | 220 |  | Capacity | Generation Interconnection | Natural Gas |  |  | N/A | https://www.pjm.com/pjmfiles/pub/planning/project-queues/feas_docs/aa2077_fea.pdf | Document Posted | https://www.pjm.com/pjmfiles/pub/planning/project-queues/impact_studies/aa2077_imp.pdf | Document Posted | https://www.pjm.com/pjmfiles/pub/planning/project-queues/facilities/aa2077_fac.pdf | Document Posted |  | Withdrawn | N/A |  | Withdrawn | N/A | N/A |  | 3/27/2015 | N/A | N/A |  | 5/31/2018 |  | 5/1/2018 |  |  | N | No
AA2-078 | Penrose #2 230kV |  | PA | Philadelphia | Withdrawn | PECO | 130 | 130 | 130 |  | Capacity | Generation Interconnection | Natural Gas |  |  | N/A | https://www.pjm.com/pjmfiles/pub/planning/project-queues/feas_docs/aa2078_fea.pdf | Document Posted |  | Withdrawn |  |  | N/A |  | N/A |  |  | N/A | N/A |  | 3/27/2015 | N/A | N/A |  | 11/12/2015 | Customer Milestone Not Met | 5/1/2018 |  |  | N | No
AA2-079 | Possum Point 230kV | Possum Point Unit 6 | VA | Prince William | In Service | Dominion | 668 | 28 | 0 | 28 | Energy | Generation Interconnection | Natural Gas |  |  | N/A | https://www.pjm.com/pjmfiles/pub/planning/project-queues/feas_docs/aa2079_fea.pdf | Document Posted | https://www.pjm.com/pjmfiles/pub/planning/project-queues/impact_studies/aa2079_imp.pdf | Document Posted |  |  | https://www.pjm.com/pjmfiles/pub/planning/project-queues/isa/aa2_079_isa.pdf | Document Posted | N/A |  | Not Required | N/A | N/A |  | 3/30/2015 | N/A | N/A |  |  |  | 10/31/2016 | 10/31/2016 | 7/27/2016 | N | No
AA2-080 | Ellsworth-Eppler Junction 25kV |  | PA | Washington | Withdrawn | APS | 19.9 | 19.9 | 19.9 |  | Capacity | Generation Interconnection | Natural Gas |  |  | N/A | https://www.pjm.com/pjmfiles/pub/planning/project-queues/feas_docs/aa2080_fea.pdf | Document Posted | https://www.pjm.com/pjmfiles/pub/planning/project-queues/impact_studies/aa2080_imp.pdf | Document Posted |  | Not Required |  | Withdrawn | N/A |  | Not Required | N/A | N/A |  | 3/31/2015 | N/A | N/A |  | 12/2/2015 | Customer Initiated Withdrawal | 6/1/2017 |  |  | N | No
AA2-081 | Niles Valley 34.5kV | Niles Valley 34.5kV | PA | Tioga | Withdrawn | PENELEC | 19.9 | 19.9 | 19.9 |  | Capacity | Generation Interconnection | Natural Gas |  |  | N/A | https://www.pjm.com/pjmfiles/pub/planning/project-queues/feas_docs/aa2081_fea.pdf | Document Posted | https://www.pjm.com/pjmfiles/pub/planning/project-queues/impact_studies/aa2081_imp.pdf | Document Posted | https://www.pjm.com/pjmfiles/pub/planning/project-queues/facilities/aa2081_fac.pdf | Document Posted | https://www.pjm.com/pjmfiles/pub/planning/project-queues/isa/aa2_081_isa.pdf | Document Posted | N/A | https://www.pjm.com/pjmfiles/pub/planning/project-queues/csa/aa2_081_csa.pdf | Document Posted | N/A | N/A |  | 3/31/2015 | N/A | N/A |  | 3/15/2018 |  | 8/28/2018 | 8/28/2018 |  | N | No
AA2-082 | Alpha 34.5kV | Alpha Battery Storage Facility | NJ | Warren | In Service | JCPL | 20 | 20 | 0 | 20 | Energy | Generation Interconnection | Storage |  |  | N/A | https://www.pjm.com/pjmfiles/pub/planning/project-queues/feas_docs/aa2082_fea.pdf | Document Posted | https://www.pjm.com/pjmfiles/pub/planning/project-queues/impact_studies/aa2082_imp.pdf | Document Posted |  |  | https://www.pjm.com/pjmfiles/pub/planning/project-queues/isa/aa2_082_isa.pdf | Document Posted | N/A | https://www.pjm.com/pjmfiles/pub/planning/project-queues/csa/aa2_082_csa.pdf | Document Posted | N/A | N/A |  | 3/31/2015 | N/A | N/A |  |  |  | 10/20/2018 | 10/20/2018 | 1/28/2019 | N | No
AA2-083 | South Troy 34.5kV |  | PA | Bradford | Withdrawn | PENELEC | 19.9 | 19.9 | 19.9 |  | Capacity | Generation Interconnection | Natural Gas |  |  | N/A | https://www.pjm.com/pjmfiles/pub/planning/project-queues/feas_docs/aa2083_fea.pdf | Document Posted | https://www.pjm.com/pjmfiles/pub/planning/project-queues/impact_studies/aa2083_imp.pdf | Document Posted |  |  | N/A |  | N/A |  |  | N/A | N/A |  | 3/31/2015 | N/A | N/A |  | 5/5/2016 | Customer Milestone Not Met | 6/1/2017 |  |  | N | No
AA2-084 | Lappans Road 12.5kV |  | MD | Washington | Withdrawn | APS | 4 | 4 | 1.5 |  | Capacity | Generation Interconnection | Solar |  |  | N/A | https://www.pjm.com/pjmfiles/pub/planning/project-queues/feas_docs/aa2084_fea.pdf | Document Posted | https://www.pjm.com/pjmfiles/pub/planning/project-queues/impact_studies/aa2084_imp.pdf | Document Posted |  | Not Required |  | Withdrawn | N/A |  | Withdrawn | N/A | N/A |  | 3/31/2015 | N/A | N/A |  | 9/20/2016 | Customer Initiated Withdrawal | 11/2/2016 |  |  | N | No
AA2-085 | General Office 12.5kV |  | MD | Washington | Withdrawn | APS | 10 | 10 | 3.8 |  | Capacity | Generation Interconnection | Solar |  |  | N/A | https://www.pjm.com/pjmfiles/pub/planning/project-queues/feas_docs/aa2085_fea.pdf | Document Posted | https://www.pjm.com/pjmfiles/pub/planning/project-queues/impact_studies/aa2085_imp.pdf | Document Posted |  | Not Required | https://www.pjm.com/pjmfiles/pub/planning/project-queues/isa/aa2_085_isa.pdf | Document Posted | N/A | https://www.pjm.com/pjmfiles/pub/planning/project-queues/csa/aa2_085_csa.pdf | Document Posted | N/A | N/A |  | 3/31/2015 | N/A | N/A |  | 9/6/2019 |  | 9/5/2016 |  |  | N | No
AA2-086 | Boykins 34.5kV | Boykins Solar | VA | Southampton | Withdrawn | Dominion | 13 | 4.5 | 3.1 |  | Capacity | Generation Interconnection | Solar |  |  | N/A | https://www.pjm.com/pjmfiles/pub/planning/project-queues/feas_docs/aa2086_fea.pdf | Document Posted | https://www.pjm.com/pjmfiles/pub/planning/project-queues/impact_studies/aa2086_imp.pdf | Document Posted |  | Not Required | N/A | Wholesale Market Participation Agreement | https://www.pjm.com/pjmfiles/pub/planning/project-queues/wmpa/aa2086_wmpa.pdf |  | Not Required | N/A | N/A |  | 3/31/2015 | N/A | N/A |  | 1/25/2018 |  | 10/31/2017 | 10/31/2017 |  | N | No
AA2-087 | Boykins 34.5kV |  | VA | Southampton | Withdrawn | Dominion | 20 | 20 | 7.6 |  | Capacity | Generation Interconnection | Solar |  |  | N/A | https://www.pjm.com/pjmfiles/pub/planning/project-queues/feas_docs/aa2087_fea.pdf | Document Posted |  | Withdrawn |  |  | N/A |  | N/A |  |  | N/A | N/A |  | 3/31/2015 | N/A | N/A |  | 10/5/2015 | Customer Milestone Not Met | 9/5/2016 |  |  | N | No
AA2-088 | Boykins-Handsome 115kV | Newsoms Solar | VA | Southampton | In Service | Dominion | 100 | 100 | 38 | 100 | Capacity | Generation Interconnection | Solar |  |  | N/A | https://www.pjm.com/pjmfiles/pub/planning/project-queues/feas_docs/aa2088_fea.pdf | Document Posted | https://www.pjm.com/pjmfiles/pub/planning/project-queues/impact_studies/aa2088_imp.pdf | Document Posted | https://www.pjm.com/pjmfiles/pub/planning/project-queues/facilities/aa2088_fac.pdf | Document Posted | https://www.pjm.com/pjmfiles/pub/planning/project-queues/isa/aa2_088_isa.pdf | Document Posted | N/A | https://www.pjm.com/pjmfiles/pub/planning/project-queues/csa/aa2_088_csa.pdf | Document Posted | N/A | N/A |  | 3/31/2015 | N/A | N/A |  |  |  | 12/1/2017 | 12/1/2017 | 12/15/2017 | N | No
AA2-098 | George Washington (Moundsville) |  | WV | Marshall | Withdrawn | AEP | 565 | 20 | 20 |  | Capacity | Generation Interconnection | Natural Gas |  |  | N/A | https://www.pjm.com/pjmfiles/pub/planning/project-queues/feas_docs/aa2098_fea.pdf | Document Posted |  | Withdrawn |  |  | N/A |  | N/A |  |  | N/A | N/A |  | 4/20/2015 | N/A | N/A |  | 5/16/2017 | Customer Initiated Withdrawal | 6/1/2018 |  |  | N | No
AA2-099 | Sewaren 230kV | Sewaren 7 | NJ | Middlesex | In Service | PSEG | 568 | 0 | 32 | 0 | Capacity | Generation Interconnection | Natural Gas |  |  | N/A | https://www.pjm.com/pjmfiles/pub/planning/project-queues/feas_docs/aa2099_fea.pdf | Document Posted | https://www.pjm.com/pjmfiles/pub/planning/project-queues/impact_studies/aa2099_imp.pdf | Document Posted | https://www.pjm.com/pjmfiles/pub/planning/project-queues/facilities/aa2099_fac.pdf | Document Posted | https://www.pjm.com/pjmfiles/pub/planning/project-queues/isa/aa2_099_isa.pdf | Document Posted | N/A | https://www.pjm.com/pjmfiles/pub/planning/project-queues/csa/aa2_099_csa.pdf | Document Posted | N/A | N/A |  | 4/21/2015 | N/A | N/A |  |  |  | 6/1/2018 | 6/1/2018 | 6/5/2018 | N | No
AA2-100 | Brown 34.5kV | Bio Energy Landfill Facility | OH | Brown | In Service | DEOK | 4.8 | 4.8 | 4.8 | 4.8 | Capacity | Generation Interconnection | Methane |  |  | N/A | https://www.pjm.com/pjmfiles/pub/planning/project-queues/feas_docs/aa2100_fea.pdf | Document Posted | https://www.pjm.com/pjmfiles/pub/planning/project-queues/impact_studies/aa2100_imp.pdf | Document Posted |  |  | N/A | Wholesale Market Participation Agreement | https://www.pjm.com/pjmfiles/pub/planning/project-queues/wmpa/aa2100_wmpa.pdf | https://www.pjm.com/pjmfiles/pub/planning/project-queues/csa/aa2100_wmpa.pdf | Not Required | N/A | N/A |  | 4/22/2015 | N/A | N/A |  |  |  | 10/31/2018 | 10/31/2018 | 5/10/2017 | N | No
AA2-103 | Backbone Mountain 138kV | Backbone Mountain Energy Storage | WV | Tucker | Withdrawn | APS | 20 | 20 | 0 |  | Energy | Generation Interconnection | Storage |  |  | N/A | https://www.pjm.com/pjmfiles/pub/planning/project-queues/feas_docs/aa2103_fea.pdf | Document Posted | https://www.pjm.com/pjmfiles/pub/planning/project-queues/impact_studies/aa2103_imp.pdf | Document Posted | https://www.pjm.com/pjmfiles/pub/planning/project-queues/facilities/aa2103_fac.pdf | Document Posted | https://www.pjm.com/pjmfiles/pub/planning/project-queues/isa/aa2_103_isa.pdf | Document Posted | N/A | https://www.pjm.com/pjmfiles/pub/planning/project-queues/csa/aa2_103_csa.pdf | Document Posted | N/A | N/A |  | 4/24/2015 | N/A | N/A |  | 10/31/2022 |  | 7/31/2022 | 7/31/2022 |  | N | No
AA2-104 | Bigby 115kV |  | PA | Somerset | Withdrawn | PENELEC | 20 | 20 | 0 |  | Energy | Generation Interconnection | Storage |  |  | N/A | https://www.pjm.com/pjmfiles/pub/planning/project-queues/feas_docs/aa2104_fea.pdf | Document Posted | https://www.pjm.com/pjmfiles/pub/planning/project-queues/impact_studies/aa2104_imp.pdf | Document Posted |  |  | N/A |  | N/A |  |  | N/A | N/A |  | 4/24/2015 | N/A | N/A |  | 7/27/2016 | Customer Milestone Not Met | 12/30/2016 |  |  | N | No
AA2-105 | Hornertown 34.5kV |  | NC | Halifax | Withdrawn | Dominion | 20 | 20 | 13.6 |  | Capacity | Generation Interconnection | Solar |  |  | N/A | https://www.pjm.com/pjmfiles/pub/planning/project-queues/feas_docs/aa2105_fea.pdf | Document Posted |  | Withdrawn |  |  | https://www.pjm.com/pjmfiles/pub/planning/project-queues/isa/aa2_105_isa2.pdf | Interim Study | N/A |  |  | N/A | N/A |  | 4/24/2015 | N/A | N/A |  | 9/28/2016 | Customer Initiated Withdrawal | 3/31/2017 | 3/31/2017 |  | N | No
AA2-106 | Bluff Point 69kV |  | IN | Jay | Withdrawn | AEP | 20 | 20 | 0 |  | Energy | Generation Interconnection | Storage |  |  | N/A | https://www.pjm.com/pjmfiles/pub/planning/project-queues/feas_docs/aa2106_fea.pdf | Document Posted | https://www.pjm.com/pjmfiles/pub/planning/project-queues/impact_studies/aa2106_imp.pdf | Document Posted |  |  | N/A |  | N/A |  |  | N/A | N/A |  | 4/24/2015 | N/A | N/A |  | 3/13/2018 |  | 12/31/2018 | 12/31/2018 |  | N | No
AA2-107 | Waterman 34kV |  | IL | DeKalb | Withdrawn | ComEd | 20 | 20 | 0 |  | Energy | Generation Interconnection | Storage |  |  | N/A | https://www.pjm.com/pjmfiles/pub/planning/project-queues/feas_docs/aa2107_fea.pdf | Document Posted | https://www.pjm.com/pjmfiles/pub/planning/project-queues/impact_studies/aa2107_imp.pdf | Document Posted |  |  | N/A |  | N/A |  |  | N/A | N/A |  | 4/24/2015 | N/A | N/A |  | 10/22/2018 |  | 12/1/2016 |  |  | N | No
AA2-109 | Rock Springs-Peach Bottom 500kV |  | PA | Lancaster | Withdrawn | PECO | 1100 | 1100 | 1100 |  | Capacity | Generation Interconnection | Natural Gas |  |  | N/A | https://www.pjm.com/pjmfiles/pub/planning/project-queues/feas_docs/aa2109_fea.pdf | Document Posted |  | Withdrawn |  |  | N/A |  | N/A |  |  | N/A | N/A |  | 4/27/2015 | N/A | N/A |  | 2/4/2016 |  | 6/1/2019 |  |  | N | No
AA2-110 | Eddystone 230kV |  | PA | Delaware | Withdrawn | PECO | 550 | 550 | 550 |  | Capacity | Generation Interconnection | Natural Gas |  |  | N/A | https://www.pjm.com/pjmfiles/pub/planning/project-queues/feas_docs/aa2110_fea.pdf | Document Posted |  | Withdrawn |  |  | N/A |  | N/A |  |  | N/A | N/A |  | 4/27/2015 | N/A | N/A |  | 2/4/2016 |  | 6/1/2019 |  |  | N | No
AA2-111 | Cochranville-Peach Bottom 230kV |  | PA | Lancaster | Withdrawn | PECO | 550 | 550 | 550 |  | Capacity | Generation Interconnection | Natural Gas |  |  | N/A | https://www.pjm.com/pjmfiles/pub/planning/project-queues/feas_docs/aa2111_fea.pdf | Document Posted |  | Withdrawn |  |  | N/A |  | N/A |  |  | N/A | N/A |  | 4/27/2015 | N/A | N/A |  | 2/4/2016 |  | 6/1/2019 |  |  | N | No
AA2-112 | Tiffany 34.5kV |  | PA | Susquehanna | Withdrawn | PENELEC | 19.9 | 19.9 | 19.9 |  | Capacity | Generation Interconnection | Natural Gas |  |  | N/A | https://www.pjm.com/pjmfiles/pub/planning/project-queues/feas_docs/aa2112_fea.pdf | Document Posted | https://www.pjm.com/pjmfiles/pub/planning/project-queues/impact_studies/aa2112_imp.pdf | Document Posted | https://www.pjm.com/pjmfiles/pub/planning/project-queues/facilities/aa2112_fac.pdf | Document Posted |  | Withdrawn | N/A |  | Withdrawn | N/A | N/A |  | 4/27/2015 | N/A | N/A |  | 11/14/2017 | Customer Initiated Withdrawal | 6/1/2017 |  |  | N | No
AA2-113 | Hornertown 34.5kV |  | NC | Halifax | Withdrawn | Dominion | 16 | 16 | 10.9 |  | Capacity | Generation Interconnection | Solar |  |  | N/A | https://www.pjm.com/pjmfiles/pub/planning/project-queues/feas_docs/aa2113_fea.pdf | Document Posted |  | Withdrawn |  |  | N/A |  | N/A |  |  | N/A | N/A |  | 4/28/2015 | N/A | N/A |  | 9/28/2016 | Customer Initiated Withdrawal | 3/31/2017 | 3/31/2017 |  | N | No
AA2-114 | Furnace Brook-Hazen Switch Point 34kV |  | NJ | Union | Withdrawn | JCPL | 20 | 20 | 0 |  | Energy | Generation Interconnection | Storage |  |  | N/A | https://www.pjm.com/pjmfiles/pub/planning/project-queues/feas_docs/aa2114_fea.pdf | Document Posted | https://www.pjm.com/pjmfiles/pub/planning/project-queues/impact_studies/aa2114_imp.pdf | Document Posted |  |  | N/A |  | N/A |  |  | N/A | N/A |  | 4/28/2015 | N/A | N/A |  | 5/2/2016 | Customer Initiated Withdrawal | 4/1/2016 |  |  | N | Yes
AA2-115 | S. Reading-Boyertown 230kV | Birdsboro Power LLC Generation Facility | PA | Berks | In Service | ME | 450 | 450 | 450 | 450 | Capacity | Generation Interconnection | Natural Gas |  |  | N/A | https://www.pjm.com/pjmfiles/pub/planning/project-queues/feas_docs/aa2115_fea.pdf | Document Posted | https://www.pjm.com/pjmfiles/pub/planning/project-queues/impact_studies/aa2115_imp.pdf | Document Posted | https://www.pjm.com/pjmfiles/pub/planning/project-queues/facilities/aa2115_fac.pdf | Document Posted | https://www.pjm.com/pjmfiles/pub/planning/project-queues/isa/aa2_115_isa.pdf | Document Posted | N/A | https://www.pjm.com/pjmfiles/pub/planning/project-queues/csa/aa2_115_csa.pdf | Document Posted | N/A | N/A |  | 4/28/2015 | N/A | N/A |  |  |  | 6/1/2019 | 6/1/2019 | 2/7/2019 | N | No
AA2-116 | Cook-East Elkhart 345kV | Indeck Niles Energy Center | MI | Cass | In Service | AEP | 994 | 994 | 994 | 994 | Capacity | Generation Interconnection | Natural Gas |  |  | N/A | https://www.pjm.com/pjmfiles/pub/planning/project-queues/feas_docs/aa2116_fea.pdf | Document Posted | https://www.pjm.com/pjmfiles/pub/planning/project-queues/impact_studies/aa2116_imp.pdf | Document Posted | https://www.pjm.com/pjmfiles/pub/planning/project-queues/facilities/aa2116_fac.pdf | Document Posted | https://www.pjm.com/pjmfiles/pub/planning/project-queues/isa/aa2_116_isa.pdf | Document Posted | N/A | https://www.pjm.com/pjmfiles/pub/planning/project-queues/csa/aa2_116_csa.pdf | Document Posted | N/A | N/A | 6/24/2021 | 4/28/2015 | N/A | N/A | 12/27/2021 |  |  | 3/15/2022 | 3/15/2022 | 12/27/2021 | N | No
AA2-117 | Sussex |  | NJ | Sussex | Withdrawn | JCPL | 16 | 16 | 0 |  | Energy | Generation Interconnection | Storage |  |  | N/A | https://www.pjm.com/pjmfiles/pub/planning/project-queues/feas_docs/aa2117_fea.pdf | Document Posted | https://www.pjm.com/pjmfiles/pub/planning/project-queues/impact_studies/aa2117_imp.pdf | Document Posted |  |  | N/A |  | N/A |  |  | N/A | N/A |  | 4/28/2015 | N/A | N/A |  | 6/2/2016 | Customer Milestone Not Met | 5/2/2016 |  |  | N | No
AA2-118 | Murphy-Tunis 115kV |  | NC | Hertford | Withdrawn | Dominion | 35.2 | 35.2 | 14 |  | Capacity | Generation Interconnection | Solar |  |  | N/A |  | Withdrawn |  |  |  |  | N/A |  | N/A |  |  | N/A | N/A |  | 4/29/2015 | N/A | N/A |  | 5/6/2015 | Customer Initiated Withdrawal | 6/30/2017 |  |  | N | No
AA2-119 | Glen Falls 138kV | Glen Falls Facility | WV | Harrison | Engineering and Procurement | APS | 550 | 550 | 550 |  | Capacity | Generation Interconnection | Natural Gas |  |  | N/A | https://www.pjm.com/pjmfiles/pub/planning/project-queues/feas_docs/aa2119_fea.pdf | Document Posted | https://www.pjm.com/pjmfiles/pub/planning/project-queues/impact_studies/aa2119_imp.pdf | Document Posted | https://www.pjm.com/pjmfiles/pub/planning/project-queues/facilities/aa2119_fac.pdf | Document Posted | https://www.pjm.com/pjmfiles/pub/planning/project-queues/isa/aa2_119_isa.pdf | Document Posted | N/A | https://www.pjm.com/pjmfiles/pub/planning/project-queues/csa/aa2_119_csa.pdf | Document Posted | N/A | N/A | 11/11/2027 | 4/30/2015 | N/A | N/A | 7/31/2028 |  |  | 1/31/2029 | 1/31/2029 |  | N | No
AA2-120 | Tower Hill 115kV |  | PA | Tioga | Withdrawn | PENELEC | 250 | 250 | 250 |  | Capacity | Generation Interconnection | Natural Gas |  |  | N/A | https://www.pjm.com/pjmfiles/pub/planning/project-queues/feas_docs/aa2120_fea.pdf | Document Posted | https://www.pjm.com/pjmfiles/pub/planning/project-queues/impact_studies/aa2120_imp.pdf | Document Posted |  |  | N/A |  | N/A |  |  | N/A | N/A |  | 4/29/2015 | N/A | N/A |  | 5/25/2016 | Customer Milestone Not Met | 6/1/2020 |  |  | N | No
AA2-121 | Tidd-Wylie Ridge 345kV | ESC Brooke County Power I | WV | Brooke | Withdrawn | APS | 685 | 685 | 685 |  | Capacity | Generation Interconnection | Natural Gas |  |  | N/A | https://www.pjm.com/pjmfiles/pub/planning/project-queues/feas_docs/aa2121_fea.pdf | Document Posted | https://www.pjm.com/pjmfiles/pub/planning/project-queues/impact_studies/aa2121_imp.pdf | Document Posted | https://www.pjm.com/pjmfiles/pub/planning/project-queues/facilities/aa2121_fac.pdf | Document Posted | https://www.pjm.com/pjmfiles/pub/planning/project-queues/isa/aa2_121_isa.pdf | Document Posted | N/A | https://www.pjm.com/pjmfiles/pub/planning/project-queues/csa/aa2_121_csa.pdf | Document Posted | N/A | N/A |  | 4/29/2015 | N/A | N/A | 12/31/2022 | 10/10/2020 |  | 8/3/2021 | 8/3/2021 |  | N | No
AA2-122 | Parlin 230kV |  | NJ | Middlesex | Withdrawn | JCPL | 143.5 | 20 | 0 |  | Energy | Generation Interconnection | Storage |  |  | N/A | https://www.pjm.com/pjmfiles/pub/planning/project-queues/feas_docs/aa2122_fea.pdf | Document Posted | https://www.pjm.com/pjmfiles/pub/planning/project-queues/impact_studies/aa2122_imp.pdf | Document Posted |  |  | N/A |  | N/A |  |  | N/A | N/A |  | 4/29/2015 | N/A | N/A |  | 5/24/2016 | Customer Milestone Not Met | 5/1/2016 |  |  | N | No
AA2-123 | Marengo 34kV | Marengo Battery Storage | IL | McHenry | In Service | ComEd | 20 | 20 | 0 | 20 | Energy | Generation Interconnection | Storage |  |  | N/A | https://www.pjm.com/pjmfiles/pub/planning/project-queues/feas_docs/aa2123_fea.pdf | Document Posted | https://www.pjm.com/pjmfiles/pub/planning/project-queues/impact_studies/aa2123_imp.pdf | Document Posted |  | Not Required | N/A | Wholesale Market Participation Agreement | https://www.pjm.com/pjmfiles/pub/planning/project-queues/wmpa/aa2123_wmpa.pdf |  | Not Required | N/A | N/A |  | 4/29/2015 | N/A | N/A |  |  |  | 9/30/2018 | 9/30/2018 | 11/19/2018 | N | No
AA2-124 | Sewaren 230kV |  | NJ | Middlesex | Withdrawn | PSEG | 576 | 576 | 553 |  | Capacity | Generation Interconnection | Natural Gas |  |  | N/A | https://www.pjm.com/pjmfiles/pub/planning/project-queues/feas_docs/aa2124_fea.pdf | Document Posted |  | Withdrawn |  |  | N/A |  | N/A |  |  | N/A | N/A |  | 4/29/2015 | N/A | N/A |  | 9/10/2015 | Customer Initiated Withdrawal | 5/31/2019 |  |  | N | No
AA2-125 | Edison 138kV |  | NJ | Middlesex | Withdrawn | PSEG | 580.1 | 580.08 | 504 |  | Capacity | Generation Interconnection | Natural Gas |  |  | N/A | https://www.pjm.com/pjmfiles/pub/planning/project-queues/feas_docs/aa2125_fea.pdf | Document Posted | https://www.pjm.com/pjmfiles/pub/planning/project-queues/impact_studies/aa2125_imp.pdf | Document Posted |  | Not Required |  | Withdrawn | N/A |  | Withdrawn | N/A | N/A |  | 4/29/2015 | N/A | N/A |  | 9/9/2015 | Customer Initiated Withdrawal | 5/31/2017 |  |  | N | No
AA2-126 | Thorofare 13kV |  | NJ | Gloucester | Withdrawn | PSEG | 5 | 5 | 0 |  | Energy | Generation Interconnection | Storage |  |  | N/A |  | Withdrawn |  |  |  |  | N/A |  | N/A |  |  | N/A | N/A |  | 4/30/2015 | N/A | N/A |  | 6/5/2015 | Customer Initiated Withdrawal | 4/1/2016 |  |  | N | No
AA2-127 | Bear Garden 230kV | Bear Garden Facility | VA | Buckingham | In Service | Dominion | 682 | 7 | 32.2 | 7 | Capacity | Generation Interconnection | Natural Gas |  |  | N/A | https://www.pjm.com/pjmfiles/pub/planning/project-queues/feas_docs/aa2127_fea.pdf | Document Posted | https://www.pjm.com/pjmfiles/pub/planning/project-queues/impact_studies/aa2127_imp.pdf | Document Posted |  |  | https://www.pjm.com/pjmfiles/pub/planning/project-queues/isa/aa2_127_isa.pdf | Document Posted | N/A |  | Not Required | N/A | N/A |  | 4/30/2015 | N/A | N/A |  |  |  | 9/30/2017 | 9/30/2017 | 5/1/2016 | N | No
AA2-128 | Raritan River-Werner 115kV |  | NJ | Middlesex | Withdrawn | JCPL | 175 | 175 | 70 |  | Capacity | Generation Interconnection | Natural Gas |  |  | N/A | https://www.pjm.com/pjmfiles/pub/planning/project-queues/feas_docs/aa2128_fea.pdf | Document Posted | https://www.pjm.com/pjmfiles/pub/planning/project-queues/impact_studies/aa2128_imp.pdf | Document Posted |  | Withdrawn | N/A |  | N/A |  |  | N/A | N/A |  | 4/30/2015 | N/A | N/A |  | 8/24/2017 | Customer Initiated Withdrawal | 6/27/2017 |  |  | N | No
AA2-129 | New Church 138kV |  | VA | Accomack | Withdrawn | DPL | 20 | 20 | 0 |  | Energy | Generation Interconnection | Storage |  |  | N/A | https://www.pjm.com/pjmfiles/pub/planning/project-queues/feas_docs/aa2129_fea.pdf | Document Posted | https://www.pjm.com/pjmfiles/pub/planning/project-queues/impact_studies/aa2129_imp.pdf | Document Posted |  | Withdrawn | N/A |  | N/A |  |  | N/A | N/A |  | 4/30/2015 | N/A | N/A |  | 6/8/2018 |  | 12/31/2016 |  |  | N | No
AA2-130 | Kings Creek-Crisfield 69kV | CleanBay Biomass Generator | MD | Somerset | Withdrawn | DPL | 2 | 2 | 2 |  | Capacity | Generation Interconnection | Methane |  |  | N/A | https://www.pjm.com/pjmfiles/pub/planning/project-queues/feas_docs/aa2130_fea.pdf | Document Posted | https://www.pjm.com/pjmfiles/pub/planning/project-queues/impact_studies/aa2130_imp.pdf | Document Posted | https://www.pjm.com/pjmfiles/pub/planning/project-queues/facilities/aa2130_fac.pdf | Document Posted | N/A | Wholesale Market Participation Agreement | https://www.pjm.com/pjmfiles/pub/planning/project-queues/wmpa/aa2130_wmpa.pdf | https://www.pjm.com/pjmfiles/pub/planning/project-queues/csa/aa2130_wmpa.pdf | Not Required | N/A | N/A |  | 4/30/2015 | N/A | N/A |  | 5/8/2019 |  | 9/25/2018 | 9/25/2018 |  | N | No
AA2-131 | Oak Grove 138kV | Oak Grove 138kV | WV | Pleasants | In Service | APS | 354 | 0 | 18 |  | Capacity | Generation Interconnection | Natural Gas |  |  | N/A | https://www.pjm.com/pjmfiles/pub/planning/project-queues/feas_docs/aa2131_fea.pdf | Document Posted | https://www.pjm.com/pjmfiles/pub/planning/project-queues/impact_studies/aa2131_imp.pdf | Document Posted |  |  | https://www.pjm.com/pjmfiles/pub/planning/project-queues/isa/aa2_131_isa.pdf | Document Posted | N/A |  | Not Required | N/A | N/A |  | 4/30/2015 | N/A | N/A |  |  |  | 3/30/2018 | 3/30/2018 | 5/25/2018 | N | No
AA2-132 | Thompson 34.5kV | Thompson 34.5kV | PA | Susquehanna | Withdrawn | PENELEC | 19.9 | 19.9 | 19.9 |  | Capacity | Generation Interconnection | Natural Gas |  |  | N/A | https://www.pjm.com/pjmfiles/pub/planning/project-queues/feas_docs/aa2132_fea.pdf | Document Posted | https://www.pjm.com/pjmfiles/pub/planning/project-queues/impact_studies/aa2132_imp.pdf | Document Posted | https://www.pjm.com/pjmfiles/pub/planning/project-queues/facilities/aa2132_fac.pdf | Document Posted | https://www.pjm.com/pjmfiles/pub/planning/project-queues/isa/aa2_132_isa.pdf | Document Posted | N/A | https://www.pjm.com/pjmfiles/pub/planning/project-queues/csa/aa2_132_csa.pdf | Document Posted | N/A | N/A |  | 4/30/2015 | N/A | N/A |  | 12/7/2020 |  | 9/28/2018 | 9/28/2018 |  | N | No
AA2-133 | Wyalusing 34.5kV | Wyalusing 34.5kV | PA | Bradford | In Service | PENELEC | 19.9 | 19.9 | 19.9 | 19.9 | Capacity | Generation Interconnection | Natural Gas |  |  | N/A | https://www.pjm.com/pjmfiles/pub/planning/project-queues/feas_docs/aa2133_fea.pdf | Document Posted | https://www.pjm.com/pjmfiles/pub/planning/project-queues/impact_studies/aa2133_imp.pdf | Document Posted | https://www.pjm.com/pjmfiles/pub/planning/project-queues/facilities/aa2133_fac.pdf | Document Posted | https://www.pjm.com/pjmfiles/pub/planning/project-queues/isa/aa2_133_isa.pdf | Document Posted | N/A | https://www.pjm.com/pjmfiles/pub/planning/project-queues/csa/aa2_133_csa.pdf | Document Posted | N/A | N/A |  | 4/30/2015 | N/A | N/A |  |  |  | 5/31/2019 | 5/31/2019 | 2/21/2019 | N | No
AA2-134 | Andrew Shaft-84 Junction 25kV |  | PA | Washington | Withdrawn | APS | 19.9 | 19.9 | 19.9 |  | Capacity | Generation Interconnection | Natural Gas |  |  | N/A | https://www.pjm.com/pjmfiles/pub/planning/project-queues/feas_docs/aa2134_fea.pdf | Document Posted |  | Withdrawn |  |  | N/A |  | N/A |  |  | N/A | N/A |  | 4/30/2015 | N/A | N/A |  | 10/29/2015 | Customer Milestone Not Met | 6/1/2017 |  |  | N | No
AA2-135 | East Towanda 34.5kV |  | PA | Bradford | Withdrawn | PENELEC | 19.9 | 19.9 | 19.9 |  | Capacity | Generation Interconnection | Natural Gas |  |  | N/A | https://www.pjm.com/pjmfiles/pub/planning/project-queues/feas_docs/aa2135_fea.pdf | Document Posted | https://www.pjm.com/pjmfiles/pub/planning/project-queues/impact_studies/aa2135_imp.pdf | Document Posted |  |  | N/A |  | N/A |  |  | N/A | N/A |  | 4/30/2015 | N/A | N/A |  | 5/17/2016 | Customer Milestone Not Met | 6/1/2017 |  |  | N | No
AA2-136 | Kendall |  | IL | Kendall | Withdrawn | ComEd | 1228.8 | 10 | 10 |  | Capacity | Generation Interconnection | Natural Gas |  |  | N/A | https://www.pjm.com/pjmfiles/pub/planning/project-queues/feas_docs/aa2136_fea.pdf | Document Posted |  | Withdrawn |  |  | N/A |  | N/A |  |  | N/A | N/A |  | 4/30/2015 | N/A | N/A |  | 10/2/2015 | Customer Milestone Not Met | 5/1/2016 |  |  | N | No
AA2-137 | Hanging Rock 765kV - Power Block 1 | Cornu | OH | Lawrence | In Service | AEP | 670 | 45 | 45 | 45 | Capacity | Generation Interconnection | Natural Gas |  |  | N/A | https://www.pjm.com/pjmfiles/pub/planning/project-queues/feas_docs/aa2137_fea.pdf | Document Posted | https://www.pjm.com/pjmfiles/pub/planning/project-queues/impact_studies/aa2137_imp.pdf | Document Posted |  |  | https://www.pjm.com/pjmfiles/pub/planning/project-queues/isa/aa2_137_isa.pdf | Document Posted | N/A |  | Not Required | N/A | N/A |  | 4/30/2015 | N/A | N/A |  |  |  | 5/1/2019 |  | 12/2/2016 | N | No
AA2-138 | Hanging Rock 765kV - Power Block 2 | Cornu | OH | Lawrence | In Service | AEP | 670 | 45 | 45 | 45 | Capacity | Generation Interconnection | Natural Gas |  |  | N/A | https://www.pjm.com/pjmfiles/pub/planning/project-queues/feas_docs/aa2138_fea.pdf | Document Posted | https://www.pjm.com/pjmfiles/pub/planning/project-queues/impact_studies/aa2138_imp.pdf | Document Posted |  |  | https://www.pjm.com/pjmfiles/pub/planning/project-queues/isa/aa2_138_isa.pdf | Document Posted | N/A |  | Not Required | N/A | N/A |  | 4/30/2015 | N/A | N/A |  |  |  | 5/1/2019 | 5/1/2019 | 12/2/2016 | N | No
AA2-139 | Ronco 500kV | Fayette Energy Facility | PA | Fayette | In Service | APS | 706 | 45 | 45 | 45 | Capacity | Generation Interconnection | Natural Gas |  |  | N/A | https://www.pjm.com/pjmfiles/pub/planning/project-queues/feas_docs/aa2139_fea.pdf | Document Posted | https://www.pjm.com/pjmfiles/pub/planning/project-queues/impact_studies/aa2139_imp.pdf | Document Posted |  |  | https://www.pjm.com/pjmfiles/pub/planning/project-queues/isa/aa2_139_isa.pdf | Document Posted | N/A | https://www.pjm.com/pjmfiles/pub/planning/project-queues/csa/aa2_139_csa.pdf | Document Posted | N/A | N/A |  | 4/30/2015 | N/A | N/A |  |  |  | 10/1/2017 | 10/1/2017 | 4/21/2017 | N | No
AA2-140 | Printz 230kV | Liberty Electric | PA | Delaware | In Service | PECO | 641.5 | 35 | 35 | 35 | Capacity | Generation Interconnection | Natural Gas |  |  | N/A | https://www.pjm.com/pjmfiles/pub/planning/project-queues/feas_docs/aa2140_fea.pdf | Document Posted | https://www.pjm.com/pjmfiles/pub/planning/project-queues/impact_studies/aa2140_imp.pdf | Document Posted |  |  | https://www.pjm.com/pjmfiles/pub/planning/project-queues/isa/aa2_140_isa.pdf | Document Posted | N/A |  | Not Required | N/A | N/A |  | 4/30/2015 | N/A | N/A |  |  |  | 5/1/2016 |  | 6/30/2017 | N | No
AA2-141 | Washington 345kV | Washington Energy Facility | OH | Washington | In Service | AEP | 670 | 45 | 45 | 45 | Capacity | Generation Interconnection | Natural Gas |  |  | N/A | https://www.pjm.com/pjmfiles/pub/planning/project-queues/feas_docs/aa2141_fea.pdf | Document Posted | https://www.pjm.com/pjmfiles/pub/planning/project-queues/impact_studies/aa2141_imp.pdf | Document Posted |  |  | https://www.pjm.com/pjmfiles/pub/planning/project-queues/isa/aa2_141_isa.pdf | Document Posted | N/A |  | Not Required | N/A | N/A |  | 4/30/2015 | N/A | N/A |  |  |  | 8/31/2016 | 8/31/2016 | 12/2/2016 | N | No
AA2-142 | Branchburg-Deans 500kV |  | NJ | Somerset | Withdrawn | PSEG | 1377 | 1377 | 1278 |  | Capacity | Generation Interconnection | Natural Gas |  |  | N/A | https://www.pjm.com/pjmfiles/pub/planning/project-queues/feas_docs/aa2142_fea.pdf | Document Posted |  | Withdrawn |  |  | N/A |  | N/A |  |  | N/A | N/A |  | 4/30/2015 | N/A | N/A |  | 2/2/2016 | Customer Initiated Withdrawal | 6/1/2021 |  |  | N | No
AA2-143 | Catoctin 12.5kV |  | MD | Frederick | Withdrawn | APS | 4 | 4 | 2.7 |  | Capacity | Generation Interconnection | Solar |  |  | N/A | https://www.pjm.com/pjmfiles/pub/planning/project-queues/feas_docs/aa2143_fea.pdf | Document Posted | https://www.pjm.com/pjmfiles/pub/planning/project-queues/impact_studies/aa2143_imp.pdf | Document Posted |  | Not Required |  | Withdrawn | N/A |  | Withdrawn | N/A | N/A |  | 4/30/2015 | N/A | N/A |  | 10/26/2016 | Customer Initiated Withdrawal | 9/15/2016 |  |  | N | No
AA2-144 | East New Market 12kV |  | MD | Dorchester | Withdrawn | DPL | 10 | 10 | 6.8 |  | Capacity | Generation Interconnection | Solar |  |  | N/A | https://www.pjm.com/pjmfiles/pub/planning/project-queues/feas_docs/aa2144_fea.pdf | Document Posted | https://www.pjm.com/pjmfiles/pub/planning/project-queues/impact_studies/aa2144_imp.pdf | Document Posted |  |  | N/A |  | N/A |  |  | N/A | N/A |  | 4/30/2015 | N/A | N/A |  | 4/29/2016 | Customer Initiated Withdrawal | 9/15/2016 |  |  | N | No
AA2-145 | Catoctin 34.5kV | Hessong Birdge Solar Facility | MD | Frederick | Withdrawn | APS | 20 | 20 | 10.9 |  | Capacity | Generation Interconnection | Solar |  |  | N/A | https://www.pjm.com/pjmfiles/pub/planning/project-queues/feas_docs/aa2145_fea.pdf | Document Posted | https://www.pjm.com/pjmfiles/pub/planning/project-queues/impact_studies/aa2145_imp.pdf | Document Posted |  | Not Required | https://www.pjm.com/pjmfiles/pub/planning/project-queues/isa/aa2_145_isa.pdf | Document Posted | N/A | https://www.pjm.com/pjmfiles/pub/planning/project-queues/csa/aa2_145_csa.pdf | Document Posted | N/A | N/A |  | 4/30/2015 | N/A | N/A |  | 7/22/2019 |  | 9/15/2017 | 9/15/2017 |  | N | No
AA2-146 | Catoctin 34.5kV |  | MD | Frederick | Withdrawn | APS | 20 | 20 | 10.9 |  | Capacity | Generation Interconnection | Solar |  |  | N/A | https://www.pjm.com/pjmfiles/pub/planning/project-queues/feas_docs/aa2146_fea.pdf | Document Posted | https://www.pjm.com/pjmfiles/pub/planning/project-queues/impact_studies/aa2146_imp.pdf | Document Posted |  | Not Required |  | Withdrawn | N/A |  | Withdrawn | N/A | N/A |  | 4/30/2015 | N/A | N/A |  | 7/13/2016 | Customer Milestone Not Met | 9/15/2016 |  |  | N | No
AA2-147 | Todd 12kV |  | MD | Dorchester | Withdrawn | DPL | 4 | 4 | 2.7 |  | Capacity | Generation Interconnection | Solar |  |  | N/A | https://www.pjm.com/pjmfiles/pub/planning/project-queues/feas_docs/aa2147_fea.pdf | Document Posted | https://www.pjm.com/pjmfiles/pub/planning/project-queues/impact_studies/aa2147_imp.pdf | Document Posted |  |  | N/A |  | N/A |  |  | N/A | N/A |  | 4/30/2015 | N/A | N/A |  | 4/29/2016 | Customer Initiated Withdrawal | 9/15/2016 |  |  | N | No
AA2-148 | Madison-Tanners Creek 138kV |  | IN | Fayette | Withdrawn | AEP | 175 | 174.2 | 22.75 |  | Capacity | Generation Interconnection | Wind |  |  | N/A | https://www.pjm.com/pjmfiles/pub/planning/project-queues/feas_docs/aa2148_fea.pdf | Document Posted | https://www.pjm.com/pjmfiles/pub/planning/project-queues/impact_studies/aa2148_imp.pdf | Document Posted |  | Withdrawn | N/A |  | N/A |  |  | N/A | N/A |  | 4/30/2015 | N/A | N/A |  | 4/20/2021 |  | 12/31/2017 | 12/31/2017 |  | N | No
AA2-149 | Carolina-Seaboard 115kV |  | NC | Northhampton | Withdrawn | Dominion | 20 | 20 | 7.6 |  | Capacity | Generation Interconnection | Solar |  |  | N/A | https://www.pjm.com/pjmfiles/pub/planning/project-queues/feas_docs/aa2149_fea.pdf | Document Posted |  | Withdrawn |  |  | N/A |  | N/A |  |  | N/A | N/A |  | 4/30/2015 | N/A | N/A |  | 10/6/2015 | Customer Milestone Not Met | 12/15/2015 |  |  | N | No
AA2-150 | Trappe 12kV |  | MD | Talbot | Withdrawn | DPL | 10 | 10 | 6.8 |  | Capacity | Generation Interconnection | Solar |  |  | N/A | https://www.pjm.com/pjmfiles/pub/planning/project-queues/feas_docs/aa2150_fea.pdf | Document Posted | https://www.pjm.com/pjmfiles/pub/planning/project-queues/impact_studies/aa2150_imp.pdf | Document Posted |  |  | N/A |  | N/A |  |  | N/A | N/A |  | 4/30/2015 | N/A | N/A |  | 4/29/2016 | Customer Initiated Withdrawal | 9/15/2016 |  |  | N | No
AA2-151 | Delano-Scioto Trail 138kV |  | OH | Ross | Withdrawn | AEP | 80 | 80 | 56 |  | Capacity | Generation Interconnection | Solar |  |  | N/A |  | Withdrawn |  |  |  |  | N/A |  | N/A |  |  | N/A | N/A |  | 4/30/2015 | N/A | N/A |  | 5/18/2015 |  | 6/30/2016 |  |  | N | No
AA2-152 | Keeney-Steel 230kV |  | MD | Caroline | Withdrawn | DPL | 80 | 80 | 56 |  | Capacity | Generation Interconnection | Solar |  |  | N/A |  | Withdrawn |  |  |  |  | N/A |  | N/A |  |  | N/A | N/A |  | 4/30/2015 | N/A | N/A |  | 5/20/2015 | Customer Milestone Not Met | 6/30/2016 |  |  | N | No
AA2-153 | Yellow Springs 34.5kV |  | MD | Frederick | Withdrawn | APS | 4 | 4 | 2.7 |  | Capacity | Generation Interconnection | Solar |  |  | N/A | https://www.pjm.com/pjmfiles/pub/planning/project-queues/feas_docs/aa2153_fea.pdf | Document Posted | https://www.pjm.com/pjmfiles/pub/planning/project-queues/impact_studies/aa2153_imp.pdf | Document Posted |  | Not Required |  | Withdrawn | N/A |  | Withdrawn | N/A | N/A |  | 4/30/2015 | N/A | N/A |  | 8/22/2016 | Customer Initiated Withdrawal | 9/15/2016 |  |  | N | No
AA2-154 | Watkins Corner 34.5kV |  | VA | Southampton | Withdrawn | Dominion | 20 | 20 | 14 |  | Capacity | Generation Interconnection | Solar |  |  | N/A | https://www.pjm.com/pjmfiles/pub/planning/project-queues/feas_docs/aa2154_fea.pdf | Document Posted |  | Withdrawn |  |  | N/A |  | N/A |  |  | N/A | N/A |  | 4/30/2015 | N/A | N/A |  | 10/2/2015 | Customer Initiated Withdrawal | 11/30/2015 |  |  | N | No
AA2-155 | Mt. Lena 12.5kV |  | MD | Washington | Withdrawn | APS | 4 | 4 | 2.7 |  | Capacity | Generation Interconnection | Solar |  |  | N/A | https://www.pjm.com/pjmfiles/pub/planning/project-queues/feas_docs/aa2155_fea.pdf | Document Posted | https://www.pjm.com/pjmfiles/pub/planning/project-queues/impact_studies/aa2155_imp.pdf | Document Posted |  | Not Required |  | Withdrawn | N/A |  | Withdrawn | N/A | N/A |  | 4/30/2015 | N/A | N/A |  | 9/19/2016 | Customer Initiated Withdrawal | 9/15/2016 |  |  | N | No
AA2-156 | Aydlett-Shawboro 230kV |  | NC | Currituck | Withdrawn | Dominion | 80 | 80 | 56 |  | Capacity | Generation Interconnection | Solar |  |  | N/A |  | Withdrawn |  |  |  |  | N/A |  | N/A |  |  | N/A | N/A |  | 4/30/2015 | N/A | N/A |  | 5/22/2015 | Customer Milestone Not Met | 6/30/2016 |  |  | N | No
AA2-157 | Cashie-Trowbridge 230kV |  | NC | Martin | Withdrawn | Dominion | 80 | 80 | 56 |  | Capacity | Generation Interconnection | Solar |  |  | N/A |  | Withdrawn |  |  |  |  | N/A |  | N/A |  |  | N/A | N/A |  | 4/30/2015 | N/A | N/A |  | 5/22/2015 | Customer Milestone Not Met | 6/30/2016 |  |  | N | No
AA2-158 | Louisa 34.5kV |  | VA | Louisa | Withdrawn | Dominion | 20 | 20 | 14 |  | Capacity | Generation Interconnection | Solar |  |  | N/A |  | Withdrawn |  |  |  |  | N/A |  | N/A |  |  | N/A | N/A |  | 4/30/2015 | N/A | N/A |  | 5/21/2015 | Customer Milestone Not Met | 11/30/2015 |  |  | N | No
AA2-159 | Downsville 34.5kV | Route 632 Washington Solar Facility | MD | Washington | Withdrawn | APS | 16 | 16 | 8.7 |  | Capacity | Generation Interconnection | Solar |  |  | N/A | https://www.pjm.com/pjmfiles/pub/planning/project-queues/feas_docs/aa2159_fea.pdf | Document Posted | https://www.pjm.com/pjmfiles/pub/planning/project-queues/impact_studies/aa2159_imp.pdf | Document Posted |  | Not Required | https://www.pjm.com/pjmfiles/pub/planning/project-queues/isa/aa2_159_isa.pdf | Document Posted | N/A | https://www.pjm.com/pjmfiles/pub/planning/project-queues/csa/aa2_159_csa.pdf | Document Posted | N/A | N/A |  | 4/30/2015 | N/A | N/A | 6/30/2021 | 7/21/2020 |  | 9/15/2017 | 9/15/2017 |  | N | No
AA2-160 | Bridgeville 12kV |  | DE | Sussex | Withdrawn | DPL | 20 | 20 | 14 |  | Capacity | Generation Interconnection | Solar |  |  | N/A |  | Withdrawn |  |  |  |  | N/A |  | N/A |  |  | N/A | N/A |  | 4/30/2015 | N/A | N/A |  | 5/18/2015 |  | 11/30/2015 |  |  | N | No
AA2-161 | Yukon-Robbins 138kV | Allegheny Energy Center LLC | PA | Allegheny | Withdrawn | APS | 541 | 541 | 513 |  | Capacity | Generation Interconnection | Natural Gas |  |  | N/A | https://www.pjm.com/pjmfiles/pub/planning/project-queues/feas_docs/aa2161_fea.pdf | Document Posted | https://www.pjm.com/pjmfiles/pub/planning/project-queues/impact_studies/aa2161_imp.pdf | Document Posted | https://www.pjm.com/pjmfiles/pub/planning/project-queues/facilities/aa2161_fac.pdf | Document Posted | https://www.pjm.com/pjmfiles/pub/planning/project-queues/isa/aa2_161_isa.pdf | Document Posted | N/A | https://www.pjm.com/pjmfiles/pub/planning/project-queues/csa/aa2_161_csa.pdf | Document Posted | N/A | N/A |  | 5/1/2015 | N/A | N/A | 6/1/2024 | 10/17/2023 |  | 9/1/2027 | 9/1/2027 |  | N | No
AA2-162 | Elizabeth City-Shawboro 230kV |  | NC | Camden | Withdrawn | Dominion | 80 | 80 | 56 |  | Capacity | Generation Interconnection | Solar |  |  | N/A |  | Withdrawn |  |  |  |  | N/A |  | N/A |  |  | N/A | N/A |  | 4/30/2015 | N/A | N/A |  | 5/22/2015 | Customer Milestone Not Met |  |  |  | N | No
AA2-163 | Wakefield 12.5kV |  | VA | Sussex | Withdrawn | Dominion | 20 | 20 | 14 |  | Capacity | Generation Interconnection | Solar |  |  | N/A |  | Withdrawn |  |  |  |  | N/A |  | N/A |  |  | N/A | N/A |  | 4/30/2015 | N/A | N/A |  | 5/21/2015 | Customer Milestone Not Met | 11/30/2015 |  |  | N | No
AA2-164 | Murphy 34.5kV |  | NC | Hertford | Withdrawn | Dominion | 20 | 20 | 14 |  | Capacity | Generation Interconnection | Solar |  |  | N/A |  | Withdrawn |  |  |  |  | N/A |  | N/A |  |  | N/A | N/A |  | 4/30/2015 | N/A | N/A |  | 5/21/2015 | Customer Milestone Not Met | 11/30/2015 |  |  | N | No
AA2-165 | Hornertown-Whitakers 115kV | Chestnut Solar | NC | Halifax | In Service | Dominion | 74.9 | 8.9 | 5.3 | 8.9 | Capacity | Generation Interconnection | Solar |  |  | N/A | https://www.pjm.com/pjmfiles/pub/planning/project-queues/feas_docs/aa2165_fea.pdf | Document Posted | https://www.pjm.com/pjmfiles/pub/planning/project-queues/impact_studies/aa2165_imp.pdf | Document Posted | https://www.pjm.com/pjmfiles/pub/planning/project-queues/facilities/aa2165_fac.pdf | Document Posted | https://www.pjm.com/pjmfiles/pub/planning/project-queues/isa/aa2_165_isa.pdf | Document Posted | N/A | https://www.pjm.com/pjmfiles/pub/planning/project-queues/csa/aa2_165_csa.pdf | Document Posted | N/A | N/A | 9/1/2019 | 4/30/2015 | N/A | N/A | 11/18/2019 |  |  | 12/1/2019 | 12/1/2019 | 11/26/2019 | N | No
AA2-166 | Shenango-Bedford 69kV |  | PA | Lawrence | Withdrawn | ATSI | 19.9 | 19.9 | 19.9 |  | Capacity | Generation Interconnection | Natural Gas |  |  | N/A | https://www.pjm.com/pjmfiles/pub/planning/project-queues/feas_docs/aa2166_fea.pdf | Document Posted | https://www.pjm.com/pjmfiles/pub/planning/project-queues/impact_studies/aa2166_imp.pdf | Document Posted |  |  | N/A |  | N/A |  |  | N/A | N/A |  | 4/30/2015 | N/A | N/A |  | 7/8/2016 | Customer Milestone Not Met | 6/1/2017 |  |  | N | No
AA2-167 | East Sayre 34.5kV |  | PA | Bradford | Withdrawn | PENELEC | 19.9 | 19.9 | 19.9 |  | Capacity | Generation Interconnection | Natural Gas |  |  | N/A | https://www.pjm.com/pjmfiles/pub/planning/project-queues/feas_docs/aa2167_fea.pdf | Document Posted | https://www.pjm.com/pjmfiles/pub/planning/project-queues/impact_studies/aa2167_imp.pdf | Document Posted |  |  | N/A |  | N/A |  |  | N/A | N/A |  | 4/30/2015 | N/A | N/A |  | 7/8/2016 | Customer Milestone Not Met | 6/1/2017 |  |  | N | No
AA2-168 | Prince George's County |  | MD | Prince George's | Withdrawn | PEPCO | 4 | 4 | 1.52 |  | Capacity | Generation Interconnection | Solar |  |  | N/A |  | Withdrawn |  |  |  |  | N/A |  | N/A |  |  | N/A | N/A |  | 4/30/2015 | N/A | N/A |  | 8/27/2015 | Customer Milestone Not Met | 12/31/2016 |  |  | N | No
AA2-169 | Five Forks 115kV | Five Forks Solar | NC | Warren | Withdrawn | Dominion | 20 | 20 | 13.7 |  | Capacity | Generation Interconnection | Solar |  |  | N/A | https://www.pjm.com/pjmfiles/pub/planning/project-queues/feas_docs/aa2169_fea.pdf | Document Posted | https://www.pjm.com/pjmfiles/pub/planning/project-queues/impact_studies/aa2169_imp.pdf | Document Posted | https://www.pjm.com/pjmfiles/pub/planning/project-queues/facilities/aa2169_fac.pdf | Document Posted | N/A | Wholesale Market Participation Agreement | https://www.pjm.com/pjmfiles/pub/planning/project-queues/wmpa/aa2169_wmpa.pdf | https://www.pjm.com/pjmfiles/pub/planning/project-queues/csa/aa2169_wmpa.pdf | Not Required | N/A | N/A |  | 4/30/2015 | N/A | N/A |  | 4/3/2018 |  | 8/31/2018 | 8/31/2018 |  | N | No
AA2-170 | Burches Hill-Brandywine 230kV | Mattawoman Energy | MD | Prince George's | Withdrawn | PEPCO | 1038.1 | 111.1 | 92 |  | Capacity | Generation Interconnection | Natural Gas |  |  | N/A | https://www.pjm.com/pjmfiles/pub/planning/project-queues/feas_docs/aa2170_fea.pdf | Document Posted | https://www.pjm.com/pjmfiles/pub/planning/project-queues/impact_studies/aa2170_imp.pdf | Document Posted | https://www.pjm.com/pjmfiles/pub/planning/project-queues/facilities/aa2170_fac.pdf | Document Posted | https://www.pjm.com/pjmfiles/pub/planning/project-queues/isa/aa2_170_isa.pdf | Document Posted | N/A | https://www.pjm.com/pjmfiles/pub/planning/project-queues/csa/aa2_170_csa.pdf | Document Posted | N/A | N/A |  | 4/30/2015 | N/A | N/A | 6/30/2023 | 12/23/2020 |  | 3/1/2022 | 3/1/2022 |  | N | No
AA2-171 | Sunbury #1 500kV | Sunbury Generation Facility | PA | Snyder | In Service | PPL | 1121 | 97 | 60 | 97 | Capacity | Generation Interconnection | Natural Gas |  |  | N/A | https://www.pjm.com/pjmfiles/pub/planning/project-queues/feas_docs/aa2171_fea.pdf | Document Posted | https://www.pjm.com/pjmfiles/pub/planning/project-queues/impact_studies/aa2171_imp.pdf | Document Posted |  |  | https://www.pjm.com/pjmfiles/pub/planning/project-queues/isa/aa2_171_isa.pdf | Document Posted | N/A |  | Not Required | N/A | N/A |  | 4/30/2015 | N/A | N/A |  |  |  | 3/15/2018 | 3/15/2018 | 6/1/2018 | N | No
AA2-173 | Hatfield 500kV | Hilltop Energy Center Facility | PA | Greene | In Service | APS | 515 | 515 | 515 | 515 | Capacity | Generation Interconnection | Natural Gas |  |  | N/A | https://www.pjm.com/pjmfiles/pub/planning/project-queues/feas_docs/aa2173_fea.pdf | Document Posted | https://www.pjm.com/pjmfiles/pub/planning/project-queues/impact_studies/aa2173_imp.pdf | Document Posted | https://www.pjm.com/pjmfiles/pub/planning/project-queues/facilities/aa2173_fac.pdf | Document Posted | https://www.pjm.com/pjmfiles/pub/planning/project-queues/isa/aa2_173_isa.pdf | Document Posted | N/A | https://www.pjm.com/pjmfiles/pub/planning/project-queues/csa/aa2_173_csa.pdf | Document Posted | N/A | N/A |  | 4/30/2015 | N/A | N/A | 3/16/2021 |  |  | 5/9/2021 | 5/9/2021 | 4/1/2021 | N | No
AA2-174 | Carolina-Jackson 115kV | Gutenberg Solar | NC | Northhampton | In Service | Dominion | 79.9 | 5 | 2.4 | 5 | Capacity | Generation Interconnection | Solar |  |  | N/A | https://www.pjm.com/pjmfiles/pub/planning/project-queues/feas_docs/aa2174_fea.pdf | Document Posted | https://www.pjm.com/pjmfiles/pub/planning/project-queues/impact_studies/aa2174_imp.pdf | Document Posted | https://www.pjm.com/pjmfiles/pub/planning/project-queues/facilities/aa2174_fac.pdf | Document Posted | https://www.pjm.com/pjmfiles/pub/planning/project-queues/isa/aa2_174_isa.pdf | Document Posted | N/A | https://www.pjm.com/pjmfiles/pub/planning/project-queues/csa/aa2_174_csa.pdf | Document Posted | N/A | N/A |  | 4/30/2015 | N/A | N/A | 7/10/2019 |  |  | 4/22/2019 | 4/22/2019 | 7/10/2019 | N | No
AA2-175 | Suffolk-Sunbury 230kV |  | NC | Gates | Withdrawn | Dominion | 80 | 80 | 56 |  | Capacity | Generation Interconnection | Solar |  |  | N/A |  | Withdrawn |  |  |  |  | N/A |  | N/A |  |  | N/A | N/A |  | 4/30/2015 | N/A | N/A |  | 5/22/2015 | Customer Milestone Not Met | 6/30/2016 |  |  | N | No
AA2-176 | Indian River-Piney Grove 230kV |  | DE | Sussex | Withdrawn | DPL | 80 | 80 | 56 |  | Capacity | Generation Interconnection | Solar |  |  | N/A |  | Withdrawn |  |  |  |  | N/A |  | N/A |  |  | N/A | N/A |  | 4/30/2015 | N/A | N/A |  | 5/21/2015 | Customer Milestone Not Met | 6/30/2016 |  |  | N | No
AA2-177 | Hopewell-Surry 230kV | Fort Powhatan Solar | VA | Prince George | Withdrawn | Dominion | 80 | 80 | 56 |  | Capacity | Generation Interconnection | Solar |  |  | N/A | https://www.pjm.com/pjmfiles/pub/planning/project-queues/feas_docs/aa2177_fea.pdf | Document Posted | https://www.pjm.com/pjmfiles/pub/planning/project-queues/impact_studies/aa2177_imp.pdf | Document Posted | https://www.pjm.com/pjmfiles/pub/planning/project-queues/facilities/aa2177_fac.pdf | Document Posted | https://www.pjm.com/pjmfiles/pub/planning/project-queues/isa/aa2_177_isa.pdf | Document Posted | N/A | https://www.pjm.com/pjmfiles/pub/planning/project-queues/csa/aa2_177_csa.pdf | Document Posted | N/A | N/A |  | 4/30/2015 | N/A | N/A |  | 10/13/2017 |  | 11/15/2021 | 11/15/2021 |  | N | No
AA2-178 | Mackeys 230kV | Ablemarle Beach Solar | NC | Washington | In Service | Dominion | 80 | 80 | 56 | 80 | Capacity | Generation Interconnection | Solar |  |  | N/A | https://www.pjm.com/pjmfiles/pub/planning/project-queues/feas_docs/aa2178_fea.pdf | Document Posted | https://www.pjm.com/pjmfiles/pub/planning/project-queues/impact_studies/aa2178_imp.pdf | Document Posted | https://www.pjm.com/pjmfiles/pub/planning/project-queues/facilities/aa2178_fac.pdf | Document Posted | https://www.pjm.com/pjmfiles/pub/planning/project-queues/isa/aa2_178_isa.pdf | Document Posted | N/A | https://www.pjm.com/pjmfiles/pub/planning/project-queues/csa/aa2_178_csa.pdf | Document Posted | N/A | N/A | 10/27/2020 | 4/30/2015 | N/A | N/A | 12/23/2020 |  |  | 4/20/2021 | 4/20/2021 | 12/23/2020 | N | No
AA2-179 | Creswell-Mackeys 115kV |  | NC | Washington | Withdrawn | Dominion | 80 | 80 | 56 |  | Capacity | Generation Interconnection | Solar |  |  | N/A |  | Withdrawn |  |  |  |  | N/A |  | N/A |  |  | N/A | N/A |  | 4/30/2015 | N/A | N/A |  | 5/22/2015 | Customer Milestone Not Met | 6/30/2015 |  |  | N | No
AA2-180 | Hickory 34.5kV | Chesapeake Solar | VA | City of Chesapeake | Withdrawn | Dominion | 20 | 20 | 14 |  | Capacity | Generation Interconnection | Solar |  |  | N/A | https://www.pjm.com/pjmfiles/pub/planning/project-queues/feas_docs/aa2180_fea.pdf | Document Posted | https://www.pjm.com/pjmfiles/pub/planning/project-queues/impact_studies/aa2180_imp.pdf | Document Posted | https://www.pjm.com/pjmfiles/pub/planning/project-queues/facilities/aa2180_fac.pdf | Document Posted | https://www.pjm.com/pjmfiles/pub/planning/project-queues/isa/aa2_180_isa.pdf | Document Posted | N/A | https://www.pjm.com/pjmfiles/pub/planning/project-queues/csa/aa2_180_csa.pdf | Document Posted | N/A | N/A |  | 4/30/2015 | N/A | N/A |  | 9/29/2016 | Customer Initiated Withdrawal | 12/31/2016 | 12/31/2016 |  | N | No
AA2-181 | Earleys-Northampton 230kV |  | NC | Northhampton | Withdrawn | Dominion | 80 | 80 | 56 |  | Capacity | Generation Interconnection | Solar |  |  | N/A |  | Withdrawn |  |  |  |  | N/A |  | N/A |  |  | N/A | N/A |  | 4/30/2015 | N/A | N/A |  | 5/22/2015 | Customer Milestone Not Met | 6/30/2016 |  |  | N | No
AA2-182 | Sunbury #2 500kV |  | PA | Snyder | Withdrawn | PPL | 1030 | 1030 | 977 |  | Capacity | Generation Interconnection | Natural Gas |  |  | N/A | https://www.pjm.com/pjmfiles/pub/planning/project-queues/feas_docs/aa2182_fea.pdf | Document Posted | https://www.pjm.com/pjmfiles/pub/planning/project-queues/impact_studies/aa2182_imp.pdf | Document Posted | https://www.pjm.com/pjmfiles/pub/planning/project-queues/facilities/aa2182_fac.pdf | Document Posted |  | Withdrawn | N/A |  | Withdrawn | N/A | N/A |  | 4/30/2015 | N/A | N/A |  | 5/4/2020 |  | 9/2/2019 |  |  | N | No
AA2-183 | Tosco-VFT 230kV |  | NJ | Union | Withdrawn | PSEG | 234 | 234 | 230 |  | Capacity | Generation Interconnection | Natural Gas |  |  | N/A | https://www.pjm.com/pjmfiles/pub/planning/project-queues/feas_docs/aa2183_fea.pdf | Document Posted |  | Withdrawn |  |  | N/A |  | N/A |  |  | N/A | N/A |  | 4/30/2015 | N/A | N/A |  | 2/11/2016 |  | 6/1/2019 |  |  | N | No
AA2-184 | Atlantic-Red Bank 34kV | Atlantic-RedBank 34.5kV Solar | NJ | Monmouth | In Service | JCPL | 20 | 20 | 0 | 20 | Energy | Generation Interconnection | Solar |  |  | N/A | https://www.pjm.com/pjmfiles/pub/planning/project-queues/feas_docs/aa2184_fea.pdf | Document Posted | https://www.pjm.com/pjmfiles/pub/planning/project-queues/impact_studies/aa2184_imp.pdf | Document Posted |  |  | https://www.pjm.com/pjmfiles/pub/planning/project-queues/isa/aa2_184_isa.pdf | Document Posted | N/A | https://www.pjm.com/pjmfiles/pub/planning/project-queues/csa/aa2_184_csa.pdf | Document Posted | N/A | N/A |  | 4/30/2015 | N/A | N/A | 11/30/2019 |  |  | 12/5/2019 | 12/5/2019 | 12/31/2019 | N | No
AA2-185 | Independent Hill 115kV |  | VA | Prince William | Withdrawn | Dominion | 1.9 | 1.6 | 0 |  | Energy | Generation Interconnection | Methane |  |  | N/A |  | Withdrawn |  |  |  |  | N/A |  | N/A |  |  | N/A | N/A |  | 4/30/2015 | N/A | N/A |  | 9/15/2015 | Customer Initiated Withdrawal | 1/31/2016 |  |  | Y | No
AA2-186 | Forest 69kV |  | OH | Hardin | Withdrawn | AEP | 20 | 20 | 0 |  | Energy | Generation Interconnection | Storage |  |  | N/A | https://www.pjm.com/pjmfiles/pub/planning/project-queues/feas_docs/aa2186_fea.pdf | Document Posted | https://www.pjm.com/pjmfiles/pub/planning/project-queues/impact_studies/aa2186_imp.pdf | Document Posted |  |  | N/A |  | N/A |  |  | N/A | N/A |  | 4/30/2015 | N/A | N/A |  | 5/11/2017 | Customer Initiated Withdrawal | 12/1/2016 |  |  | N | No
AB1-001 | Absecon 12 kV | Oak Street Landfill Solar Project | NJ | Atlantic | In Service | AEC | 2.3 | 2.3 | 0.87 | 2.3 | Capacity | Generation Interconnection | Solar |  |  | N/A | https://www.pjm.com/pjmfiles/pub/planning/project-queues/feas_docs/ab1001_fea.pdf | Document Posted | https://www.pjm.com/pjmfiles/pub/planning/project-queues/impact_studies/ab1001_imp.pdf | Document Posted | https://www.pjm.com/pjmfiles/pub/planning/project-queues/facilities/ab1001_fac.pdf | Document Posted | N/A | Wholesale Market Participation Agreement | https://www.pjm.com/pjmfiles/pub/planning/project-queues/wmpa/ab1001_wmpa.pdf | https://www.pjm.com/pjmfiles/pub/planning/project-queues/csa/ab1001_wmpa.pdf | Not Required | N/A | N/A |  | 5/1/2015 | N/A | N/A | 9/22/2020 |  |  | 3/30/2020 | 3/30/2020 | 9/30/2020 | Y | No
AB1-002 | Atlantic-South River 230kV |  | NJ | Middlesex | Withdrawn | JCPL | 909 | 909 | 765 |  | Capacity | Generation Interconnection | Natural Gas |  |  | N/A | https://www.pjm.com/pjmfiles/pub/planning/project-queues/feas_docs/ab1002_fea.pdf | Document Posted |  |  |  |  | N/A |  | N/A |  |  | N/A | N/A |  | 5/1/2015 | N/A | N/A |  | 4/25/2016 | Customer Milestone Not Met | 6/1/2019 |  |  | N | No
AB1-003 | Keystone-Conemaugh 500kV |  | PA | Indiana | Withdrawn | PENELEC | 1474 | 1474 | 1474 |  | Capacity | Generation Interconnection | Natural Gas |  |  | N/A | https://www.pjm.com/pjmfiles/pub/planning/project-queues/feas_docs/ab1003_fea.pdf | Document Posted |  |  |  |  | N/A |  | N/A |  |  | N/A | N/A |  | 5/4/2015 | N/A | N/A |  | 4/18/2016 | Customer Initiated Withdrawal | 12/31/2019 |  |  | N | No
AB1-004 | Solar Holler |  | N/A | N/A | Withdrawn | AEP | 0.4 | 0.4 | 0 |  | Energy | Generation Interconnection | Solar |  |  | N/A |  | Withdrawn |  |  |  |  | N/A |  | N/A |  |  | N/A | N/A |  | 5/4/2015 | N/A | N/A |  | 5/19/2015 |  | 10/1/2015 |  |  | Y | No
AB1-005 | Harrisonville 13kV |  | MD | Baltimore County | Withdrawn | BGE | 1.3 | 1.3 | 0 |  | Energy | Generation Interconnection | Natural Gas |  |  | N/A |  | Not Required |  | Not Required |  | Not Required | N/A | Wholesale Market Participation Agreement | https://www.pjm.com/pjmfiles/pub/planning/project-queues/wmpa/ab1005_wmpa.pdf |  | Not Required | N/A | N/A |  | 5/18/2015 | N/A | N/A | 10/1/2020 | 7/2/2021 |  | 12/1/2021 | 12/1/2021 |  | Y | No
AB1-006 | Meadow Lake 345kV | Meadow Lake Wind Farm VI | IN | White | In Service | AEP | 200 | 200 | 26 | 200 | Capacity | Generation Interconnection | Wind |  |  | N/A | https://www.pjm.com/pjmfiles/pub/planning/project-queues/feas_docs/ab1006_fea.pdf | Document Posted | https://www.pjm.com/pjmfiles/pub/planning/project-queues/impact_studies/ab1006_imp.pdf | Document Posted | https://www.pjm.com/pjmfiles/pub/planning/project-queues/facilities/ab1006_fac.pdf | Document Posted | https://www.pjm.com/pjmfiles/pub/planning/project-queues/isa/ab1_006_isa.pdf | Document Posted | N/A | https://www.pjm.com/pjmfiles/pub/planning/project-queues/csa/ab1_006_csa.pdf | Document Posted | N/A | N/A |  | 5/22/2015 | N/A | N/A |  |  |  | 12/31/2018 | 12/31/2018 | 12/21/2018 | N | No
AB1-010 | Quakertown |  | NJ | Hunterdon | Withdrawn | JCPL | 0.5 | 0.5 | 0 |  | Energy | Generation Interconnection | Storage |  |  | N/A |  | Withdrawn |  |  |  |  | N/A |  | N/A |  |  | N/A | N/A |  | 5/27/2015 | N/A | N/A |  | 6/18/2015 | Customer Milestone Not Met | 4/1/2015 |  |  | N | No
AB1-011 | Bear Branch 13kV |  | MD | Prince George's | Withdrawn | BGE | 0.5 | 0.5 | 0 |  | Energy | Generation Interconnection | Storage |  |  | N/A |  | Withdrawn |  |  |  |  | N/A |  | N/A |  |  | N/A | N/A |  | 5/27/2015 | N/A | N/A |  | 6/18/2015 |  | 5/15/2015 |  |  | N | No
AB1-012 | Hackettstown |  | NJ | Warren | Withdrawn | JCPL | 0.5 | 0.5 | 0 |  | Energy | Generation Interconnection | Storage |  |  | N/A |  | Withdrawn |  |  |  |  | N/A |  | N/A |  |  | N/A | N/A |  | 5/27/2015 | N/A | N/A |  | 6/18/2015 | Customer Milestone Not Met | 4/1/2015 |  |  | N | No
AB1-013 | Riders Creek 115kV | Little Alligator Windfarm | NC | Tyrell | Withdrawn | Dominion | 130 | 130 | 16.9 |  | Capacity | Generation Interconnection | Wind |  |  | N/A | https://www.pjm.com/pjmfiles/pub/planning/project-queues/feas_docs/ab1013_fea.pdf | Document Posted | https://www.pjm.com/pjmfiles/pub/planning/project-queues/impact_studies/ab1013_imp.pdf | Document Posted | https://www.pjm.com/pjmfiles/pub/planning/project-queues/facilities/ab1013_fac.pdf | Document Posted | https://www.pjm.com/pjmfiles/pub/planning/project-queues/isa/ab1_013_isa.pdf | Document Posted | N/A | https://www.pjm.com/pjmfiles/pub/planning/project-queues/csa/ab1_013_csa.pdf | Document Posted | N/A | N/A |  | 5/29/2015 | N/A | N/A |  | 5/22/2018 |  | 12/31/2020 | 12/31/2020 |  | N | No
AB1-014 | Hillcrest 138kV | Hillcrest Solar Facility | OH | Brown | In Service | DEOK | 125 | 125 | 47.5 | 125 | Capacity | Generation Interconnection | Solar |  |  | N/A | https://www.pjm.com/pjmfiles/pub/planning/project-queues/feas_docs/ab1014_fea.pdf | Document Posted | https://www.pjm.com/pjmfiles/pub/planning/project-queues/impact_studies/ab1014_imp.pdf | Document Posted | https://www.pjm.com/pjmfiles/pub/planning/project-queues/facilities/ab1014_fac.pdf | Document Posted | https://www.pjm.com/pjmfiles/pub/planning/project-queues/isa/ab1_014_isa.pdf | Document Posted | N/A | https://www.pjm.com/pjmfiles/pub/planning/project-queues/csa/ab1_014_csa.pdf | Document Posted | N/A | N/A | 8/19/2020 | 6/8/2015 | N/A | N/A | 11/15/2020 |  |  | 12/31/2020 | 12/31/2020 | 12/18/2020 | N | No
AB1-015 | Evergreen 138kV | Warren Natural Gas Generation Faciility | OH | Trumbull | In Service | ATSI | 16.5 | 16.5 | 0 | 16.5 | Energy | Generation Interconnection | Natural Gas |  |  | N/A | https://www.pjm.com/pjmfiles/pub/planning/project-queues/feas_docs/ab1015_fea.pdf | Document Posted | https://www.pjm.com/pjmfiles/pub/planning/project-queues/impact_studies/ab1015_imp.pdf | Document Posted |  | Not Required | https://www.pjm.com/pjmfiles/pub/planning/project-queues/isa/ab1_015_isa.pdf | Document Posted | N/A | https://www.pjm.com/pjmfiles/pub/planning/project-queues/csa/ab1_015_csa.pdf | Document Posted | N/A | N/A |  | 6/16/2015 | N/A | N/A | 10/10/2016 |  |  | 10/1/2017 | 10/1/2017 | 10/10/2016 | N | No
AB1-017 | Highland-Sammis 345 kV & Highland-Mansfield 345 kV | Lordstown Energy Center | OH | Trumbull | In Service | ATSI | 940 | 140 | 64 | 140 | Capacity | Generation Interconnection | Natural Gas |  |  | N/A | https://www.pjm.com/pjmfiles/pub/planning/project-queues/feas_docs/ab1017_fea.pdf | Document Posted | https://www.pjm.com/pjmfiles/pub/planning/project-queues/impact_studies/ab1017_imp.pdf | Document Posted | https://www.pjm.com/pjmfiles/pub/planning/project-queues/facilities/ab1017_fac.pdf | Document Posted | https://www.pjm.com/pjmfiles/pub/planning/project-queues/isa/ab1_017_isa.pdf | Document Posted | N/A |  | Not Required | N/A | N/A |  | 6/18/2015 | N/A | N/A |  |  |  | 12/31/2018 | 12/31/2018 | 8/11/2018 | N | No
AB1-020 | Cold Spring 240v |  | MD | Baltimore City | Withdrawn | BGE | 0.005 | 0.005 | 0 |  | Energy | Generation Interconnection | Storage |  |  | N/A |  | Not Required |  | Not Required |  | Not Required | N/A | Wholesale Market Participation Agreement | https://www.pjm.com/pjmfiles/pub/planning/project-queues/wmpa/ab1020_wmpa.pdf |  | Not Required | N/A | N/A |  | 6/29/2015 | N/A | N/A |  | 9/27/2019 |  | 12/31/2015 | 12/31/2015 |  | BB | No
AB1-021 | West Caldwell 13kV | West Caldwell Solar | NJ | Essex | In Service | PSEG | 2 | 2 | 0.3 | 0.3 | Capacity | Generation Interconnection | Solar; Storage |  |  | N/A | https://www.pjm.com/pjmfiles/pub/planning/project-queues/feas_docs/ab1021_fea.pdf | Document Posted | https://www.pjm.com/pjmfiles/pub/planning/project-queues/impact_studies/ab1021_imp.pdf | Document Posted |  | Not Required | N/A | Wholesale Market Participation Agreement | https://www.pjm.com/pjmfiles/pub/planning/project-queues/wmpa/ab1021_wmpa.pdf |  | Not Required | N/A | N/A |  | 6/29/2015 | N/A | N/A | 6/1/2023 |  |  | 12/1/2016 | 12/1/2016 | 6/1/2018 | N | No
AB1-022 | Columbia 115kV |  | VA | Louisa | Withdrawn | Dominion | 2 | 2 | 0 |  | Energy | Generation Interconnection | Storage |  |  | N/A |  | Not Required |  | Not Required |  | Not Required | N/A | Wholesale Market Participation Agreement | https://www.pjm.com/pjmfiles/pub/planning/project-queues/wmpa/ab1022_wmpa.pdf |  | Not Required | N/A | N/A |  | 7/6/2015 | N/A | N/A |  | 4/6/2020 |  | 3/31/2017 | 3/31/2017 |  | Y | No
AB1-025 | Lumberton 13kV | Lumberton Solar | NJ | Burlington | In Service | PSEG | 6.8 | 6.8 | 2.6 | 6.8 | Capacity | Generation Interconnection | Solar |  |  | N/A | https://www.pjm.com/pjmfiles/pub/planning/project-queues/feas_docs/ab1025_fea.pdf | Document Posted | https://www.pjm.com/pjmfiles/pub/planning/project-queues/impact_studies/ab1025_imp.pdf | Document Posted |  | Not Required | N/A | Wholesale Market Participation Agreement | https://www.pjm.com/pjmfiles/pub/planning/project-queues/wmpa/AB1025_wmpa.pdf |  | Not Required | N/A | N/A |  | 7/21/2015 | N/A | N/A |  |  |  | 12/1/2016 | 12/1/2016 | 8/22/2016 | N | No
AB1-026 | Westmoreland 34.5kV | Montross Solar | VA | Westmoreland | Withdrawn | Dominion | 20 | 20 | 14 |  | Capacity | Generation Interconnection | Solar |  |  | N/A | https://www.pjm.com/pjmfiles/pub/planning/project-queues/feas_docs/ab1026_fea.pdf | Document Posted | https://www.pjm.com/pjmfiles/pub/planning/project-queues/impact_studies/ab1026_imp.pdf | Document Posted | https://www.pjm.com/pjmfiles/pub/planning/project-queues/facilities/ab1026_fac.pdf | Document Posted | https://www.pjm.com/pjmfiles/pub/planning/project-queues/isa/ab1_026_isa.pdf | Document Posted | N/A |  | Withdrawn | N/A | N/A |  | 7/22/2015 | N/A | N/A |  | 5/25/2017 | Customer Milestone Not Met | 11/15/2020 | 11/15/2020 |  | N | No
AB1-027 | Old Church 34.5 KV | Mechanicsville Solar | VA | Hanover | In Service | Dominion | 20 | 20 | 14 | 20 | Capacity | Generation Interconnection | Solar |  |  | N/A | https://www.pjm.com/pjmfiles/pub/planning/project-queues/feas_docs/ab1027_fea.pdf | Document Posted | https://www.pjm.com/pjmfiles/pub/planning/project-queues/impact_studies/ab1027_imp.pdf | Document Posted | https://www.pjm.com/pjmfiles/pub/planning/project-queues/facilities/ab1027_fac.pdf | Document Posted | https://www.pjm.com/pjmfiles/pub/planning/project-queues/isa/ab1_027_isa.pdf | Document Posted | N/A | https://www.pjm.com/pjmfiles/pub/planning/project-queues/csa/ab1_027_csa.pdf | Document Posted | N/A | N/A |  | 7/22/2015 | N/A | N/A | 8/20/2020 |  |  | 12/1/2020 | 12/1/2020 | 9/23/2020 | N | No
AB1-028 | Boykins 34.5kV |  | VA | Southampton | Withdrawn | Dominion | 20 | 20 | 14 |  | Capacity | Generation Interconnection | Solar |  |  | N/A |  | Withdrawn |  |  |  |  | N/A |  | N/A |  |  | N/A | N/A |  | 7/27/2015 | N/A | N/A |  | 8/14/2015 |  | 8/31/2016 |  |  | N | No
AB1-030 | Huron 69kV |  | NJ | Atlantic | Withdrawn | AEC | 23 | 7.5 | 3.5 |  | Capacity | Generation Interconnection | Natural Gas |  |  | N/A | https://www.pjm.com/pjmfiles/pub/planning/project-queues/feas_docs/ab1030_fea.pdf | Document Posted | https://www.pjm.com/pjmfiles/pub/planning/project-queues/impact_studies/ab1030_imp.pdf | Document Posted |  | Not Required |  | Withdrawn | N/A |  | Withdrawn | N/A | N/A |  | 7/28/2015 | N/A | N/A |  | 6/28/2016 | Customer Milestone Not Met | 12/1/2016 |  |  | N | No
AB1-031 | North Wales 34kV |  | PA | Montgomery | Withdrawn | PECO | 9 | 9 | 0 |  | Energy | Generation Interconnection | Diesel |  |  | N/A |  | Withdrawn |  |  |  |  | N/A |  | N/A |  |  | N/A | N/A |  | 7/29/2015 | N/A | N/A |  | 7/29/2015 |  |  |  |  | N | No
AB1-032 | Lee Station Southwest 12kV |  | OH | Athens | Withdrawn | AEP | 3.3 | 3.3 | 1.2 |  | Capacity | Generation Interconnection | Solar |  |  | N/A | https://www.pjm.com/pjmfiles/pub/planning/project-queues/feas_docs/ab1032_fea.pdf | Document Posted | https://www.pjm.com/pjmfiles/pub/planning/project-queues/impact_studies/ab1032_imp.pdf | Document Posted |  | Not Required |  | Withdrawn | N/A |  | Not Required | N/A | N/A |  | 7/31/2015 | N/A | N/A |  | 8/1/2017 | Customer Initiated Withdrawal | 12/31/2016 | 12/31/2016 |  | N | No
AB1-033 | North Wales 34.5kV | Morris Road | PA | Montgomery | In Service | PECO | 6 | 4 | 4.1 | 4 | Capacity | Generation Interconnection | Diesel |  |  | N/A | https://www.pjm.com/pjmfiles/pub/planning/project-queues/feas_docs/ab1033_fea.pdf | Document Posted | https://www.pjm.com/pjmfiles/pub/planning/project-queues/impact_studies/ab1033_imp.pdf | Document Posted | https://www.pjm.com/pjmfiles/pub/planning/project-queues/facilities/ab1033_fac.pdf | Document Posted | https://www.pjm.com/pjmfiles/pub/planning/project-queues/isa/ab1_033_isa.pdf | Document Posted | N/A | https://www.pjm.com/pjmfiles/pub/planning/project-queues/csa/ab1_033_csa.pdf | Document Posted | N/A | N/A |  | 8/12/2015 | N/A | N/A |  |  |  | 6/1/2020 | 6/1/2020 | 9/3/2020 | N | No
AB1-034 | Maintou 34.5kV |  | NJ | Ocean | Withdrawn | JCPL | 0.6 | 0.6 | 0 |  | Energy | Generation Interconnection | Natural Gas |  |  | N/A | https://www.pjm.com/pjmfiles/pub/planning/project-queues/feas_docs/ab1034_fea.pdf | Document Posted | https://www.pjm.com/pjmfiles/pub/planning/project-queues/impact_studies/ab1034_imp.pdf | Document Posted |  |  | N/A |  | N/A |  |  | N/A | N/A |  | 8/12/2015 | N/A | N/A |  | 4/8/2016 | Customer Milestone Not Met | 9/1/2015 |  |  | N | No
AB1-035 | Mill Creek 240v |  | MD | Anne Arundel | Withdrawn | BGE | 0.005 | 0.005 | 0 |  | Energy | Generation Interconnection | Storage |  |  | N/A |  | Not Required |  | Not Required |  | Not Required | N/A | Wholesale Market Participation Agreement | https://www.pjm.com/pjmfiles/pub/planning/project-queues/wmpa/ab1035_wmpa.pdf |  | Not Required | N/A | N/A |  | 8/14/2015 | N/A | N/A |  | 9/27/2019 |  | 12/31/2015 | 12/31/2015 |  | BB | No
AB1-036 | Howard 240v |  | MD | Howard | Withdrawn | BGE | 0.005 | 0.005 | 0 |  | Energy | Generation Interconnection | Storage |  |  | N/A |  | Not Required |  | Not Required |  | Not Required | N/A | Wholesale Market Participation Agreement | https://www.pjm.com/pjmfiles/pub/planning/project-queues/wmpa/ab1036_wmpa.pdf |  | Not Required | N/A | N/A |  | 8/14/2015 | N/A | N/A |  | 9/27/2019 |  | 12/31/2015 | 12/31/2015 |  | BB | No
AB1-037 | Ridgeview 240v |  | MD | Anne Arundel | Withdrawn | BGE | 0.005 | 0.005 | 0 |  | Energy | Generation Interconnection | Storage |  |  | N/A |  | Not Required |  | Not Required |  | Not Required | N/A | Wholesale Market Participation Agreement | https://www.pjm.com/pjmfiles/pub/planning/project-queues/wmpa/ab1037_wmpa.pdf |  | Not Required | N/A | N/A |  | 8/14/2015 | N/A | N/A |  | 9/27/2019 |  | 12/31/2015 | 12/31/2015 |  | BB | No
AB1-038 | Shadyside 240v |  | MD | Anne Arundel | Withdrawn | BGE | 0.005 | 0.005 | 0 |  | Energy | Generation Interconnection | Storage |  |  | N/A |  | Not Required |  | Not Required |  | Not Required | N/A | Wholesale Market Participation Agreement | https://www.pjm.com/pjmfiles/pub/planning/project-queues/wmpa/ab1038_wmpa.pdf |  | Not Required | N/A | N/A |  | 8/14/2015 | N/A | N/A |  | 9/27/2019 |  | 12/31/2015 | 12/31/2015 |  | BB | No
AB1-039 | Lipins Corner 240v |  | MD | Anne Arundel | Withdrawn | BGE | 0.005 | 0.005 | 0 |  | Energy | Generation Interconnection | Storage |  |  | N/A |  | Not Required |  | Not Required |  | Not Required | N/A | Wholesale Market Participation Agreement | https://www.pjm.com/pjmfiles/pub/planning/project-queues/wmpa/ab1039_wmpa.pdf |  | Not Required | N/A | N/A |  | 8/14/2015 | N/A | N/A |  | 9/27/2019 |  | 12/31/2015 | 12/31/2015 |  | BB | No
AB1-040 | Glendale 240v |  | MD | Howard | Withdrawn | BGE | 0.005 | 0.005 | 0 |  | Energy | Generation Interconnection | Storage |  |  | N/A |  | Not Required |  | Not Required |  | Not Required | N/A | Wholesale Market Participation Agreement | https://www.pjm.com/pjmfiles/pub/planning/project-queues/wmpa/ab1040_wmpa.pdf |  | Not Required | N/A | N/A |  | 8/14/2015 | N/A | N/A |  | 9/27/2019 |  | 12/31/2015 | 12/31/2015 |  | BB | No
AB1-041 | Hunt Club 240v |  | MD | Anne Arundel | Withdrawn | BGE | 0.005 | 0.005 | 0 |  | Energy | Generation Interconnection | Storage |  |  | N/A |  | Not Required |  | Not Required |  | Not Required | N/A | Wholesale Market Participation Agreement | https://www.pjm.com/pjmfiles/pub/planning/project-queues/wmpa/ab1041_wmpa.pdf |  | Not Required | N/A | N/A |  | 8/14/2015 | N/A | N/A |  | 9/27/2019 |  | 12/31/2015 | 12/31/2015 |  | BB | No
AB1-042 | Wall Cove 240v |  | MD | Anne Arundel | Withdrawn | BGE | 0.005 | 0.005 | 0 |  | Energy | Generation Interconnection | Storage |  |  | N/A |  | Not Required |  | Not Required |  | Not Required | N/A | Wholesale Market Participation Agreement | https://www.pjm.com/pjmfiles/pub/planning/project-queues/wmpa/ab1042_wmpa.pdf |  | Not Required | N/A | N/A |  | 8/14/2015 | N/A | N/A |  | 9/27/2019 |  | 12/31/2015 | 12/31/2015 |  | BB | No
AB1-043 | Riva Road 240v |  | MD | Anne Arundel | Withdrawn | BGE | 0.005 | 0.005 | 0 |  | Energy | Generation Interconnection | Storage |  |  | N/A |  | Not Required |  | Not Required |  | Not Required | N/A | Wholesale Market Participation Agreement | https://www.pjm.com/pjmfiles/pub/planning/project-queues/wmpa/ab1043_wmpa.pdf |  | Not Required | N/A | N/A |  | 8/14/2015 | N/A | N/A |  | 9/27/2019 |  | 12/31/2015 | 12/31/2015 |  | BB | No
AB1-044 | Highland 240v |  | MD | Howard | Withdrawn | BGE | 0.005 | 0.005 | 0 |  | Energy | Generation Interconnection | Storage |  |  | N/A |  | Not Required |  | Not Required |  | Not Required | N/A | Wholesale Market Participation Agreement | https://www.pjm.com/pjmfiles/pub/planning/project-queues/wmpa/ab1044_wmpa.pdf |  | Not Required | N/A | N/A |  | 8/14/2015 | N/A | N/A |  | 9/27/2019 |  | 12/31/2015 | 12/31/2015 |  | BB | No
AB1-045 | East Towson 240v |  | MD | Baltimore County | Withdrawn | BGE | 0.005 | 0.005 | 0 |  | Energy | Generation Interconnection | Storage |  |  | N/A |  | Not Required |  | Not Required |  | Not Required | N/A | Wholesale Market Participation Agreement | https://www.pjm.com/pjmfiles/pub/planning/project-queues/wmpa/ab1045_wmpa.pdf |  | Not Required | N/A | N/A |  | 8/14/2015 | N/A | N/A |  | 9/27/2019 |  | 12/31/2015 | 12/31/2015 |  | BB | No
AB1-046 | Sudbrook Park 240v |  | MD | Baltimore County | Withdrawn | BGE | 0.005 | 0.005 | 0 |  | Energy | Generation Interconnection | Storage |  |  | N/A |  | Not Required |  | Not Required |  | Not Required | N/A | Wholesale Market Participation Agreement | https://www.pjm.com/pjmfiles/pub/planning/project-queues/wmpa/ab1046_wmpa.pdf |  | Not Required | N/A | N/A |  | 8/14/2015 | N/A | N/A |  | 9/27/2019 |  | 8/15/2015 |  |  | BB | No
AB1-047 | Highland 240v |  | MD | Howard | Withdrawn | BGE | 0.005 | 0.005 | 0 |  | Energy | Generation Interconnection | Storage |  |  | N/A |  | Not Required |  | Not Required |  | Not Required | N/A | Wholesale Market Participation Agreement | https://www.pjm.com/pjmfiles/pub/planning/project-queues/wmpa/ab1047_wmpa.pdf |  | Not Required | N/A | N/A |  | 8/14/2015 | N/A | N/A |  | 9/27/2019 |  | 12/31/2015 | 12/31/2015 |  | BB | No
AB1-048 | Texas 240v |  | MD | Baltimore County | Withdrawn | BGE | 0.005 | 0.005 | 0 |  | Energy | Generation Interconnection | Storage |  |  | N/A |  | Not Required |  | Not Required |  | Not Required | N/A | Wholesale Market Participation Agreement | https://www.pjm.com/pjmfiles/pub/planning/project-queues/wmpa/ab1048_wmpa.pdf |  | Not Required | N/A | N/A |  | 8/14/2015 | N/A | N/A |  | 9/27/2019 |  | 12/31/2015 | 12/31/2015 |  | BB | No
AB1-049 | Friendship Manor 240v |  | MD | Howard | Withdrawn | BGE | 0.005 | 0.005 | 0 |  | Energy | Generation Interconnection | Storage |  |  | N/A |  | Not Required |  | Not Required |  | Not Required | N/A | Wholesale Market Participation Agreement | https://www.pjm.com/pjmfiles/pub/planning/project-queues/wmpa/ab1049_wmpa.pdf |  | Not Required | N/A | N/A |  | 8/14/2015 | N/A | N/A |  | 9/27/2019 |  | 12/31/2015 | 12/31/2015 |  | BB | No
AB1-050 | High Ridge 240v |  | MD | Howard | Withdrawn | BGE | 0.005 | 0.005 | 0 |  | Energy | Generation Interconnection | Storage |  |  | N/A |  | Not Required |  | Not Required |  | Not Required | N/A | Wholesale Market Participation Agreement | https://www.pjm.com/pjmfiles/pub/planning/project-queues/wmpa/ab1050_wmpa.pdf |  | Not Required | N/A | N/A |  | 8/14/2015 | N/A | N/A |  | 9/27/2019 |  | 12/31/2015 | 12/31/2015 |  | BB | No
AB1-051 | Lutherville 240v |  | MD | Baltimore County | Withdrawn | BGE | 0.005 | 0.005 | 0 |  | Energy | Generation Interconnection | Storage |  |  | N/A |  | Not Required |  | Not Required |  | Not Required | N/A | Wholesale Market Participation Agreement | https://www.pjm.com/pjmfiles/pub/planning/project-queues/wmpa/ab1051_wmpa.pdf |  | Not Required | N/A | N/A |  | 8/24/2015 | N/A | N/A |  | 9/27/2019 |  | 12/31/2015 | 12/31/2015 |  | BB | No
AB1-052 | Bengies 240v |  | MD | Baltimore County | Withdrawn | BGE | 0.005 | 0.005 | 0 |  | Energy | Generation Interconnection | Storage |  |  | N/A |  | Not Required |  | Not Required |  | Not Required | N/A | Wholesale Market Participation Agreement | https://www.pjm.com/pjmfiles/pub/planning/project-queues/wmpa/ab1052_wmpa.pdf |  | Not Required | N/A | N/A |  | 8/24/2015 | N/A | N/A |  | 9/27/2019 |  | 12/31/2015 | 12/31/2015 |  | BB | No
AB1-053 | Hornertown 34.5kV |  | NC | Halifax | Withdrawn | Dominion | 10 | 10 | 6.4 |  | Capacity | Generation Interconnection | Solar |  |  | N/A | https://www.pjm.com/pjmfiles/pub/planning/project-queues/feas_docs/ab1053_fea.pdf | Document Posted |  | Withdrawn |  |  | N/A |  | N/A |  |  | N/A | N/A |  | 8/24/2015 | N/A | N/A |  | 1/13/2017 | Customer Initiated Withdrawal | 11/15/2017 | 11/15/2017 |  | N | No
AB1-054 | Boykins 115kV |  | VA | Southampton | Withdrawn | Dominion | 60 | 60 | 40.2 |  | Capacity | Generation Interconnection | Solar |  |  | N/A | https://www.pjm.com/pjmfiles/pub/planning/project-queues/feas_docs/ab1054_fea.pdf | Document Posted | https://www.pjm.com/pjmfiles/pub/planning/project-queues/impact_studies/ab1054_imp.pdf | Document Posted |  |  | N/A |  | N/A |  |  | N/A | N/A |  | 8/24/2015 | N/A | N/A |  | 12/13/2016 | Customer Initiated Withdrawal | 12/31/2018 | 12/31/2018 |  | N | No
AB1-055 | Balls Gap 34.5kV | Balls Gap Battery Facility | WV | Cabell | Deactivated | AEP | 2 | 2 | 0 | 2 | Energy | Generation Interconnection | Storage |  |  | N/A | https://www.pjm.com/pjmfiles/pub/planning/project-queues/feas_docs/ab1055_fea.pdf | Document Posted | https://www.pjm.com/pjmfiles/pub/planning/project-queues/impact_studies/ab1055_imp.pdf | Document Posted |  | Not Required | N/A | Wholesale Market Participation Agreement | https://www.pjm.com/pjmfiles/pub/planning/project-queues/wmpa/ab1055_wmpa.pdf | https://www.pjm.com/pjmfiles/pub/planning/project-queues/csa/ab1055_wmpa.pdf | Not Required | N/A | N/A |  | 8/31/2015 | N/A | N/A |  |  |  | 12/1/2016 | 12/1/2016 | 3/1/2017 | N | No
AB1-056 | Indian River 230kV I | Maryland Offshore Wind Energy Project (MOWEP) | DE | Sussex | Engineering and Procurement | DPL | 247.8 | 247.8 | 64.4 |  | Capacity | Generation Interconnection | Offshore Wind |  |  | N/A | https://www.pjm.com/pjmfiles/pub/planning/project-queues/feas_docs/ab1056_fea.pdf | Document Posted | https://www.pjm.com/pjmfiles/pub/planning/project-queues/impact_studies/ab1056_imp.pdf | Document Posted | https://www.pjm.com/pjmfiles/pub/planning/project-queues/facilities/ab1056_fac.pdf | Document Posted | https://www.pjm.com/pjmfiles/pub/planning/project-queues/isa/ab1_056_isa.pdf | Document Posted | N/A | https://www.pjm.com/pjmfiles/pub/planning/project-queues/csa/ab1_056_csa.pdf | Document Posted | N/A | N/A | 7/1/2029 | 8/31/2015 | N/A | N/A | 10/29/2029 |  |  | 12/31/2027 | 12/31/2027 |  | N | No
AB1-057 | Indian River 230kV II |  | DE | Sussex | Withdrawn | DPL | 251.8 | 251.8 | 65.4 |  | Capacity | Generation Interconnection | Offshore Wind |  |  | N/A | https://www.pjm.com/pjmfiles/pub/planning/project-queues/feas_docs/ab1057_fea.pdf | Document Posted | https://www.pjm.com/pjmfiles/pub/planning/project-queues/impact_studies/ab1057_imp.pdf | Document Posted | https://www.pjm.com/pjmfiles/pub/planning/project-queues/facilities/ab1057_fac.pdf | Document Posted |  | Withdrawn | N/A |  | Withdrawn | N/A | N/A |  | 8/31/2015 | N/A | N/A |  | 8/16/2018 |  | 3/1/2020 |  |  | N | No
AB1-058 | Gavin Unit #1 765kV | Gavin #1 | OH | Gallia | In Service | AEP | 1331 | 11 | 11 | 11 | Capacity | Generation Interconnection | Coal |  |  | N/A | https://www.pjm.com/pjmfiles/pub/planning/project-queues/feas_docs/ab1058_fea.pdf | Document Posted | https://www.pjm.com/pjmfiles/pub/planning/project-queues/impact_studies/ab1058_imp.pdf | Document Posted |  |  | https://www.pjm.com/pjmfiles/pub/planning/project-queues/isa/ab1_058_isa.pdf | Document Posted | N/A |  | Not Required | N/A | N/A |  | 8/31/2015 | N/A | N/A |  |  |  | 12/31/2017 | 12/31/2017 | 12/31/2017 | N | No
AB1-059 | Old Church 34.5kV |  | VA | Hanover | Withdrawn | Dominion | 5 | 5 | 3.3 |  | Capacity | Generation Interconnection | Solar |  |  | N/A | https://www.pjm.com/pjmfiles/pub/planning/project-queues/feas_docs/ab1059_fea.pdf | Document Posted |  |  |  |  | N/A |  | N/A |  |  | N/A | N/A |  | 8/31/2015 | N/A | N/A |  | 3/31/2016 | Customer Initiated Withdrawal | 1/1/2017 |  |  | N | No
AB1-063 | Locust St. 13kV | Cooper Solar | NJ | Camden | In Service | PSEG; PSEG | 0.4 | 0.4 | 0 | 0.2 | Energy | Generation Interconnection | Solar; Storage |  |  | N/A | https://www.pjm.com/pjmfiles/pub/planning/project-queues/feas_docs/ab1063_fea.pdf | Document Posted | https://www.pjm.com/pjmfiles/pub/planning/project-queues/impact_studies/ab1063_imp.pdf | Document Posted |  | Not Required | N/A | Wholesale Market Participation Agreement | https://www.pjm.com/pjmfiles/pub/planning/project-queues/wmpa/ab1063_wmpa.pdf |  | Not Required | N/A | N/A |  | 9/1/2015 | N/A | N/A | 6/1/2023 |  |  | 12/1/2016 | 12/1/2016 | 2/15/2017 | N | No
AB1-064 | Monessen 25kV | Westmoreland Landfill Project | PA | Westmoreland | Withdrawn | APS | 11.2 | 4 | 2 |  | Capacity | Generation Interconnection | Methane |  |  | N/A | https://www.pjm.com/pjmfiles/pub/planning/project-queues/feas_docs/ab1064_fea.pdf | Document Posted | https://www.pjm.com/pjmfiles/pub/planning/project-queues/impact_studies/ab1064_imp.pdf | Document Posted |  | Not Required | N/A | Wholesale Market Participation Agreement | https://www.pjm.com/pjmfiles/pub/planning/project-queues/wmpa/ab1064_wmpa.pdf | https://www.pjm.com/pjmfiles/pub/planning/project-queues/csa/ab1064_wmpa.pdf | Not Required | N/A | N/A |  | 8/31/2015 | N/A | N/A |  | 2/21/2017 | Customer Initiated Withdrawal | 8/16/2017 | 8/16/2017 |  | N | No
AB1-065 | Jennings-Hoyes 34.5kV | CleanLight Power Solar Facility | MD | Garrett | Withdrawn | APS | 10.9 | 10.9 | 4.1 |  | Capacity | Generation Interconnection | Solar |  |  | N/A | https://www.pjm.com/pjmfiles/pub/planning/project-queues/feas_docs/ab1065_fea.pdf | Document Posted | https://www.pjm.com/pjmfiles/pub/planning/project-queues/impact_studies/ab1065_imp.pdf | Document Posted |  | Not Required | N/A | Wholesale Market Participation Agreement | https://www.pjm.com/pjmfiles/pub/planning/project-queues/wmpa/ab1065_wmpa.pdf | https://www.pjm.com/pjmfiles/pub/planning/project-queues/csa/ab1065_wmpa.pdf | Not Required | N/A | N/A |  | 8/31/2015 | N/A | N/A |  | 11/20/2020 |  | 10/31/2019 | 10/31/2019 |  | N | No
AB1-066 | Lime Kiln-Aqueduct 34.5kV |  | MD | Frederick | Withdrawn | APS | 19.8 | 19.8 | 7.5 |  | Capacity | Generation Interconnection | Solar |  |  | N/A |  | Withdrawn |  |  |  |  | N/A |  | N/A |  |  | N/A | N/A |  | 8/31/2015 | N/A | N/A |  | 3/2/2016 | Customer Initiated Withdrawal | 12/15/2016 |  |  | N | No
AB1-067 | Unionville 12.5kV |  | VA | Orange | Withdrawn | Dominion | 10 | 10 | 0 |  | Energy | Generation Interconnection | Solar |  |  | N/A | https://www.pjm.com/pjmfiles/pub/planning/project-queues/feas_docs/ab1067_fea.pdf | Document Posted |  |  |  |  | N/A |  | N/A |  |  | N/A | N/A |  | 8/31/2015 | N/A | N/A |  | 4/4/2016 | Customer Milestone Not Met | 9/26/2016 |  |  | N | No
AB1-068 | Eldred-Frackville 230kV |  | PA | Schuylkill | Withdrawn | PPL | 364 | 20 | 20 |  | Capacity | Generation Interconnection | Natural Gas |  |  | N/A | https://www.pjm.com/pjmfiles/pub/planning/project-queues/feas_docs/ab1068_fea.pdf | Document Posted |  | Withdrawn |  |  | N/A |  | N/A |  |  | N/A | N/A |  | 9/8/2015 | N/A | N/A |  | 10/2/2017 |  | 5/1/2019 | 5/1/2019 |  | N | No
AB1-069 | Wylie Ridge 500kV | Beech Hollow Energy Center | PA | Washington | Withdrawn | APS | 1025 | 1025 | 950 |  | Capacity | Generation Interconnection | Natural Gas |  |  | N/A | https://www.pjm.com/pjmfiles/pub/planning/project-queues/feas_docs/ab1069_fea.pdf | Document Posted | https://www.pjm.com/pjmfiles/pub/planning/project-queues/impact_studies/ab1069_imp.pdf | Document Posted | https://www.pjm.com/pjmfiles/pub/planning/project-queues/facilities/ab1069_fac.pdf | Document Posted | https://www.pjm.com/pjmfiles/pub/planning/project-queues/isa/ab1_069_isa.pdf | Document Posted | N/A | https://www.pjm.com/pjmfiles/pub/planning/project-queues/csa/ab1_069_csa.pdf | Document Posted | N/A | N/A |  | 9/9/2015 | N/A | N/A | 2/28/2023 | 3/25/2021 |  | 2/28/2023 | 2/28/2023 |  | N | No
AB1-070 | Emporia-Trego 115kV |  | VA | Greensville | Withdrawn | Dominion | 80 | 80 | 0 |  | Energy | Generation Interconnection | Solar |  |  | N/A |  | Withdrawn |  |  |  |  | N/A |  | N/A |  |  | N/A | N/A |  | 9/10/2015 | N/A | N/A |  | 9/28/2015 | Customer Initiated Withdrawal | 12/15/2017 |  |  | N | No
AB1-071 | Greenbury Point 240V |  | MD | Anne Arundel | Withdrawn | BGE | 0.005 | 0.005 | 0 |  | Energy | Generation Interconnection | Storage |  |  | N/A |  | Not Required |  | Not Required |  | Not Required | N/A | Wholesale Market Participation Agreement | https://www.pjm.com/pjmfiles/pub/planning/project-queues/wmpa/ab1071_wmpa.pdf |  | Not Required | N/A | N/A |  | 9/11/2015 | N/A | N/A |  | 9/27/2019 |  | 12/31/2015 | 12/31/2015 |  | BB | No
AB1-072 | Hancock-Marlowe 34.5kV |  | MD | Washington | Withdrawn | APS | 2.5 | 2.5 | 0.95 |  | Capacity | Generation Interconnection | Solar |  |  | N/A | https://www.pjm.com/pjmfiles/pub/planning/project-queues/feas_docs/ab1072_fea.pdf | Document Posted | https://www.pjm.com/pjmfiles/pub/planning/project-queues/impact_studies/ab1072_imp.pdf | Document Posted |  | Not Required |  | Withdrawn | N/A |  | Withdrawn | N/A | N/A |  | 9/14/2015 | N/A | N/A |  | 7/13/2016 | Customer Milestone Not Met | 7/1/2016 |  |  | N | No
AB1-073 | Eddystone 138kV |  | PA | Delaware | Withdrawn | PECO | 856 | 20 | 0 |  | Energy | Generation Interconnection | Storage |  |  | N/A | https://www.pjm.com/pjmfiles/pub/planning/project-queues/feas_docs/ab1073_fea.pdf | Document Posted | https://www.pjm.com/pjmfiles/pub/planning/project-queues/impact_studies/ab1073_imp.pdf | Document Posted |  | Withdrawn | N/A |  | N/A |  |  | N/A | N/A |  | 9/17/2015 | N/A | N/A |  | 12/15/2016 | Customer Initiated Withdrawal | 12/31/2016 |  |  | N | No
AB1-074 | Richmond 230kV |  | PA | Philadelphia | Withdrawn | PECO | 118 | 20 | 0 |  | Energy | Generation Interconnection | Storage |  |  | N/A | https://www.pjm.com/pjmfiles/pub/planning/project-queues/feas_docs/ab1074_fea.pdf | Document Posted | https://www.pjm.com/pjmfiles/pub/planning/project-queues/impact_studies/ab1074_imp.pdf | Document Posted |  | Withdrawn | N/A |  | N/A |  |  | N/A | N/A |  | 9/17/2015 | N/A | N/A |  | 12/15/2016 | Customer Initiated Withdrawal | 12/31/2016 |  |  | N | No
AB1-075 | Riverside 115kV |  | MD | Baltimore County | Withdrawn | BGE | 20 | 20 | 0 |  | Energy | Generation Interconnection | Storage |  |  | N/A | https://www.pjm.com/pjmfiles/pub/planning/project-queues/feas_docs/ab1075_fea.pdf | Document Posted | https://www.pjm.com/pjmfiles/pub/planning/project-queues/impact_studies/ab1075_imp.pdf | Document Posted |  | Withdrawn | N/A |  | N/A |  |  | N/A | N/A |  | 9/17/2015 | N/A | N/A |  | 12/16/2016 | Customer Initiated Withdrawal | 12/31/2016 |  |  | N | No
AB1-076 | Fourmile Ridge 138kV |  | MD | Garrett | Withdrawn | APS | 20 | 20 | 0 |  | Energy | Generation Interconnection | Storage |  |  | N/A | https://www.pjm.com/pjmfiles/pub/planning/project-queues/feas_docs/ab1076_fea.pdf | Document Posted | https://www.pjm.com/pjmfiles/pub/planning/project-queues/impact_studies/ab1076_imp.pdf | Document Posted |  |  | N/A |  | N/A |  |  | N/A | N/A |  | 9/17/2015 | N/A | N/A |  | 11/9/2016 | Customer Initiated Withdrawal | 12/31/2016 |  |  | N | No
AB1-077 | Suffolk-WinFall 230kV |  | NC | Perquimans | Withdrawn | Dominion | 150 | 150 | 19.5 |  | Capacity | Generation Interconnection | Wind |  |  | N/A | https://www.pjm.com/pjmfiles/pub/planning/project-queues/feas_docs/ab1077_fea.pdf | Document Posted | https://www.pjm.com/pjmfiles/pub/planning/project-queues/impact_studies/ab1077_imp.pdf | Document Posted |  |  | N/A |  | N/A |  |  | N/A | N/A |  | 9/21/2015 | N/A | N/A |  | 11/21/2016 | Customer Initiated Withdrawal | 12/31/2019 |  |  | N | No
AB1-078 | Wilson 34.5kV |  | PA | Washington | Withdrawn | APS | 2 | 2 | 0 |  | Energy | Generation Interconnection | Storage |  |  | N/A | https://www.pjm.com/pjmfiles/pub/planning/project-queues/feas_docs/ab1078_fea.pdf | Document Posted | https://www.pjm.com/pjmfiles/pub/planning/project-queues/impact_studies/ab1078_imp.pdf | Document Posted |  | Not Required |  | Withdrawn | N/A |  |  | N/A | N/A |  | 9/22/2015 | N/A | N/A |  | 5/18/2016 | Customer Initiated Withdrawal | 12/1/2016 |  |  | N | No
AB1-079 | Zion 12kV |  | IL | Lake | Withdrawn | ComEd | 6.5 | 6.5 | 6.5 |  | Capacity | Generation Interconnection | Methane |  |  | N/A | https://www.pjm.com/pjmfiles/pub/planning/project-queues/feas_docs/ab1079_fea.pdf | Document Posted |  |  |  |  | N/A |  | N/A |  |  | N/A | N/A |  | 9/25/2015 | N/A | N/A |  | 8/5/2016 | Customer Milestone Not Met | 12/29/2016 |  |  | N | No
AB1-080 | Dumont-Olive 345kV | St. Joseph's Energy Center, LLC | IN | St. Joseph | In Service | AEP | 715 | 40 | 40 | 40 | Capacity | Generation Interconnection | Natural Gas |  |  | N/A | https://www.pjm.com/pjmfiles/pub/planning/project-queues/feas_docs/ab1080_fea.pdf | Document Posted | https://www.pjm.com/pjmfiles/pub/planning/project-queues/impact_studies/ab1080_imp.pdf | Document Posted | https://www.pjm.com/pjmfiles/pub/planning/project-queues/facilities/ab1080_fac.pdf | Document Posted | https://www.pjm.com/pjmfiles/pub/planning/project-queues/isa/ab1_080_isa.pdf | Document Posted | N/A | https://www.pjm.com/pjmfiles/pub/planning/project-queues/csa/ab1_080_csa.pdf | Document Posted | N/A | N/A | 7/1/2017 | 9/30/2015 | N/A | N/A | 12/28/2017 |  |  | 4/29/2018 | 4/29/2018 | 4/1/2018 | N | No
AB1-081 | Anaconda-Mayo Dunbar 115kV | Harts Mill Solar | NC | Edgecombe | In Service | Dominion | 80 | 80 | 56 | 80 | Capacity | Generation Interconnection | Solar |  |  | N/A | https://www.pjm.com/pjmfiles/pub/planning/project-queues/feas_docs/ab1081_fea.pdf | Document Posted | https://www.pjm.com/pjmfiles/pub/planning/project-queues/impact_studies/ab1081_imp.pdf | Document Posted | https://www.pjm.com/pjmfiles/pub/planning/project-queues/facilities/ab1081_fac.pdf | Document Posted | https://www.pjm.com/pjmfiles/pub/planning/project-queues/isa/ab1_081_isa.pdf | Document Posted | N/A | https://www.pjm.com/pjmfiles/pub/planning/project-queues/csa/ab1_081_csa.pdf | Document Posted | N/A | N/A | 11/23/2020 | 9/30/2015 | N/A | N/A | 12/21/2020 |  |  | 12/7/2020 | 12/7/2020 | 12/21/2020 | N | No
AB1-082 | Potter 46kV | IMG Generation Potter Facility | PA | Potter | Withdrawn | APS | 19.9 | 19.9 | 19.9 |  | Capacity | Generation Interconnection | Natural Gas |  |  | N/A | https://www.pjm.com/pjmfiles/pub/planning/project-queues/feas_docs/ab1082_fea.pdf | Document Posted | https://www.pjm.com/pjmfiles/pub/planning/project-queues/impact_studies/ab1082_imp.pdf | Document Posted | https://www.pjm.com/pjmfiles/pub/planning/project-queues/facilities/ab1082_fac.pdf | Document Posted | https://www.pjm.com/pjmfiles/pub/planning/project-queues/isa/ab1_082_isa.pdf | Document Posted | N/A | https://www.pjm.com/pjmfiles/pub/planning/project-queues/csa/ab1_082_csa.pdf | Document Posted | N/A | N/A |  | 9/30/2015 | N/A | N/A |  | 9/18/2020 |  | 9/30/2019 | 9/30/2019 |  | N | No
AB1-083 | McDowell-Sharon 69kV |  | PA | Susquehanna | Withdrawn | ATSI | 19.9 | 19.9 | 19.9 |  | Capacity | Generation Interconnection | Natural Gas |  |  | N/A | https://www.pjm.com/pjmfiles/pub/planning/project-queues/feas_docs/ab1083_fea.pdf | Document Posted |  |  |  |  | N/A |  | N/A |  |  | N/A | N/A |  | 9/30/2015 | N/A | N/A |  | 5/5/2016 | Customer Milestone Not Met | 12/1/2017 |  |  | N | No
AB1-084 | Greenfield-Elk Mountain 69kV |  | PA | Susquehanna | Withdrawn | PPL | 19.9 | 19.9 | 19.9 |  | Capacity | Generation Interconnection | Natural Gas |  |  | N/A | https://www.pjm.com/pjmfiles/pub/planning/project-queues/feas_docs/ab1084_fea.pdf | Document Posted | https://www.pjm.com/pjmfiles/pub/planning/project-queues/impact_studies/ab1084_imp.pdf | Document Posted | https://www.pjm.com/pjmfiles/pub/planning/project-queues/facilities/ab1084_fac.pdf | Document Posted |  | Withdrawn | N/A |  | Withdrawn | N/A | N/A |  | 9/30/2015 | N/A | N/A |  | 6/14/2018 |  | 12/1/2017 |  |  | N | No
AB1-085 | North Aurora |  | IL | Kane | Withdrawn | ComEd | 20 | 20 | 0 |  | Energy | Generation Interconnection | Storage |  |  | N/A |  | Withdrawn |  |  |  |  | N/A |  | N/A |  |  | N/A | N/A |  | 9/30/2015 | N/A | N/A |  | 11/29/2016 | Customer Initiated Withdrawal | 9/1/2016 |  |  | N | No
AB1-086 | Pontiac Midpoint 345kV |  | IL | McLean | Withdrawn | ComEd | 575 | 575 | 550 |  | Capacity | Generation Interconnection | Natural Gas |  |  | N/A | https://www.pjm.com/pjmfiles/pub/planning/project-queues/feas_docs/ab1086_fea.pdf | Document Posted |  | Withdrawn |  |  | N/A |  | N/A |  |  | N/A | N/A |  | 9/30/2015 | N/A | N/A |  | 4/27/2017 | Customer Initiated Withdrawal | 6/1/2019 |  |  | N | No
AB1-087 | Sullivan 345kV #1 | Sullivan Generating Station 1 | IN | Sullivan | Under Construction | AEP | 575 | 575 | 550 |  | Capacity | Generation Interconnection | Natural Gas |  |  | N/A | https://www.pjm.com/pjmfiles/pub/planning/project-queues/feas_docs/ab1087_fea.pdf | Document Posted | https://www.pjm.com/pjmfiles/pub/planning/project-queues/impact_studies/ab1087_imp.pdf | Document Posted | https://www.pjm.com/pjmfiles/pub/planning/project-queues/facilities/ab1087_fac.pdf | Document Posted | https://www.pjm.com/pjmfiles/pub/planning/project-queues/isa/ab1_087_isa.pdf | Document Posted | N/A | https://www.pjm.com/pjmfiles/pub/planning/project-queues/csa/ab1_087_csa.pdf | Document Posted | N/A | N/A | 4/22/2027 | 10/1/2015 | N/A | N/A | 5/22/2027 |  |  | 5/7/2027 | 5/7/2027 |  | N | No
AB1-088 | Sullivan 345kV #2 | Sullivan Generating Station 2 | IN | Sullivan | Under Construction | AEP | 575 | 575 | 550 |  | Capacity | Generation Interconnection | Natural Gas |  |  | N/A | https://www.pjm.com/pjmfiles/pub/planning/project-queues/feas_docs/ab1088_fea.pdf | Document Posted | https://www.pjm.com/pjmfiles/pub/planning/project-queues/impact_studies/ab1088_imp.pdf | Document Posted | https://www.pjm.com/pjmfiles/pub/planning/project-queues/facilities/ab1088_fac.pdf | Document Posted | https://www.pjm.com/pjmfiles/pub/planning/project-queues/isa/ab1_088_isa.pdf | Document Posted | N/A | https://www.pjm.com/pjmfiles/pub/planning/project-queues/csa/ab1_088_csa.pdf | Document Posted | N/A | N/A |  | 10/1/2015 | N/A | N/A | 3/31/2026 |  |  | 5/7/2027 | 5/7/2027 |  | N | No
AB1-089 | Byron-Wayne 345kV #1 | Byron to Wayne Thermal #1 Project | IL | Lee | Suspended | ComEd | 575 | 575 | 550 |  | Capacity | Generation Interconnection | Natural Gas |  |  | N/A | https://www.pjm.com/pjmfiles/pub/planning/project-queues/feas_docs/ab1089_fea.pdf | Document Posted | https://www.pjm.com/pjmfiles/pub/planning/project-queues/impact_studies/ab1089_imp.pdf | Document Posted | https://www.pjm.com/pjmfiles/pub/planning/project-queues/facilities/ab1089_fac.pdf | Document Posted | https://www.pjm.com/pjmfiles/pub/planning/project-queues/isa/ab1_089_isa.pdf | Document Posted | N/A | https://www.pjm.com/pjmfiles/pub/planning/project-queues/csa/ab1_089_csa.pdf | Document Posted | N/A | N/A |  | 9/30/2015 | N/A | N/A |  |  |  | 6/1/2026 | 6/1/2026 |  | N | No
AB1-090 | Byron-Wayne 345kV #2 |  | IL | Lee | Withdrawn | ComEd | 575 | 575 | 550 |  | Capacity | Generation Interconnection | Natural Gas |  |  | N/A | https://www.pjm.com/pjmfiles/pub/planning/project-queues/feas_docs/ab1090_fea.pdf | Document Posted | https://www.pjm.com/pjmfiles/pub/planning/project-queues/impact_studies/ab1090_imp.pdf | Document Posted |  |  | N/A |  | N/A |  |  | N/A | N/A |  | 9/30/2015 | N/A | N/A |  | 10/18/2018 |  | 6/1/2019 |  |  | N | No
AB1-091 | Davis Creek 345kV |  | IL | Kankakee | Withdrawn | ComEd | 575 | 575 | 550 |  | Capacity | Generation Interconnection | Natural Gas |  |  | N/A | https://www.pjm.com/pjmfiles/pub/planning/project-queues/feas_docs/ab1091_fea.pdf | Document Posted | https://www.pjm.com/pjmfiles/pub/planning/project-queues/impact_studies/ab1091_imp.pdf | Document Posted | https://www.pjm.com/pjmfiles/pub/planning/project-queues/facilities/ab1091_fac.pdf | Document Posted |  | Withdrawn | N/A |  | Withdrawn | N/A | N/A |  | 9/30/2015 | N/A | N/A |  | 4/11/2022 |  | 6/1/2019 |  |  | N | No
AB1-092 | Moshannon-East Towanda 230kV | Renovo Energy Center | PA | Clinton | Withdrawn | PENELEC | 504 | 41 | 17 |  | Capacity | Generation Interconnection | Natural Gas |  |  | N/A | https://www.pjm.com/pjmfiles/pub/planning/project-queues/feas_docs/ab1092_fea.pdf | Document Posted | https://www.pjm.com/pjmfiles/pub/planning/project-queues/impact_studies/ab1092_imp.pdf | Document Posted | https://www.pjm.com/pjmfiles/pub/planning/project-queues/facilities/ab1092_fac.pdf | Document Posted | https://www.pjm.com/pjmfiles/pub/planning/project-queues/isa/ab1_092_isa.pdf | Document Posted | N/A | https://www.pjm.com/pjmfiles/pub/planning/project-queues/csa/ab1_092_csa.pdf | Document Posted | N/A | N/A |  | 9/30/2015 | N/A | N/A |  | 4/20/2023 |  | 6/30/2025 | 6/30/2025 |  | N | No
AB1-093 | Oakland |  | NJ | Bergen | Withdrawn | RE | 0.85 | 0.85 | 0 |  | Energy | Generation Interconnection | Natural Gas |  |  | N/A |  | Withdrawn |  |  |  |  | N/A |  | N/A |  |  | N/A | N/A |  | 10/5/2015 | N/A | N/A |  | 10/12/2015 |  | 12/1/2015 |  |  | N | No
AB1-094 | Rio Grande 12kV |  | NJ | Cape May | Withdrawn | AEC | 0.85 | 0.85 | 0 |  | Energy | Generation Interconnection | Natural Gas |  |  | N/A |  | Withdrawn |  |  |  |  | N/A |  | N/A |  |  | N/A | N/A |  | 10/5/2015 | N/A | N/A |  | 10/12/2015 |  | 12/1/2015 |  |  | N | No
AB1-095 | Rona 12kV | Dovetail Biogas Facility | OH | Greene | In Service | ATSI | 0.85 | 0.85 | 0 | 0.85 | Energy | Generation Interconnection | Methane |  |  | N/A | https://www.pjm.com/pjmfiles/pub/planning/project-queues/feas_docs/ab1095_fea.pdf | Document Posted | https://www.pjm.com/pjmfiles/pub/planning/project-queues/impact_studies/ab1095_imp.pdf | Document Posted |  | Not Required | N/A | Wholesale Market Participation Agreement | https://www.pjm.com/pjmfiles/pub/planning/project-queues/wmpa/ab1095_wmpa.pdf |  | Not Required | N/A | N/A |  | 10/6/2015 | N/A | N/A | 9/30/2016 |  |  | 12/31/2016 | 12/31/2016 | 9/30/2016 | Y | No
AB1-096 | Carroll-Mt. Airy 34.5kV | Union Bridge Solar Facility | MD | Carroll | In Service | APS | 8.166 | 8.166 | 3.134 | 8.166 | Capacity | Generation Interconnection | Solar |  |  | N/A | https://www.pjm.com/pjmfiles/pub/planning/project-queues/feas_docs/ab1096_fea.pdf | Document Posted | https://www.pjm.com/pjmfiles/pub/planning/project-queues/impact_studies/ab1096_imp.pdf | Document Posted |  | Not Required | https://www.pjm.com/pjmfiles/pub/planning/project-queues/isa/ab1_096_isa.pdf | Document Posted | N/A | https://www.pjm.com/pjmfiles/pub/planning/project-queues/csa/ab1_096_csa.pdf | Document Posted | N/A | N/A |  | 10/7/2015 | N/A | N/A | 1/28/2022 |  |  | 2/28/2022 | 2/28/2022 | 4/21/2022 | N | No
AB1-097 | Harrisonburg-Stauton 115kV |  | VA | Rockingham | Withdrawn | Dominion | 20 | 20 | 7.6 |  | Capacity | Generation Interconnection | Solar |  |  | N/A | https://www.pjm.com/pjmfiles/pub/planning/project-queues/feas_docs/ab1097_fea.pdf | Document Posted |  |  |  |  | N/A |  | N/A |  |  | N/A | N/A |  | 10/7/2015 | N/A | N/A |  | 4/26/2016 | Customer Initiated Withdrawal | 11/10/2017 |  |  | N | No
AB1-098 | Walkersville 12kV | Walkersville Solar Facility | MD | Frederick | Withdrawn | APS | 8.16 | 8.16 | 5.4 |  | Capacity | Generation Interconnection | Solar |  |  | N/A | https://www.pjm.com/pjmfiles/pub/planning/project-queues/feas_docs/ab1098_fea.pdf | Document Posted | https://www.pjm.com/pjmfiles/pub/planning/project-queues/impact_studies/ab1098_imp.pdf | Document Posted |  | Not Required | N/A | Wholesale Market Participation Agreement | https://www.pjm.com/pjmfiles/pub/planning/project-queues/wmpa/ab1098_wmpa.pdf | https://www.pjm.com/pjmfiles/pub/planning/project-queues/csa/ab1098_wmpa.pdf | Not Required | N/A | N/A |  | 10/8/2015 | N/A | N/A |  | 6/23/2017 | Customer Initiated Withdrawal | 1/1/2019 | 1/1/2019 |  | N | No
AB1-099 | Sunnymeade Road 13kV |  | NJ | Somerset | Withdrawn | PSEG | 2 | 2 | 0 |  | Energy | Generation Interconnection | Storage |  |  | N/A |  | Not Required |  | Not Required |  | Not Required | N/A | Wholesale Market Participation Agreement | https://www.pjm.com/pjmfiles/pub/planning/project-queues/wmpa/ab1099_wmpa.pdf |  | Not Required | N/A | N/A |  | 10/13/2015 | N/A | N/A |  | 6/16/2017 | Customer Initiated Withdrawal | 9/1/2016 | 9/1/2016 |  | Y | No
AB1-104 | Camden 26kV |  | NJ | Camden | Withdrawn | PSEG | 9.9 | 9.9 | 0 |  | Energy | Generation Interconnection | Solar |  |  | N/A |  | Withdrawn |  |  |  |  | N/A |  | N/A |  |  | N/A | N/A |  | 10/21/2015 | N/A | N/A |  | 2/22/2016 | Customer Initiated Withdrawal | 12/31/2016 |  |  | N | No
AB1-105 | Highland-Hanna 345kV | Trumbull Energy Center | OH | Trumbull | Under Construction | ATSI | 940 | 940 | 850 |  | Capacity | Generation Interconnection | Natural Gas |  |  | N/A | https://www.pjm.com/pjmfiles/pub/planning/project-queues/feas_docs/ab1105_fea.pdf | Document Posted | https://www.pjm.com/pjmfiles/pub/planning/project-queues/impact_studies/ab1105_imp.pdf | Document Posted | https://www.pjm.com/pjmfiles/pub/planning/project-queues/facilities/ab1105_fac.pdf | Document Posted | https://www.pjm.com/pjmfiles/pub/planning/project-queues/isa/ab1_105_isa.pdf | Document Posted | N/A | https://www.pjm.com/pjmfiles/pub/planning/project-queues/csa/ab1_105_csa.pdf | Document Posted | N/A | N/A | 12/6/2024 | 10/22/2015 | N/A | N/A | 7/7/2025 |  |  | 1/29/2026 | 1/29/2026 |  | N | No
AB1-106 | Yukon-Hatfield 500kV | Smithton Generating Station | PA | Westmoreland | In Service | APS | 940 | 10 | 40 | 10 | Capacity | Generation Interconnection | Natural Gas |  |  | N/A | https://www.pjm.com/pjmfiles/pub/planning/project-queues/feas_docs/ab1106_fea.pdf | Document Posted | https://www.pjm.com/pjmfiles/pub/planning/project-queues/impact_studies/ab1106_imp.pdf | Document Posted | https://www.pjm.com/pjmfiles/pub/planning/project-queues/facilities/ab1106_fac.pdf | Document Posted | https://www.pjm.com/pjmfiles/pub/planning/project-queues/isa/ab1_106_isa.pdf | Document Posted | N/A |  | Not Required | N/A | N/A |  | 10/22/2015 | N/A | N/A |  |  |  | 3/1/2019 | 3/1/2019 | 11/18/2018 | N | No
AB1-107 | Bayshore-GM Powertrain 138 kV & Lallendorf 345kV | Cedar Point Energy Center | OH | Lucas | Withdrawn | ATSI | 955 | 955 | 860 |  | Capacity | Generation Interconnection | Natural Gas |  |  | N/A | https://www.pjm.com/pjmfiles/pub/planning/project-queues/feas_docs/ab1107_fea.pdf | Document Posted | https://www.pjm.com/pjmfiles/pub/planning/project-queues/impact_studies/ab1107_imp.pdf | Document Posted | https://www.pjm.com/pjmfiles/pub/planning/project-queues/facilities/ab1107_fac.pdf | Document Posted | https://www.pjm.com/pjmfiles/pub/planning/project-queues/isa/ab1_107_isa.pdf | Document Posted | N/A | https://www.pjm.com/pjmfiles/pub/planning/project-queues/csa/ab1_107_csa.pdf | Document Posted | N/A | N/A |  | 10/22/2015 | N/A | N/A | 11/30/2022 | 9/12/2023 |  | 11/30/2024 | 11/30/2024 |  | N | No
AB1-108 | Lackawanna 500 kV |  | PA | Lackawanna | Withdrawn | PPL | 485 | 485 | 485 |  | Capacity | Generation Interconnection | Natural Gas |  |  | N/A | https://www.pjm.com/pjmfiles/pub/planning/project-queues/feas_docs/ab1108_fea.pdf | Document Posted | https://www.pjm.com/pjmfiles/pub/planning/project-queues/impact_studies/ab1108_imp.pdf | Document Posted |  | Withdrawn | N/A |  | N/A |  |  | N/A | N/A |  | 10/23/2015 | N/A | N/A |  | 5/15/2019 |  | 6/19/2019 |  |  | N | No
AB1-109 | Mountaineer | Mountaineer #1 | WV | Unknown | Partially in Service - Under Construction | AEP | 1356 | 36 | 36 | 36 | Capacity | Generation Interconnection | Coal |  |  | N/A | https://www.pjm.com/pjmfiles/pub/planning/project-queues/feas_docs/ab1109_fea.pdf | Document Posted | https://www.pjm.com/pjmfiles/pub/planning/project-queues/impact_studies/ab1109_imp.pdf | Document Posted |  |  | https://www.pjm.com/pjmfiles/pub/planning/project-queues/isa/ab1_109_isa.pdf | Document Posted | N/A |  | Not Required | N/A | N/A |  | 10/26/2015 | N/A | N/A |  |  |  | 6/1/2021 | 6/1/2021 | 12/31/2018 | N | No
AB1-110 | Cochranville-Peach Bottom 230kV |  | PA | Lancaster | Withdrawn | PECO | 620 | 70 | 70 |  | Capacity | Generation Interconnection | Natural Gas |  |  | N/A |  | Withdrawn |  |  |  |  | N/A |  | N/A |  |  | N/A | N/A |  | 10/27/2015 | N/A | N/A |  | 2/4/2016 |  | 6/1/2019 |  |  | N | No
AB1-111 | Rock Springs-Peach Bottom 500kV |  | PA | Lancaster | Withdrawn | PECO | 1235 | 135 | 135 |  | Capacity | Generation Interconnection | Natural Gas |  |  | N/A |  | Withdrawn |  |  |  |  | N/A |  | N/A |  |  | N/A | N/A |  | 10/27/2015 | N/A | N/A |  | 2/4/2016 |  | 6/1/2019 |  |  | N | No
AB1-112 | Hatfield 500kV | Hilltop Energy Center Facility | PA | Greene | In Service | APS | 535 | 20 | 20 | 20 | Capacity | Generation Interconnection | Natural Gas |  |  | N/A | https://www.pjm.com/pjmfiles/pub/planning/project-queues/feas_docs/ab1112_fea.pdf | Document Posted | https://www.pjm.com/pjmfiles/pub/planning/project-queues/impact_studies/ab1112_imp.pdf | Document Posted | https://www.pjm.com/pjmfiles/pub/planning/project-queues/facilities/ab1112_fac.pdf | Document Posted | https://www.pjm.com/pjmfiles/pub/planning/project-queues/isa/ab1_112_isa.pdf | Document Posted | N/A | https://www.pjm.com/pjmfiles/pub/planning/project-queues/csa/ab1_112_csa.pdf | Document Posted | N/A | N/A |  | 10/27/2015 | N/A | N/A | 3/16/2021 |  |  | 5/9/2021 | 5/9/2021 | 4/1/2021 | N | No
AB1-113 | East New Market 12kV |  | MD | Dorchester | Withdrawn | DPL | 10 | 10 | 3.8 |  | Capacity | Generation Interconnection | Solar |  |  | N/A | https://www.pjm.com/pjmfiles/pub/planning/project-queues/feas_docs/ab1113_fea.pdf | Document Posted |  |  |  |  | N/A |  | N/A |  |  | N/A | N/A |  | 10/27/2015 | N/A | N/A |  | 3/24/2016 | Customer Initiated Withdrawal | 12/1/2016 |  |  | N | No
AB1-114 | Masury-Maysvile 69kV |  | PA | Mercer | Withdrawn | ATSI | 12.5 | 12.5 | 0 |  | Energy | Generation Interconnection | Storage |  |  | N/A | https://www.pjm.com/pjmfiles/pub/planning/project-queues/feas_docs/ab1114_fea.pdf | Document Posted | https://www.pjm.com/pjmfiles/pub/planning/project-queues/impact_studies/ab1114_imp.pdf | Document Posted |  | Not Required |  | Withdrawn | N/A |  | Withdrawn | N/A | N/A |  | 10/28/2015 | N/A | N/A |  | 3/2/2017 | Customer Milestone Not Met | 1/27/2017 |  |  | N | No
AB1-115 | Painesville 13kV | Lake County Generating Station | OH | Lake | Withdrawn | ATSI | 3.1 | 3.1 | 2.5 |  | Capacity | Generation Interconnection | Methane |  |  | N/A | https://www.pjm.com/pjmfiles/pub/planning/project-queues/feas_docs/ab1115_fea.pdf | Document Posted | https://www.pjm.com/pjmfiles/pub/planning/project-queues/impact_studies/ab1115_imp.pdf | Document Posted |  | Not Required | N/A | Wholesale Market Participation Agreement | https://www.pjm.com/pjmfiles/pub/planning/project-queues/wmpa/ab1115_wmpa.pdf | https://www.pjm.com/pjmfiles/pub/planning/project-queues/csa/ab1115_wmpa.pdf | Not Required | N/A | N/A |  | 10/28/2015 | N/A | N/A |  | 2/8/2017 | Customer Initiated Withdrawal | 12/31/2017 | 12/31/2017 |  | N | No
AB1-116 | Egg Harbor Road 12kV |  | NJ | Atlantic | In Service | AEC | 0.787 | 0.787 | 0 | 0.79 | Energy | Generation Interconnection | Natural Gas |  |  | N/A | https://www.pjm.com/pjmfiles/pub/planning/project-queues/feas_docs/ab1116_fea.pdf | Document Posted | https://www.pjm.com/pjmfiles/pub/planning/project-queues/impact_studies/ab1116_imp.pdf | Document Posted |  | Not Required | N/A | Wholesale Market Participation Agreement | https://www.pjm.com/pjmfiles/pub/planning/project-queues/wmpa/ab1116_wmpa.pdf |  | Not Required | N/A | N/A |  | 10/28/2015 | N/A | N/A |  |  |  | 12/1/2016 | 12/1/2016 | 2/1/2018 | Y | No
AB1-117 | Cunningham 500kV |  | VA | Fluvanna | Withdrawn | Dominion | 920 | 17.3 | 17.3 |  | Capacity | Generation Interconnection | Natural Gas |  |  | N/A |  | Withdrawn |  |  |  |  | N/A |  | N/A |  |  | N/A | N/A |  | 10/28/2015 | N/A | N/A |  | 11/4/2015 | Customer Initiated Withdrawal | 4/24/2016 |  |  | N | No
AB1-118 | Trenton 13kV |  | NJ | Mercer | Withdrawn | PSEG | 0.735 | 0.735 | 0.735 |  | Capacity | Generation Interconnection | Natural Gas |  |  | N/A |  | Withdrawn |  |  |  |  | N/A |  | N/A |  |  | N/A | N/A |  | 10/28/2015 | N/A | N/A |  | 11/2/2015 | Customer Initiated Withdrawal | 1/31/2016 |  |  | N | No
AB1-119 | Tansboro Road 12kV | Tansboro Road | NJ | Camden | In Service | AEC | 0.735 | 0.735 | 0 | 0.735 | Energy | Generation Interconnection | Natural Gas |  |  | N/A | https://www.pjm.com/pjmfiles/pub/planning/project-queues/feas_docs/ab1119_fea.pdf | Document Posted | https://www.pjm.com/pjmfiles/pub/planning/project-queues/impact_studies/ab1119_imp.pdf | Document Posted |  | Not Required | N/A | Wholesale Market Participation Agreement | https://www.pjm.com/pjmfiles/pub/planning/project-queues/wmpa/ab1119_wmpa.pdf | https://www.pjm.com/pjmfiles/pub/planning/project-queues/csa/ab1119_wmpa.pdf | Not Required | N/A | N/A |  | 10/28/2015 | N/A | N/A |  |  |  | 7/1/2017 | 7/1/2017 | 2/1/2018 | Y | No
AB1-120 | King of Prussia |  | PA | Montgomery | Withdrawn | PECO | 0.8 | 0.8 | 0 |  | Energy | Generation Interconnection | Storage |  |  | N/A |  | Withdrawn |  |  |  |  | N/A |  | N/A |  |  | N/A | N/A |  | 10/28/2015 | N/A | N/A |  | 4/22/2016 | Customer Initiated Withdrawal | 3/14/2016 |  |  | Y | No
AB1-122 | Kendall-Tazewell & Dresden-Mole Creek | Three Rivers Energy Center | IL | Grundy | In Service | ComEd | 1160 | 1160 | 1150 | 1160 | Capacity | Generation Interconnection | Natural Gas |  |  | N/A | https://www.pjm.com/pjmfiles/pub/planning/project-queues/feas_docs/ab1122_fea.pdf | Document Posted | https://www.pjm.com/pjmfiles/pub/planning/project-queues/impact_studies/ab1122_imp.pdf | Document Posted | https://www.pjm.com/pjmfiles/pub/planning/project-queues/facilities/ab1122_fac.pdf | Document Posted | https://www.pjm.com/pjmfiles/pub/planning/project-queues/isa/ab1_122_isa.pdf | Document Posted | N/A | https://www.pjm.com/pjmfiles/pub/planning/project-queues/csa/ab1_122_csa.pdf | Document Posted | N/A | N/A | 10/12/2022 | 10/30/2015 | N/A | N/A | 12/30/2022 |  |  | 6/20/2023 | 6/20/2023 | 6/16/2023 | N | No
AB1-123 | Showalter 34.5kV | Mason Dixon Solar Center Facility | MD | Washington | Withdrawn | APS | 18.4 | 18.4 | 7 |  | Capacity | Generation Interconnection | Solar |  |  | N/A | https://www.pjm.com/pjmfiles/pub/planning/project-queues/feas_docs/ab1123_fea.pdf | Document Posted | https://www.pjm.com/pjmfiles/pub/planning/project-queues/impact_studies/ab1123_imp.pdf | Document Posted | https://www.pjm.com/pjmfiles/pub/planning/project-queues/facilities/ab1123_fac.pdf | Document Posted | N/A | Wholesale Market Participation Agreement | https://www.pjm.com/pjmfiles/pub/planning/project-queues/wmpa/ab1123_wmpa.pdf | https://www.pjm.com/pjmfiles/pub/planning/project-queues/csa/ab1123_wmpa.pdf | Not Required | N/A | N/A |  | 10/29/2015 | N/A | N/A |  | 5/4/2021 |  | 9/30/2018 | 9/30/2018 |  | N | No
AB1-124 | Carroll-Monocacy 34.5kV | Legore Bridge Solar Center Facility | MD | Frederick | Under Construction | APS | 20 | 20 | 7.6 |  | Capacity | Generation Interconnection | Solar |  |  | N/A | https://www.pjm.com/pjmfiles/pub/planning/project-queues/feas_docs/ab1124_fea.pdf | Document Posted | https://www.pjm.com/pjmfiles/pub/planning/project-queues/impact_studies/ab1124_imp.pdf | Document Posted | https://www.pjm.com/pjmfiles/pub/planning/project-queues/facilities/ab1124_fac.pdf | Document Posted | N/A | Wholesale Market Participation Agreement | https://www.pjm.com/pjmfiles/pub/planning/project-queues/wmpa/ab1124_wmpa.pdf | https://www.pjm.com/pjmfiles/pub/planning/project-queues/csa/ab1124_wmpa.pdf | Not Required | N/A | N/A | 6/27/2025 | 10/29/2015 | N/A | N/A | 7/16/2025 |  |  | 9/1/2025 | 9/1/2025 |  | N | No
AB1-125 | Carroll-Monocacy 34.5kV | Biggs Ford Solar Facility | MD | Frederick | Under Construction | APS | 15 | 15 | 5.7 |  | Capacity | Generation Interconnection | Solar |  |  | N/A | https://www.pjm.com/pjmfiles/pub/planning/project-queues/feas_docs/ab1125_fea.pdf | Document Posted | https://www.pjm.com/pjmfiles/pub/planning/project-queues/impact_studies/ab1125_imp.pdf | Document Posted |  |  | N/A | Wholesale Market Participation Agreement | https://www.pjm.com/pjmfiles/pub/planning/project-queues/wmpa/ab1125_wmpa.pdf | https://www.pjm.com/pjmfiles/pub/planning/project-queues/csa/ab1_125_csa.pdf | Not Required | N/A | N/A | 5/30/2025 | 10/30/2015 | N/A | N/A | 6/10/2025 |  |  | 9/1/2025 | 9/1/2025 |  | N | No
AB1-126 | McConnellsburg-Mercersburg 34.5kV |  | PA | Franklin | Withdrawn | APS | 20 | 20 | 7.6 |  | Capacity | Generation Interconnection | Solar |  |  | N/A | https://www.pjm.com/pjmfiles/pub/planning/project-queues/feas_docs/ab1126_fea.pdf | Document Posted | https://www.pjm.com/pjmfiles/pub/planning/project-queues/impact_studies/ab1126_imp.pdf | Document Posted |  | Not Required |  | Withdrawn | N/A |  | Withdrawn | N/A | N/A |  | 10/29/2015 | N/A | N/A |  | 7/12/2016 | Customer Milestone Not Met | 6/30/2017 |  |  | N | No
AB1-127 | St. Thomas-Guilford 34.5kV | St. Thomas Township Solar Facility | PA | Franklin | In Service | APS | 20 | 20 | 7.6 | 20 | Capacity | Generation Interconnection | Solar |  |  | N/A | https://www.pjm.com/pjmfiles/pub/planning/project-queues/feas_docs/ab1127_fea.pdf | Document Posted | https://www.pjm.com/pjmfiles/pub/planning/project-queues/impact_studies/ab1127_imp.pdf | Document Posted |  | Not Required | https://www.pjm.com/pjmfiles/pub/planning/project-queues/isa/ab1_127_isa.pdf | Document Posted | N/A | https://www.pjm.com/pjmfiles/pub/planning/project-queues/csa/ab1_127_csa.pdf | Document Posted | N/A | N/A |  | 10/29/2015 | N/A | N/A | 7/24/2020 |  |  | 8/31/2020 | 8/31/2020 | 8/21/2020 | N | No
AB1-128 | St. Thomas-Mercersburg 34.5kV | St. Thomas Township Solar Facility II | PA | Franklin | In Service | APS | 20 | 20 | 7.6 | 20 | Capacity | Generation Interconnection | Solar |  |  | N/A | https://www.pjm.com/pjmfiles/pub/planning/project-queues/feas_docs/ab1128_fea.pdf | Document Posted | https://www.pjm.com/pjmfiles/pub/planning/project-queues/impact_studies/ab1128_imp.pdf | Document Posted |  | Not Required | https://www.pjm.com/pjmfiles/pub/planning/project-queues/isa/ab1_128_isa.pdf | Document Posted | N/A | https://www.pjm.com/pjmfiles/pub/planning/project-queues/csa/ab1_128_csa.pdf | Document Posted | N/A | N/A |  | 10/29/2015 | N/A | N/A | 8/5/2020 |  |  | 8/31/2020 | 8/31/2020 | 9/8/2020 | N | No
AB1-129 | Mercersburg-Milnor 34.5kV |  | PA | Franklin | Withdrawn | APS | 15 | 15 | 5.7 |  | Capacity | Generation Interconnection | Solar |  |  | N/A | https://www.pjm.com/pjmfiles/pub/planning/project-queues/feas_docs/ab1129_fea.pdf | Document Posted | https://www.pjm.com/pjmfiles/pub/planning/project-queues/impact_studies/ab1129_imp.pdf | Document Posted |  | Not Required |  | Withdrawn | N/A |  | Withdrawn | N/A | N/A |  | 10/29/2015 | N/A | N/A |  | 7/12/2016 | Customer Milestone Not Met | 6/30/2017 |  |  | N | No
AB1-130 | Loretto 69kV |  | MD | Somerset | Withdrawn | DPL | 10 | 10 | 3.8 |  | Capacity | Generation Interconnection | Solar |  |  | N/A |  | Withdrawn |  |  |  |  | N/A |  | N/A |  |  | N/A | N/A |  | 10/29/2015 | N/A | N/A |  | 11/17/2015 | Customer Initiated Withdrawal | 6/1/2017 |  |  | N | No
AB1-131 | South Joliet |  | IL | Will | Withdrawn | ComEd | 6 | 6 | 0 |  | Energy | Generation Interconnection | Storage |  |  | N/A |  | Withdrawn |  |  |  |  | N/A |  | N/A |  |  | N/A | N/A |  | 10/30/2015 | N/A | N/A |  | 2/3/2016 |  | 6/1/2016 |  |  | N | No
AB1-132 | Thelma 230kV | Gaston Green Acres Solar | NC | Northhampton | In Service | Dominion | 120 | 120 | 84 | 120 | Capacity | Generation Interconnection | Solar |  |  | N/A | https://www.pjm.com/pjmfiles/pub/planning/project-queues/feas_docs/ab1132_fea.pdf | Document Posted | https://www.pjm.com/pjmfiles/pub/planning/project-queues/impact_studies/ab1132_imp.pdf | Document Posted | https://www.pjm.com/pjmfiles/pub/planning/project-queues/facilities/ab1132_fac.pdf | Document Posted | https://www.pjm.com/pjmfiles/pub/planning/project-queues/isa/ab1_132_isa.pdf | Document Posted | N/A | https://www.pjm.com/pjmfiles/pub/planning/project-queues/csa/ab1_132_csa.pdf | Document Posted | N/A | N/A | 11/20/2023 | 11/2/2015 | N/A | N/A | 12/21/2023 |  |  | 12/25/2023 | 12/25/2023 | 8/22/2024 | N | No
AB1-133 | Chestertown 69kV |  | MD | Somerset | Withdrawn | DPL | 20 | 20 | 14 |  | Capacity | Generation Interconnection | Solar |  |  | N/A |  | Withdrawn |  |  |  |  | N/A |  | N/A |  |  | N/A | N/A |  | 10/30/2015 | N/A | N/A |  | 11/16/2015 | Customer Milestone Not Met | 11/1/2016 |  |  | N | No
AB1-134 | Wye Mills-Centreville 69kV |  | MD | Queen Anne's | Withdrawn | DPL | 60 | 60 | 42 |  | Capacity | Generation Interconnection | Solar |  |  | N/A |  | Withdrawn |  |  |  |  | N/A |  | N/A |  |  | N/A | N/A |  | 10/30/2015 | N/A | N/A |  | 11/16/2015 | Customer Milestone Not Met | 11/1/2016 |  |  | N | No
AB1-135 | Chickahominy 34.5kV | Charles City Solar | VA | Unknown | Withdrawn | Dominion | 20 | 20 | 14 |  | Capacity | Generation Interconnection | Solar |  |  | N/A | https://www.pjm.com/pjmfiles/pub/planning/project-queues/feas_docs/ab1135_fea.pdf | Document Posted | https://www.pjm.com/pjmfiles/pub/planning/project-queues/impact_studies/ab1135_imp.pdf | Document Posted | https://www.pjm.com/pjmfiles/pub/planning/project-queues/facilities/ab1135_fac.pdf | Document Posted | https://www.pjm.com/pjmfiles/pub/planning/project-queues/isa/ab1_135_isa.pdf | Document Posted | N/A | https://www.pjm.com/pjmfiles/pub/planning/project-queues/csa/ab1_135_csa.pdf | Document Posted | N/A | N/A |  | 10/30/2015 | N/A | N/A |  | 6/7/2017 | Customer Milestone Not Met | 11/15/2019 | 11/15/2019 |  | N | No
AB1-136 | Picway Solar 138kV |  | OH | Franklin | Withdrawn | AEP | 80 | 80 | 56 |  | Capacity | Generation Interconnection | Solar |  |  | N/A |  | Withdrawn |  |  |  |  | N/A |  | N/A |  |  | N/A | N/A |  | 10/30/2015 | N/A | N/A |  | 11/17/2015 | Customer Milestone Not Met | 11/1/2016 |  |  | N | No
AB1-137 | Frankford 25kV | Millsboro Solar | DE | Sussex | Withdrawn | DPL | 6 | 6 | 4.2 |  | Capacity | Generation Interconnection | Solar |  |  | N/A | https://www.pjm.com/pjmfiles/pub/planning/project-queues/feas_docs/ab1137_fea.pdf | Document Posted | https://www.pjm.com/pjmfiles/pub/planning/project-queues/impact_studies/ab1137_imp.pdf | Document Posted | https://www.pjm.com/pjmfiles/pub/planning/project-queues/facilities/ab1137_fac.pdf | Document Posted | N/A | Wholesale Market Participation Agreement | https://www.pjm.com/pjmfiles/pub/planning/project-queues/wmpa/ab1137_wmpa.pdf | https://www.pjm.com/pjmfiles/pub/planning/project-queues/csa/ab1137_wmpa.pdf | Not Required | N/A | N/A |  | 10/30/2015 | N/A | N/A | 10/1/2021 | 12/7/2020 |  | 3/26/2021 | 3/26/2021 |  | N | No
AB1-138 | Navy 34.5kV | Lakehurst Solar Farm | NJ | Ocean | In Service | JCPL | 9.6 | 9.6 | 3.6 | 9.6 | Capacity | Generation Interconnection | Solar |  |  | N/A | https://www.pjm.com/pjmfiles/pub/planning/project-queues/feas_docs/ab1138_fea.pdf | Document Posted | https://www.pjm.com/pjmfiles/pub/planning/project-queues/impact_studies/ab1138_imp.pdf | Document Posted |  |  | https://www.pjm.com/pjmfiles/pub/planning/project-queues/isa/ab1_138_isa.pdf | Document Posted | N/A | https://www.pjm.com/pjmfiles/pub/planning/project-queues/csa/ab1_138_csa.pdf | Document Posted | N/A | N/A |  | 10/30/2015 | N/A | N/A | 3/24/2020 |  |  | 8/18/2020 | 8/18/2020 | 3/24/2020 | N | No
AB1-139 | Metuchen 26kV | Nixon Lane Solar | NJ | Middlesex | In Service | PSEG | 6.6 | 6.6 | 2.5 | 6.6 | Capacity | Generation Interconnection | Solar |  |  | N/A | https://www.pjm.com/pjmfiles/pub/planning/project-queues/feas_docs/ab1139_fea.pdf | Document Posted | https://www.pjm.com/pjmfiles/pub/planning/project-queues/impact_studies/ab1139_imp.pdf | Document Posted |  | Not Required | N/A | Wholesale Market Participation Agreement | https://www.pjm.com/pjmfiles/pub/planning/project-queues/wmpa/ab1139_wmpa.pdf |  | Not Required | N/A | N/A |  | 10/30/2015 | N/A | N/A |  |  |  | 12/1/2016 | 12/1/2016 | 5/26/2017 | N | No
AB1-140 | George Washington 138kV I |  | WV | Marshall | Withdrawn | AEP | 575 | 10 | 10 |  | Capacity | Generation Interconnection | Natural Gas |  |  | N/A | https://www.pjm.com/pjmfiles/pub/planning/project-queues/feas_docs/ab1140_fea.pdf | Document Posted |  | Withdrawn |  |  | N/A |  | N/A |  |  | N/A | N/A |  | 10/30/2015 | N/A | N/A |  | 5/16/2017 | Customer Initiated Withdrawal | 6/1/2018 |  |  | N | No
AB1-141 | Church-Wye Mills 138 kV I | Pondtown Solar 1 | MD | Queen Anne's | In Service | DPL | 19.8 | 19.8 | 13.5 | 19.8 | Capacity | Generation Interconnection | Solar |  |  | N/A | https://www.pjm.com/pjmfiles/pub/planning/project-queues/feas_docs/ab1141_fea.pdf | Document Posted | https://www.pjm.com/pjmfiles/pub/planning/project-queues/impact_studies/ab1141_imp.pdf | Document Posted | https://www.pjm.com/pjmfiles/pub/planning/project-queues/facilities/ab1141_fac.pdf | Document Posted | https://www.pjm.com/pjmfiles/pub/planning/project-queues/isa/ab1_141_isa.pdf | Document Posted | N/A | https://www.pjm.com/pjmfiles/pub/planning/project-queues/csa/ab1_141_csa.pdf | Document Posted | N/A | N/A |  | 10/30/2015 | N/A | N/A | 9/28/2022 |  |  | 12/31/2023 | 12/31/2023 | 10/18/2022 | N | No
AB1-142 | Church-Wye Mills 138 kV II | Pondtown Solar 1 | MD | Queen Anne's | In Service | DPL | 39.6 | 19.8 | 13.5 | 19.8 | Capacity | Generation Interconnection | Solar |  |  | N/A | https://www.pjm.com/pjmfiles/pub/planning/project-queues/feas_docs/ab1142_fea.pdf | Document Posted | https://www.pjm.com/pjmfiles/pub/planning/project-queues/impact_studies/ab1142_imp.pdf | Document Posted | https://www.pjm.com/pjmfiles/pub/planning/project-queues/facilities/ab1142_fac.pdf | Document Posted | https://www.pjm.com/pjmfiles/pub/planning/project-queues/isa/ab1_142_isa.pdf | Document Posted | N/A | https://www.pjm.com/pjmfiles/pub/planning/project-queues/csa/ab1_142_csa.pdf | Document Posted | N/A | N/A |  | 10/30/2015 | N/A | N/A | 9/28/2022 |  |  | 12/31/2023 | 12/31/2023 | 10/18/2022 | N | No
AB1-143 | George Washington 138kV II |  | WV | Marshall | Withdrawn | AEP | 585 | 10 | 10 |  | Capacity | Generation Interconnection | Natural Gas |  |  | N/A | https://www.pjm.com/pjmfiles/pub/planning/project-queues/feas_docs/ab1143_fea.pdf | Document Posted |  | Withdrawn |  |  | N/A |  | N/A |  |  | N/A | N/A |  | 10/30/2015 | N/A | N/A |  | 5/16/2017 | Customer Initiated Withdrawal | 6/1/2018 |  |  | N | No
AB1-144 | Shawville 230kV | Shawville Generating Station | PA | Clearfield | In Service | PENELEC | 590 | 590 | 590 | 532 | Capacity | Generation Interconnection | Natural Gas |  |  | N/A | https://www.pjm.com/pjmfiles/pub/planning/project-queues/feas_docs/ab1144_fea.pdf | Document Posted | https://www.pjm.com/pjmfiles/pub/planning/project-queues/impact_studies/ab1144_imp.pdf | Document Posted |  | Not Required | https://www.pjm.com/pjmfiles/pub/planning/project-queues/isa/ab1_144_isa.pdf | Document Posted | N/A | https://www.pjm.com/pjmfiles/pub/planning/project-queues/csa/ab1_144_csa.pdf | Document Posted | N/A | N/A |  | 10/30/2015 | N/A | N/A |  |  |  | 12/21/2017 | 12/21/2017 | 10/24/2016 | N | No
AB1-145 | Winslow 12kV |  | NJ | Camden | Withdrawn | AEC | 3 | 3 | 1.14 |  | Capacity | Generation Interconnection | Solar |  |  | N/A | https://www.pjm.com/pjmfiles/pub/planning/project-queues/feas_docs/ab1145_fea.pdf | Document Posted | https://www.pjm.com/pjmfiles/pub/planning/project-queues/impact_studies/ab1145_imp.pdf | Document Posted | https://www.pjm.com/pjmfiles/pub/planning/project-queues/facilities/ab1145_fac.pdf | Document Posted |  | Withdrawn | N/A |  | Not Required | N/A | N/A |  | 10/30/2015 | N/A | N/A |  | 12/11/2017 |  | 12/23/2016 |  |  | N | No
AB1-146 | Sabrooke 12kV |  | IL | Winnebago | Withdrawn | ComEd | 2 | 2 | 0 |  | Energy | Generation Interconnection | Storage |  |  | N/A |  | Withdrawn |  |  |  |  | N/A |  | N/A |  |  | N/A | N/A |  | 10/30/2015 | N/A | N/A |  | 2/21/2017 | Customer Initiated Withdrawal | 6/1/2016 |  |  | N | No
AB1-147 | Hoytdale 138kV |  | PA | Beaver | Withdrawn | ATSI | 20 | 20 | 0 |  | Energy | Generation Interconnection | Storage |  |  | N/A | https://www.pjm.com/pjmfiles/pub/planning/project-queues/feas_docs/ab1147_fea.pdf | Document Posted |  |  |  |  | N/A |  | N/A |  |  | N/A | N/A |  | 10/30/2015 | N/A | N/A |  | 3/25/2016 | Customer Initiated Withdrawal | 11/1/2016 |  |  | N | No
AB1-148 | Branchburg-Deans 500kV |  | NJ | Somerset | Withdrawn | PSEG | 1745 | 368 | 235 |  | Capacity | Generation Interconnection | Natural Gas |  |  | N/A |  | Withdrawn |  |  |  |  | N/A |  | N/A |  |  | N/A | N/A |  | 10/30/2015 | N/A | N/A |  | 2/2/2016 | Customer Initiated Withdrawal | 6/1/2021 |  |  | N | No
AB1-149 | Baker 138kV |  | WV | Hardy | Withdrawn | APS | 121.6 | 121.6 | 15.8 |  | Capacity | Generation Interconnection | Wind |  |  | N/A | https://www.pjm.com/pjmfiles/pub/planning/project-queues/feas_docs/ab1149_fea.pdf | Document Posted | https://www.pjm.com/pjmfiles/pub/planning/project-queues/impact_studies/ab1149_imp.pdf | Document Posted |  | Withdrawn | N/A |  | N/A |  |  | N/A | N/A |  | 10/30/2015 | N/A | N/A |  | 11/28/2016 | Customer Initiated Withdrawal | 12/31/2018 |  |  | N | No
AB1-150 | Grassy Falls 138kV | Beech Ridge Wind Farm | WV | Greenbrier | In Service | APS | 50.6 | 50.6 | 6.7 | 50.6 | Capacity | Generation Interconnection | Wind |  |  | N/A | https://www.pjm.com/pjmfiles/pub/planning/project-queues/feas_docs/ab1150_fea.pdf | Document Posted | https://www.pjm.com/pjmfiles/pub/planning/project-queues/impact_studies/ab1150_imp.pdf | Document Posted |  |  | https://www.pjm.com/pjmfiles/pub/planning/project-queues/isa/ab1_150_isa.pdf | Document Posted | N/A | https://www.pjm.com/pjmfiles/pub/planning/project-queues/csa/ab1_150_csa.pdf | Document Posted | N/A | N/A |  | 10/30/2015 | N/A | N/A | 3/30/2020 |  |  | 4/30/2020 | 4/30/2020 | 3/14/2020 | N | No
AB1-151 | Paupack 230kV |  | PA | Wayne | Withdrawn | PPL | 575 | 575 | 550 |  | Capacity | Generation Interconnection | Natural Gas |  |  | N/A | https://www.pjm.com/pjmfiles/pub/planning/project-queues/feas_docs/ab1151_fea.pdf | Document Posted |  |  |  |  | N/A |  | N/A |  |  | N/A | N/A |  | 10/30/2015 | N/A | N/A |  | 3/29/2016 | Customer Initiated Withdrawal | 6/1/2020 |  |  | N | No
AB1-152 | Culpeper 34.5kV | Stevensburg Solar | VA | Unknown | Withdrawn | Dominion | 15 | 15 | 7.6 |  | Capacity | Generation Interconnection | Solar |  |  | N/A | https://www.pjm.com/pjmfiles/pub/planning/project-queues/feas_docs/ab1152_fea.pdf | Document Posted | https://www.pjm.com/pjmfiles/pub/planning/project-queues/impact_studies/ab1152_imp.pdf | Document Posted |  | Not Required | N/A | Wholesale Market Participation Agreement | https://www.pjm.com/pjmfiles/pub/planning/project-queues/wmpa/ab1152_wmpa.pdf | https://www.pjm.com/pjmfiles/pub/planning/project-queues/csa/ab1152_wmpa.pdf | Not Required | N/A | N/A |  | 10/30/2015 | N/A | N/A |  | 3/27/2017 | Customer Initiated Withdrawal | 10/31/2019 | 10/31/2019 |  | N | No
AB1-153 | Hunterstown 500kV |  | PA | Adams | Withdrawn | ME | 1061.5 | 1061.5 | 985.1 |  | Capacity | Generation Interconnection | Natural Gas |  |  | N/A | https://www.pjm.com/pjmfiles/pub/planning/project-queues/feas_docs/ab1153_fea.pdf | Document Posted |  |  |  |  | N/A |  | N/A |  |  | N/A | N/A |  | 10/30/2015 | N/A | N/A |  | 5/10/2016 | Customer Initiated Withdrawal | 6/1/2020 |  |  | N | No
AB1-154 | Gilbert 230kV |  | NJ | Hunterdon | Withdrawn | JCPL | 1092.2 | 1092.2 | 1028 |  | Capacity | Generation Interconnection | Natural Gas |  |  | N/A | https://www.pjm.com/pjmfiles/pub/planning/project-queues/feas_docs/ab1154_fea.pdf | Document Posted | https://www.pjm.com/pjmfiles/pub/planning/project-queues/impact_studies/ab1154_imp.pdf | Document Posted | https://www.pjm.com/pjmfiles/pub/planning/project-queues/facilities/ab2154_fac.pdf | Document Posted |  | Withdrawn | N/A |  | Withdrawn | N/A | N/A |  | 10/30/2015 | N/A | N/A |  | 8/16/2018 |  | 6/1/2020 |  |  | N | No
AB1-155 | Wakefield 34.5kV |  | VA | Surry | Withdrawn | Dominion | 10 | 10 | 3.8 |  | Capacity | Generation Interconnection | Solar |  |  | N/A |  | Withdrawn |  |  |  |  | N/A |  | N/A |  |  | N/A | N/A |  | 10/30/2015 | N/A | N/A |  | 11/16/2015 | Customer Initiated Withdrawal | 10/31/2017 |  |  | N | No
AB1-156 | Sligo 34.5kV |  | NC | Camden | Withdrawn | Dominion | 20 | 20 | 7.6 |  | Capacity | Generation Interconnection | Solar |  |  | N/A | https://www.pjm.com/pjmfiles/pub/planning/project-queues/feas_docs/ab1156_fea.pdf | Document Posted |  |  |  |  | N/A |  | N/A |  |  | N/A | N/A |  | 10/30/2015 | N/A | N/A |  | 4/7/2016 | Customer Milestone Not Met | 10/31/2017 |  |  | N | No
AB1-157 | George Washington 138kV III |  | WV | Marshall | Withdrawn | AEP | 595 | 10 | 10 |  | Capacity | Generation Interconnection | Natural Gas |  |  | N/A | https://www.pjm.com/pjmfiles/pub/planning/project-queues/feas_docs/ab1157_fea.pdf | Document Posted |  | Withdrawn |  |  | N/A |  | N/A |  |  | N/A | N/A |  | 10/30/2015 | N/A | N/A |  | 5/16/2017 | Customer Initiated Withdrawal | 6/1/2018 |  |  | N | No
AB1-158 | Thornville 34.5kV |  | OH | Perry | Withdrawn | AEP | 10 | 10 | 3.8 |  | Capacity | Generation Interconnection | Solar |  |  | N/A |  | Withdrawn |  |  |  |  | N/A |  | N/A |  |  | N/A | N/A |  | 10/30/2015 | N/A | N/A |  | 11/12/2015 | Customer Initiated Withdrawal | 10/31/2017 |  |  | N | No
AB1-159 | Wakefield 34.5kV |  | VA | Surry | Withdrawn | Dominion | 10 | 10 | 3.8 |  | Capacity | Generation Interconnection | Solar |  |  | N/A | https://www.pjm.com/pjmfiles/pub/planning/project-queues/feas_docs/ab1159_fea.pdf | Document Posted |  |  |  |  | N/A |  | N/A |  |  | N/A | N/A |  | 10/30/2015 | N/A | N/A |  | 5/3/2016 | Customer Initiated Withdrawal | 10/31/2017 |  |  | N | No
AB1-160 | Gold-Sabinsville 115kV | Big Level Wind Farm | PA | Potter | In Service | PENELEC | 90 | 20 | 3.8 | 20 | Capacity | Generation Interconnection | Wind |  |  | N/A | https://www.pjm.com/pjmfiles/pub/planning/project-queues/feas_docs/ab1160_fea.pdf | Document Posted | https://www.pjm.com/pjmfiles/pub/planning/project-queues/impact_studies/ab1160_imp.pdf | Document Posted | https://www.pjm.com/pjmfiles/pub/planning/project-queues/facilities/ab1160_fac.pdf | Document Posted | https://www.pjm.com/pjmfiles/pub/planning/project-queues/isa/ab1_160_isa.pdf | Document Posted | N/A |  | Not Required | N/A | N/A |  | 10/30/2015 | N/A | N/A | 8/22/2019 |  |  | 10/31/2019 | 10/31/2019 | 11/20/2019 | N | No
AB1-161 | Centreville 12kV |  | MD | Queen Anne's | Withdrawn | DPL | 1.34 | 1.34 | 0 |  | Energy | Generation Interconnection | Solar |  |  | N/A | https://www.pjm.com/pjmfiles/pub/planning/project-queues/feas_docs/ab1161_fea.pdf | Document Posted |  |  |  |  | N/A |  | N/A |  |  | N/A | N/A |  | 10/30/2015 | N/A | N/A |  | 3/21/2016 | Customer Initiated Withdrawal | 8/31/2016 |  |  | Y | No
AB1-162 | Price 69 kV |  | MD | Queen Anne's | Withdrawn | DPL | 16.7 | 16.7 | 6.34 |  | Capacity | Generation Interconnection | Solar |  |  | N/A | https://www.pjm.com/pjmfiles/pub/planning/project-queues/feas_docs/ab1162_fea.pdf | Document Posted | https://www.pjm.com/pjmfiles/pub/planning/project-queues/impact_studies/ab1162_imp.pdf | Document Posted | https://www.pjm.com/pjmfiles/pub/planning/project-queues/facilities/ab1162_fac.pdf | Document Posted |  | Withdrawn | N/A |  | Withdrawn | N/A | N/A |  | 10/30/2015 | N/A | N/A |  | 7/1/2019 |  | 7/1/2017 |  |  | N | No
AB1-163 | Glidden-Van Hiseville 34.5 kV | Legler Landfill Solar Farm | NJ | Ocean | In Service | JCPL | 2.88 | 2.88 | 0 | 2.88 | Energy | Generation Interconnection | Solar |  |  | N/A | https://www.pjm.com/pjmfiles/pub/planning/project-queues/feas_docs/ab1163_fea.pdf | Document Posted | https://www.pjm.com/pjmfiles/pub/planning/project-queues/impact_studies/ab1163_imp.pdf | Document Posted |  |  | N/A | Wholesale Market Participation Agreement | https://www.pjm.com/pjmfiles/pub/planning/project-queues/wmpa/ab1163_wmpa.pdf | https://www.pjm.com/pjmfiles/pub/planning/project-queues/csa/ab1163_wmpa.pdf | Not Required | N/A | N/A |  | 10/30/2015 | N/A | N/A | 10/30/2021 |  |  | 10/30/2021 | 10/30/2021 | 11/6/2021 | N | No
AB1-164 | Whiteley 25kV | Whitely - Greene Battery Storage Facility | PA | Greene | Withdrawn | APS | 20 | 20 | 0 |  | Energy | Generation Interconnection | Storage |  |  | N/A | https://www.pjm.com/pjmfiles/pub/planning/project-queues/feas_docs/ab1164_fea.pdf | Document Posted | https://www.pjm.com/pjmfiles/pub/planning/project-queues/impact_studies/ab1164_imp.pdf | Document Posted |  | Not Required | N/A | Wholesale Market Participation Agreement | https://www.pjm.com/pjmfiles/pub/planning/project-queues/wmpa/ab1164_wmpa.pdf | https://www.pjm.com/pjmfiles/pub/planning/project-queues/csa/ab1164_wmpa.pdf | Not Required | N/A | N/A |  | 10/30/2015 | N/A | N/A |  | 4/14/2017 | Customer Initiated Withdrawal | 7/31/2019 | 7/31/2019 |  | N | No
AB1-165 | Tabernacle 12kV |  | NJ | Burlington | Withdrawn | AEC | 3 | 3 | 1.14 |  | Capacity | Generation Interconnection | Solar |  |  | N/A | https://www.pjm.com/pjmfiles/pub/planning/project-queues/feas_docs/ab1165_fea.pdf | Document Posted | https://www.pjm.com/pjmfiles/pub/planning/project-queues/impact_studies/ab1165_imp.pdf | Document Posted | https://www.pjm.com/pjmfiles/pub/planning/project-queues/facilities/ab1165_fac.pdf | Document Posted |  | Withdrawn | N/A |  | Not Required | N/A | N/A |  | 10/30/2015 | N/A | N/A |  | 12/11/2017 |  | 12/24/2016 |  |  | N | No
AB1-166 | Wilson 23kV | Wilson Battery Storage | PA | Allegheny | Withdrawn | DL | 20 | 20 | 0 |  | Energy | Generation Interconnection | Storage |  |  | N/A | https://www.pjm.com/pjmfiles/pub/planning/project-queues/feas_docs/ab1166_fea.pdf | Document Posted | https://www.pjm.com/pjmfiles/pub/planning/project-queues/impact_studies/ab1166_imp.pdf | Document Posted |  | Not Required | N/A | Wholesale Market Participation Agreement | https://www.pjm.com/pjmfiles/pub/planning/project-queues/wmpa/ab1166_wmpa.pdf | https://www.pjm.com/pjmfiles/pub/planning/project-queues/csa/ab1166_wmpa.pdf | Not Required | N/A | N/A |  | 10/31/2015 | N/A | N/A |  | 5/30/2019 |  | 8/31/2019 | 8/31/2019 |  | N | No
AB1-167 | South Cumberland 69kV |  | OH | Noble | Withdrawn | AEP | 50 | 50 | 0 |  | Energy | Generation Interconnection | Storage |  |  | N/A | https://www.pjm.com/pjmfiles/pub/planning/project-queues/feas_docs/ab1167_fea.pdf | Document Posted |  | Withdrawn |  |  | N/A |  | N/A |  |  | N/A | N/A |  | 10/30/2015 | N/A | N/A |  | 11/30/2017 |  | 8/31/2017 |  |  | N | No
AB1-168 | Berlin 12kV |  | NJ | Camden | Withdrawn | AEC | 4.5 | 4.5 | 1.7 |  | Capacity | Generation Interconnection | Solar |  |  | N/A | https://www.pjm.com/pjmfiles/pub/planning/project-queues/feas_docs/ab1168_fea.pdf | Document Posted | https://www.pjm.com/pjmfiles/pub/planning/project-queues/impact_studies/ab1168_imp.pdf | Document Posted | https://www.pjm.com/pjmfiles/pub/planning/project-queues/facilities/ab1168_fac.pdf | Document Posted |  | Withdrawn | N/A |  | Not Required | N/A | N/A |  | 10/30/2015 | N/A | N/A |  | 12/11/2017 |  | 3/31/2017 |  |  | N | No
AB1-169 | Stuart 345kV | Mason Energy Center | KY | Mason | Withdrawn | Dayton | 1150 | 1150 | 1100 |  | Capacity | Generation Interconnection | Natural Gas |  |  | N/A | https://www.pjm.com/pjmfiles/pub/planning/project-queues/feas_docs/ab1169_fea.pdf | Document Posted | https://www.pjm.com/pjmfiles/pub/planning/project-queues/impact_studies/ab1169_imp.pdf | Document Posted | https://www.pjm.com/pjmfiles/pub/planning/project-queues/facilities/ab1169_fac.pdf | Document Posted | https://www.pjm.com/pjmfiles/pub/planning/project-queues/isa/ab1_169_isa.pdf | Document Posted | N/A | https://www.pjm.com/pjmfiles/pub/planning/project-queues/csa/ab1_169_csa.pdf | Document Posted | N/A | N/A |  | 10/30/2015 | N/A | N/A | 6/30/2023 | 2/9/2022 |  | 6/30/2023 | 6/30/2023 |  | N | No
AB1-169A | Minotola 138 kV |  | NJ | Atlantic | Withdrawn | AEC | 575 | 575 | 550 |  | Capacity | Generation Interconnection | Natural Gas |  |  | N/A | https://www.pjm.com/pjmfiles/pub/planning/project-queues/feas_docs/ab1169a_fea.pdf | Document Posted | https://www.pjm.com/pjmfiles/pub/planning/project-queues/impact_studies/ab1169a_imp.pdf | Document Posted |  | Withdrawn | N/A |  | N/A |  |  | N/A | N/A |  | 10/30/2015 | N/A | N/A |  | 7/20/2020 |  | 6/1/2020 |  |  | N | No
AB1-170 | LaSalle-Braidwood |  | IL | Grundy | Withdrawn | ComEd | 250 | 250 | 32.5 |  | Capacity | Generation Interconnection | Wind |  |  | N/A | https://www.pjm.com/pjmfiles/pub/planning/project-queues/feas_docs/ab1170_fea.pdf | Document Posted |  |  |  |  | N/A |  | N/A |  |  | N/A | N/A |  | 10/30/2015 | N/A | N/A |  | 8/4/2016 | Customer Initiated Withdrawal | 12/1/2017 |  |  | N | No
AB1-171 | Franklin 25kV | Franklin Generation Facility | PA | Greene | Withdrawn | APS | 20 | 20 | 20 |  | Capacity | Generation Interconnection | Natural Gas |  |  | N/A | https://www.pjm.com/pjmfiles/pub/planning/project-queues/feas_docs/ab1171_fea.pdf | Document Posted | https://www.pjm.com/pjmfiles/pub/planning/project-queues/impact_studies/ab1171_imp.pdf | Document Posted |  | Not Required | N/A | Wholesale Market Participation Agreement | https://www.pjm.com/pjmfiles/pub/planning/project-queues/wmpa/ab1171_wmpa.pdf | https://www.pjm.com/pjmfiles/pub/planning/project-queues/csa/ab1171_wmpa.pdf | Not Required | N/A | N/A |  | 10/30/2015 | N/A | N/A |  | 10/22/2018 |  | 10/31/2019 | 10/31/2019 |  | N | No
AB1-172 | Joliet-Wilmington |  | IL | Will | Withdrawn | ComEd | 6.4 | 6.2 | 6.2 |  | Capacity | Generation Interconnection | Methane |  |  | N/A | https://www.pjm.com/pjmfiles/pub/planning/project-queues/feas_docs/ab1172_fea.pdf | Document Posted |  |  |  |  | N/A |  | N/A |  |  | N/A | N/A |  | 10/30/2015 | N/A | N/A |  | 6/29/2018 |  | 9/1/2017 |  |  | N | No
AB1-173 | Brink-Trego 115kV | Meherrin Solar | VA | Greensville | In Service | Dominion | 19.8 | 19.8 | 13.5 | 19.8 | Capacity | Generation Interconnection | Solar |  |  | N/A | https://www.pjm.com/pjmfiles/pub/planning/project-queues/feas_docs/ab1173_fea.pdf | Document Posted | https://www.pjm.com/pjmfiles/pub/planning/project-queues/impact_studies/ab1173_imp.pdf | Document Posted | https://www.pjm.com/pjmfiles/pub/planning/project-queues/facilities/ab1173_fac.pdf | Document Posted | https://www.pjm.com/pjmfiles/pub/planning/project-queues/isa/ab1_173_isa.pdf | Document Posted | N/A | https://www.pjm.com/pjmfiles/pub/planning/project-queues/csa/ab1_173_csa.pdf | Document Posted | N/A | N/A |  | 10/31/2015 | N/A | N/A | 8/26/2022 |  |  | 4/1/2022 | 4/1/2022 | 9/29/2022 | N | No
AB1-173A | Brink-Trego 115kV | Meherrin Solar | VA | Greensville | In Service | Dominion | 39.6 | 19.8 | 13.5 | 19.8 | Capacity | Generation Interconnection | Solar |  |  | N/A | https://www.pjm.com/pjmfiles/pub/planning/project-queues/feas_docs/ab1173a_fea.pdf | Document Posted | https://www.pjm.com/pjmfiles/pub/planning/project-queues/impact_studies/ab1173a_imp.pdf | Document Posted | https://www.pjm.com/pjmfiles/pub/planning/project-queues/facilities/ab1173a_fac.pdf | Document Posted | https://www.pjm.com/pjmfiles/pub/planning/project-queues/isa/ab1_173a_isa.pdf | Document Posted | N/A | https://www.pjm.com/pjmfiles/pub/planning/project-queues/csa/ab1_173a_csa.pdf | Document Posted | N/A | N/A |  | 10/31/2015 | N/A | N/A | 8/26/2022 |  |  | 4/1/2022 | 4/1/2022 | 9/29/2022 | N | No
AB1-174 | Thornville12kV | Thornville 12kV | OH | Perry | Withdrawn | AEP | 10 | 10 | 6.6 |  | Capacity | Generation Interconnection | Solar |  |  | N/A | https://www.pjm.com/pjmfiles/pub/planning/project-queues/feas_docs/ab1174_fea.pdf | Document Posted | https://www.pjm.com/pjmfiles/pub/planning/project-queues/impact_studies/ab1174_imp.pdf | Document Posted |  | Not Required | N/A | Wholesale Market Participation Agreement | https://www.pjm.com/pjmfiles/pub/planning/project-queues/wmpa/ab1174_wmpa.pdf | https://www.pjm.com/pjmfiles/pub/planning/project-queues/csa/ab1174_wmpa.pdf | Not Required | N/A | N/A |  | 10/30/2015 | N/A | N/A |  | 2/7/2018 |  | 12/31/2018 | 12/31/2018 |  | N | No
AB1-175 | Homer City-Mainesburg 345kV |  | PA | Clearfield | Withdrawn | PENELEC | 1000 | 989 | 960 |  | Capacity | Generation Interconnection | Natural Gas |  |  | N/A |  | Withdrawn |  |  |  |  | N/A |  | N/A |  |  | N/A | N/A |  | 10/30/2015 | N/A | N/A |  | 11/19/2015 | Customer Initiated Withdrawal | 1/1/2020 |  |  | N | No
AB1-176 | Price 25kV II | Cedar Lane Solar | MD | Queen Anne's | Engineering and Procurement | DPL | 4 | 4 | 1.5 |  | Capacity | Generation Interconnection | Solar |  |  | N/A | https://www.pjm.com/pjmfiles/pub/planning/project-queues/feas_docs/ab1176_fea.pdf | Document Posted | https://www.pjm.com/pjmfiles/pub/planning/project-queues/impact_studies/ab1176_imp.pdf | Document Posted | https://www.pjm.com/pjmfiles/pub/planning/project-queues/facilities/ab1176_fac.pdf | Document Posted | N/A | Wholesale Market Participation Agreement | https://www.pjm.com/pjmfiles/pub/planning/project-queues/wmpa/ab1176_wmpa.pdf | https://www.pjm.com/pjmfiles/pub/planning/project-queues/csa/ab1176_wmpa.pdf | Not Required | N/A | N/A |  | 10/30/2015 | N/A | N/A | 12/19/2025 |  |  | 4/1/2026 | 4/1/2026 |  | N | No
AB1-177 | Ontario 23kV |  | NJ | Atlantic | Withdrawn | AEC | 1 | 1 | 0 |  | Energy | Generation Interconnection | Storage |  |  | N/A | https://www.pjm.com/pjmfiles/pub/planning/project-queues/feas_docs/ab1177_fea.pdf | Document Posted |  |  |  |  | N/A |  | N/A |  |  | N/A | N/A |  | 10/30/2015 | N/A | N/A |  | 4/4/2016 | Customer Initiated Withdrawal | 4/30/2016 |  |  | N | No
AB1-178 | Pidgeon 69kV |  | OH | Columbiana | Withdrawn | ATSI | 19.9 | 19.9 | 19.9 |  | Capacity | Generation Interconnection | Natural Gas |  |  | N/A | https://www.pjm.com/pjmfiles/pub/planning/project-queues/feas_docs/ab1178_fea.pdf | Document Posted | https://www.pjm.com/pjmfiles/pub/planning/project-queues/impact_studies/ab1178_imp.pdf | Document Posted |  |  | N/A |  | N/A |  |  | N/A | N/A |  | 10/30/2015 | N/A | N/A |  | 11/9/2016 | Customer Milestone Not Met | 12/1/2017 |  |  | N | No
AB1-179 | Sabinsville-Wellsboro 34kV |  | PA | Tioga | Withdrawn | PENELEC | 19.9 | 19.9 | 19.9 |  | Capacity | Generation Interconnection | Natural Gas |  |  | N/A | https://www.pjm.com/pjmfiles/pub/planning/project-queues/feas_docs/ab1179_fea.pdf | Document Posted | https://www.pjm.com/pjmfiles/pub/planning/project-queues/impact_studies/ab1179_imp.pdf | Document Posted |  |  | N/A |  | N/A |  |  | N/A | N/A |  | 10/30/2015 | N/A | N/A |  | 11/9/2016 | Customer Milestone Not Met | 12/1/2017 |  |  | N | No
AB1-180 | Pine View 12kV | Seven Islands Environmental Solutions, LLC | WV | Unknown | In Service | AEP | 3.2 | 3.2 | 2.4 | 3.2 | Capacity | Generation Interconnection | Methane |  |  | N/A | https://www.pjm.com/pjmfiles/pub/planning/project-queues/feas_docs/ab1180_fea.pdf | Document Posted | https://www.pjm.com/pjmfiles/pub/planning/project-queues/impact_studies/ab1180_imp.pdf | Document Posted |  | Not Required | N/A | Wholesale Market Participation Agreement | https://www.pjm.com/pjmfiles/pub/planning/project-queues/wmpa/ab1180_wmpa.pdf | https://www.pjm.com/pjmfiles/pub/planning/project-queues/csa/ab1180_wmpa.pdf | Not Required | N/A | N/A |  | 10/30/2015 | N/A | N/A |  |  |  | 12/31/2016 | 12/31/2016 | 3/7/2017 | N | No
AB1-181 | Cunningham 500kV |  | VA | Fluvanna | In Service | Dominion | 1000 | 28 | 37.3 | 28 | Capacity | Generation Interconnection | Natural Gas |  |  | N/A | https://www.pjm.com/pjmfiles/pub/planning/project-queues/feas_docs/ab1181_fea.pdf | Document Posted | https://www.pjm.com/pjmfiles/pub/planning/project-queues/impact_studies/ab1181_imp.pdf | Document Posted |  |  | https://www.pjm.com/pjmfiles/pub/planning/project-queues/isa/ab1_181_isa.pdf | Document Posted | N/A |  | Not Required | N/A | N/A |  | 10/30/2015 | N/A | N/A |  |  |  | 2/28/2017 | 2/28/2017 | 3/7/2017 | N | No
AB1-182 | Bear Creek | Bear Creek Energy Storage Facility | PA | Luzerne | Withdrawn | PPL | 20 | 20 | 0 |  | Energy | Generation Interconnection | Storage |  |  | N/A | https://www.pjm.com/pjmfiles/pub/planning/project-queues/feas_docs/ab1182_fea.pdf | Document Posted | https://www.pjm.com/pjmfiles/pub/planning/project-queues/impact_studies/ab1182_imp.pdf | Document Posted | https://www.pjm.com/pjmfiles/pub/planning/project-queues/facilities/ab1182_fac.pdf | Document Posted | https://www.pjm.com/pjmfiles/pub/planning/project-queues/isa/ab1_182_isa.pdf | Document Posted | N/A | https://www.pjm.com/pjmfiles/pub/planning/project-queues/csa/ab1_182_csa.pdf | Document Posted | N/A | N/A |  | 10/30/2015 | N/A | N/A |  | 7/25/2024 |  | 12/1/2022 | 12/1/2022 |  | N | No
AB1-183 | Kennedyville-Massey 69kV |  | MD | Kent | Withdrawn | DPL | 99 | 0 | 0 |  | Energy | Generation Interconnection | Solar |  |  | N/A | https://www.pjm.com/pjmfiles/pub/planning/project-queues/feas_docs/ab1183_fea.pdf | Document Posted | https://www.pjm.com/pjmfiles/pub/planning/project-queues/impact_studies/ab1183_imp.pdf | Document Posted |  | Not Required |  | Withdrawn | N/A |  | Withdrawn | N/A | N/A |  | 10/30/2015 | N/A | N/A |  | 1/20/2017 | Customer Initiated Withdrawal | 10/28/2016 |  |  | N | No
AB1-184 | Centreville 12kV II |  | MD | Queen Anne's | Withdrawn | DPL | 1.96 | 1.96 | 0 |  | Energy | Generation Interconnection | Solar |  |  | N/A | https://www.pjm.com/pjmfiles/pub/planning/project-queues/feas_docs/ab1184_fea.pdf | Document Posted |  |  |  |  | N/A |  | N/A |  |  | N/A | N/A |  | 10/30/2015 | N/A | N/A |  | 3/21/2016 | Customer Initiated Withdrawal | 11/11/2016 |  |  | Y | No
AB2-001 | Ringoes-US Bronze 34kV | Flemington Solar Farm | NJ | Hunterdon | In Service | JCPL | 10 | 0 | 3.8 | 0 | Capacity | Generation Interconnection | Solar |  |  | N/A | https://www.pjm.com/pjmfiles/pub/planning/project-queues/feas_docs/ab2001_fea.pdf | Document Posted | https://www.pjm.com/pjmfiles/pub/planning/project-queues/impact_studies/ab2001_imp.pdf | Document Posted |  | Not Required | https://www.pjm.com/pjmfiles/pub/planning/project-queues/isa/ab2_001_isa.pdf | Document Posted | N/A |  | Not Required | N/A | N/A |  | 11/2/2015 | N/A | N/A |  |  |  | 12/31/2016 | 12/31/2016 | 12/31/2016 | N | No
AB2-003 | Halfway-N=Milnor 34.5kV | Thornton Solar Facility | MD | Washington | Withdrawn | APS | 4.4 | 4.4 | 1.7 |  | Capacity | Generation Interconnection | Solar |  |  | N/A | https://www.pjm.com/pjmfiles/pub/planning/project-queues/feas_docs/ab2003_fea.pdf | Document Posted | https://www.pjm.com/pjmfiles/pub/planning/project-queues/impact_studies/ab2003_imp.pdf | Document Posted |  | Not Required | https://www.pjm.com/pjmfiles/pub/planning/project-queues/isa/ab2_003_isa.pdf | Document Posted | N/A |  | Withdrawn | N/A | N/A |  | 11/9/2015 | N/A | N/A |  | 12/19/2016 | Customer Initiated Withdrawal | 12/31/2017 | 12/31/2017 |  | N | No
AB2-004 | Halfway-Milnor 34.5kV | Hagerstown Solar Facility | MD | Washington | Withdrawn | APS | 5.4 | 5.4 | 2.1 |  | Capacity | Generation Interconnection | Solar |  |  | N/A | https://www.pjm.com/pjmfiles/pub/planning/project-queues/feas_docs/ab2004_fea.pdf | Document Posted | https://www.pjm.com/pjmfiles/pub/planning/project-queues/impact_studies/ab2004_imp.pdf | Document Posted |  | Not Required | https://www.pjm.com/pjmfiles/pub/planning/project-queues/isa/ab2_004_isa.pdf | Document Posted | N/A | https://www.pjm.com/pjmfiles/pub/planning/project-queues/csa/ab2_004_csa.pdf | Document Posted | N/A | N/A |  | 11/13/2015 | N/A | N/A |  | 10/23/2017 |  | 3/31/2018 | 3/31/2018 |  | N | No
AB2-008 | Edison 138kV |  | NJ | Middlesex | Withdrawn | PSEG | 105 | 105 | 96 |  | Capacity | Generation Interconnection | Natural Gas |  |  | N/A | https://www.pjm.com/pjmfiles/pub/planning/project-queues/feas_docs/ab2008_fea.pdf | Document Posted |  |  |  |  | N/A |  | N/A |  |  | N/A | N/A |  | 11/30/2015 | N/A | N/A |  | 10/10/2016 | Customer Initiated Withdrawal | 5/31/2020 |  |  | N | No
AB2-009 | Edison 138kV |  | NJ | Middlesex | Withdrawn | PSEG | 116 | 116 | 105 |  | Capacity | Generation Interconnection | Natural Gas |  |  | N/A | https://www.pjm.com/pjmfiles/pub/planning/project-queues/feas_docs/ab2009_fea.pdf | Document Posted |  |  |  |  | N/A |  | N/A |  |  | N/A | N/A |  | 11/30/2015 | N/A | N/A |  | 10/10/2016 | Customer Initiated Withdrawal | 5/31/2020 |  |  | N | No
AB2-010 | Saltville-Holston 34.5kV - Phase I | Saltville-Holston 34.5kV Solar Facility | VA | Smyth | Withdrawn | AEP | 5 | 5 | 2.5 |  | Capacity | Generation Interconnection | Solar |  |  | N/A | https://www.pjm.com/pjmfiles/pub/planning/project-queues/feas_docs/ab2010_fea.pdf | Document Posted | https://www.pjm.com/pjmfiles/pub/planning/project-queues/impact_studies/ab2010_imp.pdf | Document Posted |  | Not Required | N/A | Wholesale Market Participation Agreement | https://www.pjm.com/pjmfiles/pub/planning/project-queues/wmpa/ab2010_wmpa.pdf | https://www.pjm.com/pjmfiles/pub/planning/project-queues/csa/ab2010_wmpa.pdf | Not Required | N/A | N/A |  | 12/1/2015 | N/A | N/A |  | 2/5/2019 |  | 12/1/2017 | 12/1/2017 |  | N | No
AB2-011 | Saltville-Holstone 34.5kV - Phase II | Saltville-Holston 34.5kV Solar Facility | VA | Smyth | Withdrawn | AEP | 5 | 5 | 2.5 |  | Capacity | Generation Interconnection | Solar |  |  | N/A | https://www.pjm.com/pjmfiles/pub/planning/project-queues/feas_docs/ab2011_fea.pdf | Document Posted | https://www.pjm.com/pjmfiles/pub/planning/project-queues/impact_studies/ab2011_imp.pdf | Document Posted |  | Not Required | N/A | Wholesale Market Participation Agreement | https://www.pjm.com/pjmfiles/pub/planning/project-queues/wmpa/ab2011_wmpa.pdf | https://www.pjm.com/pjmfiles/pub/planning/project-queues/csa/ab2011_wmpa.pdf | Not Required | N/A | N/A |  | 12/1/2015 | N/A | N/A |  | 2/5/2019 |  | 12/1/2017 | 12/1/2017 |  | N | No
AB2-012 | Blooming Grove to West Damascus 69 kV |  | PA | Wayne | Withdrawn | PPL | 19.9 | 19.9 | 19.9 |  | Capacity | Generation Interconnection | Natural Gas |  |  | N/A | https://www.pjm.com/pjmfiles/pub/planning/project-queues/feas_docs/ab2012_fea.pdf | Document Posted | https://www.pjm.com/pjmfiles/pub/planning/project-queues/impact_studies/ab2012_imp.pdf | Document Posted | https://www.pjm.com/pjmfiles/pub/planning/project-queues/facilities/ab2012_fac.pdf | Document Posted |  | Withdrawn | N/A |  | Withdrawn | N/A | N/A |  | 12/9/2015 | N/A | N/A |  | 8/3/2018 |  | 6/1/2018 |  |  | N | No
AB2-014 | Lakewood 230kV | Lakewood Cogeneration Plant | NJ | Ocean | In Service | JCPL | 280 | 0 | 8.1 | 0 | Capacity | Generation Interconnection | Natural Gas |  |  | N/A | https://www.pjm.com/pjmfiles/pub/planning/project-queues/feas_docs/ab2014_fea.pdf | Document Posted | https://www.pjm.com/pjmfiles/pub/planning/project-queues/impact_studies/ab2014_imp.pdf | Document Posted |  | Not Required | https://www.pjm.com/pjmfiles/pub/planning/project-queues/isa/ab2_014_isa.pdf | Document Posted | N/A |  | Not Required | N/A | N/A |  | 12/15/2015 | N/A | N/A |  |  |  | 9/30/2017 | 9/30/2017 | 11/16/2016 | N | No
AB2-015 | Franklin 115kV | Tidewater Solar Projects | VA | Southampton | Withdrawn | Dominion | 91 | 91 | 50 |  | Capacity | Generation Interconnection | Solar |  |  | N/A | https://www.pjm.com/pjmfiles/pub/planning/project-queues/feas_docs/ab2015_fea.pdf | Document Posted | https://www.pjm.com/pjmfiles/pub/planning/project-queues/impact_studies/ab2015_imp.pdf | Document Posted | https://www.pjm.com/pjmfiles/pub/planning/project-queues/facilities/ab2015_fac.pdf | Document Posted | https://www.pjm.com/pjmfiles/pub/planning/project-queues/isa/ab2_015_isa.pdf | Document Posted | N/A | https://www.pjm.com/pjmfiles/pub/planning/project-queues/csa/ab2_015_csa.pdf | Document Posted | N/A | N/A | 6/1/2023 | 12/21/2015 | N/A | N/A | 8/31/2023 | 1/3/2022 |  | 12/31/2022 | 12/31/2022 |  | N | No
AB2-016 | Maddox Creek 345kV |  | OH | Van Wert | Withdrawn | AEP | 100 | 100 | 13 |  | Capacity | Generation Interconnection | Wind |  |  | N/A | https://www.pjm.com/pjmfiles/pub/planning/project-queues/feas_docs/ab2016_fea.pdf | Document Posted | https://www.pjm.com/pjmfiles/pub/planning/project-queues/impact_studies/ab2016_imp.pdf | Document Posted |  |  | N/A |  | N/A |  |  | N/A | N/A |  | 12/28/2015 | N/A | N/A |  | 3/9/2018 |  | 12/31/2019 |  |  | N | No
AB2-017 |  |  | NJ | Atlantic | Withdrawn | JCPL | 1 | 1 | 0 |  | Energy | Generation Interconnection | Storage |  |  | N/A |  | Withdrawn |  |  |  |  | N/A |  | N/A |  |  | N/A | N/A |  | 1/4/2016 | N/A | N/A |  | 1/27/2016 | Customer Milestone Not Met |  |  |  | Y | No
AB2-018 | Bethel-Carolina 12.kkV |  | NC | Unknown | Withdrawn | Dominion | 3 | 3 | 2.1 |  | Capacity | Generation Interconnection | Solar |  |  | N/A |  | Withdrawn |  |  |  |  | N/A |  | N/A |  |  | N/A | N/A |  | 1/20/2016 | N/A | N/A |  | 2/9/2016 |  | 12/31/2016 |  |  | N | No
AB2-022 | Elizabeth City 34.5kV | Elizabeth City Solar | NC | Camden | In Service | Dominion | 20 | 20 | 13 | 20 | Capacity | Generation Interconnection | Solar |  |  | N/A | https://www.pjm.com/pjmfiles/pub/planning/project-queues/feas_docs/ab2022_fea.pdf | Document Posted | https://www.pjm.com/pjmfiles/pub/planning/project-queues/impact_studies/ab2022_imp.pdf | Document Posted |  |  | N/A | Wholesale Market Participation Agreement | https://www.pjm.com/pjmfiles/pub/planning/project-queues/wmpa/ab2022_wmpa.pdf | https://www.pjm.com/pjmfiles/pub/planning/project-queues/csa/ab2022_wmpa.pdf | Not Required | N/A | N/A |  | 2/4/2016 | N/A | N/A | 8/1/2021 |  |  | 6/30/2021 | 6/30/2021 | 10/18/2021 | N | No
AB2-023 | Culpeper 34.5kV |  | VA | Culpeper | Withdrawn | Dominion | 15 | 15 | 9.7 |  | Capacity | Generation Interconnection | Solar |  |  | N/A |  | Withdrawn |  |  |  |  | N/A |  | N/A |  |  | N/A | N/A |  | 2/4/2016 | N/A | N/A |  | 3/30/2016 | Customer Initiated Withdrawal | 10/31/2017 |  |  | N | No
AB2-024 | Correctional 34.5kV |  | VA | New Kent | In Service | Dominion | 20 | 20 | 13.8 | 20 | Capacity | Generation Interconnection | Solar |  |  | N/A | https://www.pjm.com/pjmfiles/pub/planning/project-queues/feas_docs/ab2024_fea.pdf | Document Posted |  |  |  |  | N/A | Wholesale Market Participation Agreement | https://www.pjm.com/pjmfiles/pub/planning/project-queues/wmpa/ab2024_wmpa.pdf | https://www.pjm.com/pjmfiles/pub/planning/project-queues/csa/ab2024_wmpa.pdf | Not Required | N/A | N/A |  | 2/8/2016 | N/A | N/A |  |  |  | 12/31/2017 | 12/31/2017 | 11/27/2017 | N | Yes
AB2-025 | Sapony 34.5kV |  | VA | Sussex | In Service | Dominion | 20 | 20 | 13.8 | 20 | Capacity | Generation Interconnection | Solar |  |  | N/A | https://www.pjm.com/pjmfiles/pub/planning/project-queues/feas_docs/ab2025_fea.pdf | Document Posted |  |  |  |  | N/A | Wholesale Market Participation Agreement | https://www.pjm.com/pjmfiles/pub/planning/project-queues/wmpa/ab2025_wmpa.pdf | https://www.pjm.com/pjmfiles/pub/planning/project-queues/csa/ab2025_wmpa.pdf | Not Required | N/A | N/A |  | 2/8/2016 | N/A | N/A |  |  |  | 12/31/2017 | 12/31/2017 | 11/30/2017 | N | Yes
AB2-026 | Powhatan 34.5kV |  | VA | Powhatan | In Service | Dominion | 20 | 20 | 13.8 | 20 | Capacity | Generation Interconnection | Solar |  |  | N/A | https://www.pjm.com/pjmfiles/pub/planning/project-queues/feas_docs/ab2026_fea.pdf | Document Posted |  |  |  |  | N/A | Wholesale Market Participation Agreement | https://www.pjm.com/pjmfiles/pub/planning/project-queues/wmpa/ab2026_wmpa.pdf | https://www.pjm.com/pjmfiles/pub/planning/project-queues/csa/ab2026_wmpa.pdf | Not Required | N/A | N/A |  | 2/8/2016 | N/A | N/A |  |  |  | 12/31/2017 | 12/31/2017 | 11/30/2017 | N | Yes
AB2-027 | Maple Ave-Mount Lena 34.5kV | Funkstonw Solar Facility | MD | Washington | Withdrawn | APS | 8.8 | 8.8 | 3.3 |  | Capacity | Generation Interconnection | Solar |  |  | N/A | https://www.pjm.com/pjmfiles/pub/planning/project-queues/feas_docs/ab2027_fea.pdf | Document Posted | https://www.pjm.com/pjmfiles/pub/planning/project-queues/impact_studies/ab2027_imp.pdf | Document Posted |  | Not Required | N/A | Wholesale Market Participation Agreement | https://www.pjm.com/pjmfiles/pub/planning/project-queues/wmpa/ab2027_wmpa.pdf | https://www.pjm.com/pjmfiles/pub/planning/project-queues/csa/ab2027_wmpa.pdf | Not Required | N/A | N/A |  | 2/10/2016 | N/A | N/A |  | 10/26/2020 |  | 11/30/2017 | 11/30/2017 |  | N | No
AB2-028 | Fall Creek-Desoto 345kV |  | IN | Henry | Withdrawn | AEP | 200 | 200 | 26 |  | Capacity | Generation Interconnection | Wind |  |  | N/A | https://www.pjm.com/pjmfiles/pub/planning/project-queues/feas_docs/ab2028_fea.pdf | Document Posted | https://www.pjm.com/pjmfiles/pub/planning/project-queues/impact_studies/ab2028_imp.pdf | Document Posted |  | Withdrawn | N/A |  | N/A |  |  | N/A | N/A |  | 2/10/2016 | N/A | N/A |  | 6/17/2021 |  | 10/31/2018 |  |  | N | No
AB2-029 | Remington 34.5kV |  | VA | Fauquier | In Service | Dominion | 19.8 | 19.8 | 7.6 | 19.8 | Capacity | Generation Interconnection | Solar |  |  | N/A | https://www.pjm.com/pjmfiles/pub/planning/project-queues/feas_docs/ab2029_fea.pdf | Document Posted |  |  |  |  | N/A | Wholesale Market Participation Agreement | https://www.pjm.com/pjmfiles/pub/planning/project-queues/wmpa/ab2029_wmpa.pdf | https://www.pjm.com/pjmfiles/pub/planning/project-queues/csa/ab2029_wmpa.pdf | Not Required | N/A | N/A |  | 2/11/2016 | N/A | N/A |  |  |  | 12/31/2017 | 12/31/2017 | 10/1/2017 | N | No
AB2-030 | Tasley 25kV |  | VA | Accomack | Withdrawn | DPL | 4 | 4 | 0 |  | Energy | Generation Interconnection | Storage |  |  | N/A | https://www.pjm.com/pjmfiles/pub/planning/project-queues/feas_docs/ab2030_fea.pdf | Document Posted | https://www.pjm.com/pjmfiles/pub/planning/project-queues/impact_studies/ab2030_imp.pdf | Document Posted |  | Withdrawn | N/A |  | N/A |  |  | N/A | N/A |  | 2/11/2016 | N/A | N/A |  | 10/16/2017 |  | 12/1/2016 |  |  | N | No
AB2-031 | Brink-Trego 115kV | Meherrin Solar | VA | Greensville | In Service | Dominion | 59.6 | 20 | 13.4 | 20 | Capacity | Generation Interconnection | Solar |  |  | N/A | https://www.pjm.com/pjmfiles/pub/planning/project-queues/feas_docs/ab2031_fea.pdf | Document Posted | https://www.pjm.com/pjmfiles/pub/planning/project-queues/impact_studies/ab2031_imp.pdf | Document Posted | https://www.pjm.com/pjmfiles/pub/planning/project-queues/facilities/ab2031_fac.pdf | Document Posted | https://www.pjm.com/pjmfiles/pub/planning/project-queues/isa/ab2_031_isa.pdf | Document Posted | N/A | https://www.pjm.com/pjmfiles/pub/planning/project-queues/csa/ab2_031_csa.pdf | Document Posted | N/A | N/A |  | 2/13/2016 | N/A | N/A | 8/26/2022 |  |  | 4/1/2022 | 4/1/2022 | 9/29/2022 | N | No
AB2-032 | Church-Wye Mills 138 kV | Pondtown Solar 2 | MD | Queen Anne's | In Service | DPL | 20 | 20 | 13.6 | 20 | Capacity | Generation Interconnection | Solar |  |  | N/A | https://www.pjm.com/pjmfiles/pub/planning/project-queues/feas_docs/ab2032_fea.pdf | Document Posted | https://www.pjm.com/pjmfiles/pub/planning/project-queues/impact_studies/ab2032_imp.pdf | Document Posted | https://www.pjm.com/pjmfiles/pub/planning/project-queues/facilities/ab2032_fac.pdf | Document Posted | https://www.pjm.com/pjmfiles/pub/planning/project-queues/isa/ab2_032_isa.pdf | Document Posted | N/A | https://www.pjm.com/pjmfiles/pub/planning/project-queues/csa/ab2_032_csa.pdf | Document Posted | N/A | N/A |  | 2/11/2016 | N/A | N/A | 9/23/2022 |  |  | 12/31/2023 | 12/31/2023 | 10/18/2022 | N | No
AB2-033 | Tasley 69kV |  | VA | Accomack | Withdrawn | ODEC | 10 | 10 | 7.16 |  | Capacity | Generation Interconnection | Solar |  |  | N/A | https://www.pjm.com/pjmfiles/pub/planning/project-queues/feas_docs/ab2033_fea.pdf | Document Posted | https://www.pjm.com/pjmfiles/pub/planning/project-queues/impact_studies/ab2033_imp.pdf | Document Posted |  | Withdrawn | N/A |  | N/A |  |  | N/A | N/A |  | 2/22/2016 | N/A | N/A |  | 3/20/2018 |  | 5/1/2017 |  |  | N | No
AB2-035 | Bethel-Carolina 12.5kV |  | NC | Pitt | Withdrawn | Dominion | 3 | 3 | 2.1 |  | Capacity | Generation Interconnection | Solar |  |  | N/A | https://www.pjm.com/pjmfiles/pub/planning/project-queues/feas_docs/ab2035_fea.pdf | Document Posted | https://www.pjm.com/pjmfiles/pub/planning/project-queues/impact_studies/ab2035_imp.pdf | Document Posted |  | Not Required |  | Withdrawn | N/A |  | Withdrawn | N/A | N/A |  | 2/23/2016 | N/A | N/A |  | 11/30/2018 |  | 12/31/2016 |  |  | N | No
AB2-036 | Church - Oil City 138kV | Waypost Solar Project | MD | Caroline | Engineering and Procurement | DPL | 92 | 92 | 34.9 |  | Capacity | Generation Interconnection | Solar |  |  | N/A | https://www.pjm.com/pjmfiles/pub/planning/project-queues/feas_docs/ab2036_fea.pdf | Document Posted | https://www.pjm.com/pjmfiles/pub/planning/project-queues/impact_studies/ab2036_imp.pdf | Document Posted | https://www.pjm.com/pjmfiles/pub/planning/project-queues/facilities/ab2036_fac.pdf | Document Posted | https://www.pjm.com/pjmfiles/pub/planning/project-queues/isa/ab2_036_isa.pdf | Document Posted | N/A | https://www.pjm.com/pjmfiles/pub/planning/project-queues/csa/ab2_036_csa.pdf | Document Posted | N/A | N/A | 6/20/2026 | 2/26/2016 | N/A | N/A | 10/23/2026 |  |  | 12/31/2026 | 12/31/2026 |  | N | No
AB2-037 | Keeney-Steele 230kV | Cherrywood Solar I | MD | Caroline | Engineering and Procurement | DPL | 202 | 202 | 76.7 |  | Capacity | Generation Interconnection | Solar |  |  | N/A | https://www.pjm.com/pjmfiles/pub/planning/project-queues/feas_docs/ab2037_fea.pdf | Document Posted | https://www.pjm.com/pjmfiles/pub/planning/project-queues/impact_studies/ab2037_imp.pdf | Document Posted | https://www.pjm.com/pjmfiles/pub/planning/project-queues/facilities/ab2037_fac.pdf | Document Posted | https://www.pjm.com/pjmfiles/pub/planning/project-queues/isa/ab2_037_isa.pdf | Document Posted | N/A | https://www.pjm.com/pjmfiles/pub/planning/project-queues/csa/ab2_037_csa.pdf | Document Posted | N/A | N/A | 5/8/2026 | 2/26/2016 | N/A | N/A | 5/18/2026 |  |  | 12/30/2025 | 12/30/2025 |  | N | No
AB2-038 | Frostburg 138kV |  | MD | Allegany | In Service | APS | 139.4 | 0 | 2.9 | 0 | Capacity | Generation Interconnection | Wind |  |  | N/A | https://www.pjm.com/pjmfiles/pub/planning/project-queues/feas_docs/ab2038_fea.pdf | Document Posted | https://www.pjm.com/pjmfiles/pub/planning/project-queues/impact_studies/ab2038_imp.pdf | Document Posted |  | Not Required | https://www.pjm.com/pjmfiles/pub/planning/project-queues/isa/ab2_038_isa.pdf | Document Posted | N/A | https://www.pjm.com/pjmfiles/pub/planning/project-queues/csa/ab2_038_csa.pdf | Document Posted | N/A | N/A |  | 3/1/2016 | N/A | N/A | 12/15/2020 |  |  | 12/31/2020 | 12/31/2020 | 9/13/2017 | N | No
AB2-039 | Bakers Pond-Ivor 115kV |  | VA | Southampton | Withdrawn | Dominion | 85 | 85 | 47 |  | Capacity | Generation Interconnection | Solar |  |  | N/A | https://www.pjm.com/pjmfiles/pub/planning/project-queues/feas_docs/ab2039_fea.pdf | Document Posted | https://www.pjm.com/pjmfiles/pub/planning/project-queues/impact_studies/ab2039_imp.pdf | Document Posted |  |  | N/A |  | N/A |  |  | N/A | N/A |  | 2/29/2016 | N/A | N/A |  | 7/7/2017 | Customer Milestone Not Met | 12/31/2018 | 12/31/2018 |  | N | No
AB2-040 | Brink 115kV | Brink Solar Project | VA | Greensville | In Service | Dominion | 80 | 80 | 44 | 80 | Capacity | Generation Interconnection | Solar |  |  | N/A | https://www.pjm.com/pjmfiles/pub/planning/project-queues/feas_docs/ab2040_fea.pdf | Document Posted | https://www.pjm.com/pjmfiles/pub/planning/project-queues/impact_studies/ab2040_imp.pdf | Document Posted | https://www.pjm.com/pjmfiles/pub/planning/project-queues/facilities/ab2040_fac.pdf | Document Posted | https://www.pjm.com/pjmfiles/pub/planning/project-queues/isa/ab2_040_isa.pdf | Document Posted | N/A | https://www.pjm.com/pjmfiles/pub/planning/project-queues/csa/ab2_040_csa.pdf | Document Posted | N/A | N/A | 10/10/2024 | 3/2/2016 | N/A | N/A | 11/11/2024 |  |  | 10/1/2024 | 10/1/2024 | 12/27/2024 | N | No
AB2-041 | Frostburg 138kV | Mason Dixon Wind Farm | PA | Somerset | Withdrawn | APS | 80 | 19.4 | 3.7 |  | Capacity | Generation Interconnection | Wind |  |  | N/A | https://www.pjm.com/pjmfiles/pub/planning/project-queues/feas_docs/ab2041_fea.pdf | Document Posted | https://www.pjm.com/pjmfiles/pub/planning/project-queues/impact_studies/ab2041_imp.pdf | Document Posted |  | Not Required | https://www.pjm.com/pjmfiles/pub/planning/project-queues/isa/ab2_041_isa.pdf | Document Posted | N/A |  | Not Required | N/A | N/A |  | 2/29/2016 | N/A | N/A | 12/15/2020 | 10/26/2020 |  | 12/15/2020 | 12/15/2020 |  | N | No
AB2-042 | Smithfield-Surry 230kV |  | VA | Isle of Wight | Withdrawn | Dominion | 160 | 160 | 89 |  | Capacity | Generation Interconnection | Solar |  |  | N/A | https://www.pjm.com/pjmfiles/pub/planning/project-queues/feas_docs/ab2042_fea.pdf | Document Posted |  |  |  |  | N/A |  | N/A |  |  | N/A | N/A |  | 2/29/2016 | N/A | N/A |  | 10/11/2016 | Customer Milestone Not Met | 9/30/2018 |  |  | N | No
AB2-043 | Chase City 115kV | Bluestone Farm Solar | VA | Mecklenburg | In Service | Dominion | 49.9 | 49.9 | 18.9 | 49.9 | Capacity | Generation Interconnection | Solar |  |  | N/A | https://www.pjm.com/pjmfiles/pub/planning/project-queues/feas_docs/ab2043_fea.pdf | Document Posted | https://www.pjm.com/pjmfiles/pub/planning/project-queues/impact_studies/ab2043_imp.pdf | Document Posted | https://www.pjm.com/pjmfiles/pub/planning/project-queues/facilities/ab2043_fac.pdf | Document Posted | https://www.pjm.com/pjmfiles/pub/planning/project-queues/isa/ab2_043_isa.pdf | Document Posted | N/A | https://www.pjm.com/pjmfiles/pub/planning/project-queues/csa/ab2_043_csa.pdf | Document Posted | N/A | N/A | 3/2/2021 | 2/29/2016 | N/A | N/A | 3/28/2021 |  |  | 4/8/2021 | 4/8/2021 | 4/3/2021 | N | No
AB2-044 |  |  | NJ | Middlesex | Withdrawn | PSEG | 10 | 10 | 3.8 |  | Capacity | Generation Interconnection | Solar |  |  | N/A |  | Withdrawn |  |  |  |  | N/A |  | N/A |  |  | N/A | N/A |  | 2/29/2016 | N/A | N/A |  | 3/17/2016 |  | 7/1/2017 |  |  | N | No
AB2-045 | Buckingham 34.5kV |  | VA | Buckingham | In Service | Dominion | 19.8 | 19.8 | 13.5 | 19.8 | Capacity | Generation Interconnection | Solar |  |  | N/A | https://www.pjm.com/pjmfiles/pub/planning/project-queues/feas_docs/ab2045_fea.pdf | Document Posted |  |  |  |  | N/A | Wholesale Market Participation Agreement | https://www.pjm.com/pjmfiles/pub/planning/project-queues/wmpa/ab2045_wmpa.pdf | https://www.pjm.com/pjmfiles/pub/planning/project-queues/csa/ab2045_wmpa.pdf | Not Required | N/A | N/A |  | 2/29/2016 | N/A | N/A |  |  |  | 12/31/2017 | 12/31/2017 | 11/30/2017 | N | Yes
AB2-046 | Charleroi 12kV |  | PA | Washington | Withdrawn | APS | 0.5 | 0.5 | 0 |  | Energy | Generation Interconnection | Natural Gas |  |  | N/A |  | Withdrawn |  |  |  |  | N/A |  | N/A |  |  | N/A | N/A |  | 2/29/2016 | N/A | N/A |  | 6/27/2016 | Customer Initiated Withdrawal | 12/1/2016 |  |  | Y | No
AB2-047 | Brokaw-Pontiac Midpoint | Blooming Grove WF | IL | McLean | In Service | ComEd | 250 | 250 | 32.5 | 250 | Capacity | Generation Interconnection | Wind |  |  | N/A | https://www.pjm.com/pjmfiles/pub/planning/project-queues/feas_docs/ab2047_fea.pdf | Document Posted | https://www.pjm.com/pjmfiles/pub/planning/project-queues/impact_studies/ab2047_imp.pdf | Document Posted |  | Not Required | https://www.pjm.com/pjmfiles/pub/planning/project-queues/isa/ab2_047_isa.pdf | Document Posted | N/A | https://www.pjm.com/pjmfiles/pub/planning/project-queues/csa/ab2_047_csa.pdf | Document Posted | N/A | N/A | 10/20/2020 | 2/29/2016 | N/A | N/A | 10/30/2020 |  |  | 12/30/2020 | 12/30/2020 | 10/30/2020 | N | No
AB2-048 | Grandin 12kV | Clinton Energy Storage System | NJ | Hunterdon | Withdrawn | JCPL | 0.5 | 0.5 | 0 |  | Energy | Generation Interconnection | Storage |  |  | N/A | https://www.pjm.com/pjmfiles/pub/planning/project-queues/feas_docs/ab2048_fea.pdf | Document Posted | https://www.pjm.com/pjmfiles/pub/planning/project-queues/impact_studies/ab2048_imp.pdf | Document Posted |  | Not Required | N/A | Wholesale Market Participation Agreement | https://www.pjm.com/pjmfiles/pub/planning/project-queues/wmpa/ab2048_wmpa.pdf | https://www.pjm.com/pjmfiles/pub/planning/project-queues/csa/ab2048_wmpa.pdf | Not Required | N/A | N/A |  | 3/3/2016 | N/A | N/A |  | 7/31/2018 |  | 6/30/2019 | 6/30/2019 |  | Y | No
AB2-049 | Gloucester Township 12kV | GEMS Landfill Solar | NJ | Camden | In Service | AEC | 3 | 3 | 1.14 | 3 | Capacity | Generation Interconnection | Solar |  |  | N/A | https://www.pjm.com/pjmfiles/pub/planning/project-queues/feas_docs/ab2049_fea.pdf | Document Posted | https://www.pjm.com/pjmfiles/pub/planning/project-queues/impact_studies/ab2049_imp.pdf | Document Posted | https://www.pjm.com/pjmfiles/pub/planning/project-queues/facilities/ab2049_fac.pdf | Document Posted | N/A | Wholesale Market Participation Agreement | https://www.pjm.com/pjmfiles/pub/planning/project-queues/wmpa/ab2049_wmpa.pdf | https://www.pjm.com/pjmfiles/pub/planning/project-queues/csa/ab2049_wmpa.pdf | Not Required | N/A | N/A |  | 3/4/2016 | N/A | N/A | 3/18/2022 |  |  | 6/30/2022 | 6/30/2022 | 4/14/2022 | N | No
AB2-050 | Four Rivers 230kV | Doswell Complex 5 & 6 | VA | Hanover | In Service | Dominion | 746 | 20 | 20 | 0 | Capacity | Generation Interconnection | Natural Gas |  |  | N/A | https://www.pjm.com/pjmfiles/pub/planning/project-queues/feas_docs/ab2050_fea.pdf | Document Posted | https://www.pjm.com/pjmfiles/pub/planning/project-queues/impact_studies/ab2050_imp.pdf | Document Posted |  |  | https://www.pjm.com/pjmfiles/pub/planning/project-queues/isa/ab2_050_isa.pdf | Document Posted | N/A |  | Not Required | N/A | N/A |  | 3/4/2016 | N/A | N/A |  |  |  | 3/1/2020 | 3/1/2020 | 2/28/2018 | N | No
AB2-051 | Chesapeake 230kV |  | VA | City of Chesapeake | Withdrawn | Dominion | 840 | 840 | 765.5 |  | Capacity | Generation Interconnection | Natural Gas |  |  | N/A | https://www.pjm.com/pjmfiles/pub/planning/project-queues/feas_docs/ab2051_fea.pdf | Document Posted | https://www.pjm.com/pjmfiles/pub/planning/project-queues/impact_studies/ab2051_imp.pdf | Document Posted | https://www.pjm.com/pjmfiles/pub/planning/project-queues/facilities/ab2051_fac.pdf | Document Posted |  | Withdrawn | N/A |  | Withdrawn | N/A | N/A |  | 3/14/2016 | N/A | N/A |  | 10/3/2018 |  | 1/1/2021 |  |  | N | No
AB2-052 | Culpeper 34.5kV |  | VA | Culpeper | Withdrawn | Dominion | 20 | 20 | 13 |  | Capacity | Generation Interconnection | Solar |  |  | N/A | https://www.pjm.com/pjmfiles/pub/planning/project-queues/feas_docs/ab2052_fea.pdf | Document Posted |  | Withdrawn |  |  | N/A |  | N/A |  |  | N/A | N/A |  | 3/16/2016 | N/A | N/A |  | 3/27/2017 | Customer Initiated Withdrawal | 10/31/2017 |  |  | N | No
AB2-053 | Culpeper 34.5kV |  | VA | Culpeper | Withdrawn | Dominion | 20 | 5 | 0 |  | Energy | Generation Interconnection | Solar |  |  | N/A | https://www.pjm.com/pjmfiles/pub/planning/project-queues/feas_docs/ab2053_fea.pdf | Document Posted |  | Withdrawn |  |  | N/A |  | N/A |  |  | N/A | N/A |  | 3/17/2016 | N/A | N/A |  | 3/27/2017 | Customer Initiated Withdrawal | 10/31/2017 |  |  | N | No
AB2-054 | JK Smith 345kV |  | KY | Clark | Withdrawn | EKPC | 614 | 614 | 504 |  | Capacity | Generation Interconnection | Natural Gas |  |  | N/A | https://www.pjm.com/pjmfiles/pub/planning/project-queues/feas_docs/ab2054_fea.pdf | Document Posted | https://www.pjm.com/pjmfiles/pub/planning/project-queues/impact_studies/ab2054_imp.pdf | Document Posted |  |  | N/A |  | N/A |  |  | N/A | N/A |  | 3/17/2016 | N/A | N/A |  | 5/8/2017 | Customer Initiated Withdrawal | 3/1/2023 |  |  | N | No
AB2-055 | Bayonne 345kV |  | NJ | Hudson | Withdrawn | PSEG | 1041.4 | 1041.4 | 1041.4 |  | Capacity | Generation Interconnection | Natural Gas |  |  | N/A | https://www.pjm.com/pjmfiles/pub/planning/project-queues/feas_docs/ab2055_fea.pdf | Document Posted | https://www.pjm.com/pjmfiles/pub/planning/project-queues/impact_studies/ab2055_imp.pdf | Document Posted |  | Withdrawn | N/A |  | N/A |  |  | N/A | N/A |  | 3/17/2016 | N/A | N/A |  | 9/20/2019 |  | 6/1/2021 |  |  | N | No
AB2-056 | Colora 34.5kV |  | MD | Cecil | Withdrawn | DPL | 10 | 10 | 3.8 |  | Capacity | Generation Interconnection | Solar |  |  | N/A | https://www.pjm.com/pjmfiles/pub/planning/project-queues/feas_docs/ab2056_fea.pdf | Document Posted | https://www.pjm.com/pjmfiles/pub/planning/project-queues/impact_studies/ab2056_imp.pdf | Document Posted |  |  | N/A |  | N/A |  |  | N/A | N/A |  | 3/21/2016 | N/A | N/A |  | 5/24/2017 | Customer Initiated Withdrawal | 10/1/2018 |  |  | N | No
AB2-057 | Brunswick 26kV | New Road Solar | NJ | Middlesex | In Service | PSEG | 10 | 10 | 3.8 | 10 | Capacity | Generation Interconnection | Solar |  |  | N/A | https://www.pjm.com/pjmfiles/pub/planning/project-queues/feas_docs/ab2057_fea.pdf | Document Posted | https://www.pjm.com/pjmfiles/pub/planning/project-queues/impact_studies/ab2057_imp.pdf | Document Posted |  | Not Required | N/A | Wholesale Market Participation Agreement | https://www.pjm.com/pjmfiles/pub/planning/project-queues/wmpa/ab2057_wmpa.pdf | https://www.pjm.com/pjmfiles/pub/planning/project-queues/csa/ab2057_wmpa.pdf | Not Required | N/A | N/A |  | 3/24/2016 | N/A | N/A |  |  |  | 3/30/2018 | 3/30/2018 | 6/22/2018 | N | No
AB2-058 | Stewartsville 34.5kV | Stewartsville Solar Farm | NJ | Warren | In Service | JCPL | 10 | 0 | 3.6 | 0 | Capacity | Generation Interconnection | Solar |  |  | N/A | https://www.pjm.com/pjmfiles/pub/planning/project-queues/feas_docs/ab2058_fea.pdf | Document Posted | https://www.pjm.com/pjmfiles/pub/planning/project-queues/impact_studies/ab2058_imp.pdf | Document Posted |  | Not Required | https://www.pjm.com/pjmfiles/pub/planning/project-queues/isa/ab2_058_isa.pdf | Document Posted | N/A |  | Not Required | N/A | N/A |  | 3/25/2016 | N/A | N/A |  |  |  | 12/31/2016 | 12/31/2016 | 12/6/2016 | N | No
AB2-059 | Benson-Dunbar 115kV | Moccasin Creek Solar | NC | Edgecombe | In Service | Dominion | 100 | 100 | 66 | 100 | Capacity | Generation Interconnection | Solar |  |  | N/A | https://www.pjm.com/pjmfiles/pub/planning/project-queues/feas_docs/ab2059_fea.pdf | Document Posted | https://www.pjm.com/pjmfiles/pub/planning/project-queues/impact_studies/ab2059_imp.pdf | Document Posted | https://www.pjm.com/pjmfiles/pub/planning/project-queues/facilities/ab2059_fac.pdf | Document Posted | https://www.pjm.com/pjmfiles/pub/planning/project-queues/isa/ab2_059_isa.pdf | Document Posted | N/A | https://www.pjm.com/pjmfiles/pub/planning/project-queues/csa/ab2_059_csa.pdf | Document Posted | N/A | N/A |  | 3/25/2016 | N/A | N/A | 6/30/2020 |  |  | 6/15/2020 | 6/15/2020 | 10/12/2020 | N | No
AB2-060 | Chase City-Lunenburg 115kV | Chase City Solar | VA | Mecklenburg | In Service | Dominion | 80 | 80 | 54.4 | 80 | Capacity | Generation Interconnection | Solar |  |  | N/A | https://www.pjm.com/pjmfiles/pub/planning/project-queues/feas_docs/ab2060_fea.pdf | Document Posted | https://www.pjm.com/pjmfiles/pub/planning/project-queues/impact_studies/ab2060_imp.pdf | Document Posted | https://www.pjm.com/pjmfiles/pub/planning/project-queues/facilities/ab2060_fac.pdf | Document Posted | https://www.pjm.com/pjmfiles/pub/planning/project-queues/isa/ab2_060_isa.pdf | Document Posted | N/A | https://www.pjm.com/pjmfiles/pub/planning/project-queues/csa/ab2_060_csa.pdf | Document Posted | N/A | N/A |  | 3/25/2016 | N/A | N/A | 5/15/2020 |  |  | 5/15/2020 | 5/15/2020 | 7/21/2020 | N | No
AB2-061 | Meadow Road 13kV | Meadow Road Solar | NJ | Middlesex | Withdrawn | PSEG | 2.5 | 2.5 | 0.95 |  | Capacity | Generation Interconnection | Solar |  |  | N/A | https://www.pjm.com/pjmfiles/pub/planning/project-queues/feas_docs/ab2061_fea.pdf | Document Posted | https://www.pjm.com/pjmfiles/pub/planning/project-queues/impact_studies/ab2061_imp.pdf | Document Posted |  | Not Required | N/A | Wholesale Market Participation Agreement | https://www.pjm.com/pjmfiles/pub/planning/project-queues/wmpa/ab2061_wmpa.pdf | https://www.pjm.com/pjmfiles/pub/planning/project-queues/csa/ab2061_wmpa.pdf | Not Required | N/A | N/A |  | 3/29/2016 | N/A | N/A |  | 5/12/2017 | Customer Initiated Withdrawal | 6/30/2018 | 6/30/2018 |  | N | No
AB2-062 | Unionville 115kV |  | VA | Orange | Withdrawn | Dominion | 20 | 20 | 0 |  | Energy | Generation Interconnection | Solar |  |  | N/A | https://www.pjm.com/pjmfiles/pub/planning/project-queues/feas_docs/ab2062_fea.pdf | Document Posted | https://www.pjm.com/pjmfiles/pub/planning/project-queues/impact_studies/ab2062_imp.pdf | Document Posted | https://www.pjm.com/pjmfiles/pub/planning/project-queues/facilities/ab2062_fac.pdf | Document Posted |  | Withdrawn | N/A |  | Withdrawn | N/A | N/A |  | 3/30/2016 | N/A | N/A |  | 8/24/2018 |  | 2/1/2018 |  |  | N | No
AB2-063 | Price 69kV |  | MD | Queen Anne's | Withdrawn | DPL | 20 | 20 | 7.6 |  | Capacity | Generation Interconnection | Solar |  |  | N/A | https://www.pjm.com/pjmfiles/pub/planning/project-queues/feas_docs/ab2063_fea.pdf | Document Posted | https://www.pjm.com/pjmfiles/pub/planning/project-queues/impact_studies/ab2063_imp.pdf | Document Posted | https://www.pjm.com/pjmfiles/pub/planning/project-queues/facilities/ab2063_fac.pdf | Document Posted |  | Withdrawn | N/A |  | Withdrawn | N/A | N/A |  | 3/30/2016 | N/A | N/A |  | 7/1/2019 |  | 12/31/2018 |  |  | N | No
AB2-064 | Southwest Lima 345kV |  | OH | Van Wert | Withdrawn | AEP | 40 | 40 | 15.2 |  | Capacity | Generation Interconnection | Solar |  |  | N/A | https://www.pjm.com/pjmfiles/pub/planning/project-queues/feas_docs/ab2064_fea.pdf | Document Posted |  |  |  |  | N/A |  | N/A |  |  | N/A | N/A |  | 3/30/2016 | N/A | N/A |  | 9/22/2016 |  | 12/31/2018 |  |  | N | No
AB2-065 | Madison-Tanners Creek 138kV |  | IN | Rush | Withdrawn | AEP | 124.2 | 124.2 | 16 |  | Capacity | Generation Interconnection | Wind |  |  | N/A | https://www.pjm.com/pjmfiles/pub/planning/project-queues/feas_docs/ab2065_fea.pdf | Document Posted | https://www.pjm.com/pjmfiles/pub/planning/project-queues/impact_studies/ab2065_imp.pdf | Document Posted |  |  | N/A |  | N/A |  |  | N/A | N/A |  | 3/30/2016 | N/A | N/A |  | 2/27/2018 |  | 12/31/2019 |  |  | N | No
AB2-066 | Crawfords Corner 23kV |  | NJ | Monmouth | Withdrawn | JCPL | 4.1 | 0.1 | 0 |  | Energy | Generation Interconnection | Storage |  |  | N/A | https://www.pjm.com/pjmfiles/pub/planning/project-queues/feas_docs/ab2066_fea.pdf | Document Posted | https://www.pjm.com/pjmfiles/pub/planning/project-queues/impact_studies/ab2066_imp.pdf | Document Posted |  | Not Required |  | Withdrawn | N/A |  | Withdrawn | N/A | N/A |  | 3/31/2016 | N/A | N/A |  | 11/18/2016 | Customer Milestone Not Met | 7/31/2016 |  |  | N | No
AB2-067 | Kammer-Vassell 765kV | Guernsey Power Station | OH | Guernsey | In Service | AEP | 1100 | 1100 | 1100 | 1100 | Capacity | Generation Interconnection | Natural Gas |  |  | N/A | https://www.pjm.com/pjmfiles/pub/planning/project-queues/feas_docs/ab2067_fea.pdf | Document Posted | https://www.pjm.com/pjmfiles/pub/planning/project-queues/impact_studies/ab2067_imp.pdf | Document Posted | https://www.pjm.com/pjmfiles/pub/planning/project-queues/facilities/ab2067_fac.pdf | Document Posted | https://www.pjm.com/pjmfiles/pub/planning/project-queues/isa/ab2_067_isa.pdf | Document Posted | N/A | https://www.pjm.com/pjmfiles/pub/planning/project-queues/csa/ab2_067_csa.pdf | Document Posted | N/A | N/A | 9/23/2021 | 3/31/2016 | N/A | N/A | 9/17/2022 |  |  | 12/31/2022 | 12/31/2022 | 4/7/2023 | N | No
AB2-068 | Chickahominy 500kV | C4GT | VA | Charles City | Withdrawn | Dominion | 1060 | 1060 | 1060 |  | Capacity | Generation Interconnection | Natural Gas |  |  | N/A | https://www.pjm.com/pjmfiles/pub/planning/project-queues/feas_docs/ab2068_fea.pdf | Document Posted | https://www.pjm.com/pjmfiles/pub/planning/project-queues/impact_studies/ab2068_imp.pdf | Document Posted | https://www.pjm.com/pjmfiles/pub/planning/project-queues/facilities/ab2068_fac.pdf | Document Posted | https://www.pjm.com/pjmfiles/pub/planning/project-queues/isa/ab2_068_isa.pdf | Document Posted | N/A | https://www.pjm.com/pjmfiles/pub/planning/project-queues/csa/ab2_068_csa.pdf | Document Posted | N/A | N/A |  | 3/31/2016 | N/A | N/A | 12/31/2023 | 1/11/2021 |  | 12/31/2023 | 12/31/2023 |  | N | No
AB2-069 | Chase City-Kerr Dam 115kV |  | VA | Mecklenburg | Withdrawn | Dominion | 49 | 49 | 19 |  | Capacity | Generation Interconnection | Solar |  |  | N/A | https://www.pjm.com/pjmfiles/pub/planning/project-queues/feas_docs/ab2069_fea.pdf | Document Posted |  |  |  |  | N/A |  | N/A |  |  | N/A | N/A |  | 3/31/2016 | N/A | N/A |  | 10/11/2016 | Customer Milestone Not Met | 12/31/2018 |  |  | N | No
AB2-070 | Mt. Pulaski-Brokaw | Alta Farms II | IL | DeWitt | In Service | ComEd | 197 | 197 | 26 | 200 | Capacity | Generation Interconnection | Wind |  |  | N/A | https://www.pjm.com/pjmfiles/pub/planning/project-queues/feas_docs/ab2070_fea.pdf | Document Posted | https://www.pjm.com/pjmfiles/pub/planning/project-queues/impact_studies/ab2070_imp.pdf | Document Posted | https://www.pjm.com/pjmfiles/pub/planning/project-queues/facilities/ab2070_fac.pdf | Document Posted | https://www.pjm.com/pjmfiles/pub/planning/project-queues/isa/ab2_070_isa.pdf | Document Posted | N/A | https://www.pjm.com/pjmfiles/pub/planning/project-queues/csa/ab2_070_csa.pdf | Document Posted | N/A | N/A | 4/1/2023 | 3/31/2016 | N/A | N/A | 5/1/2023 |  |  | 5/31/2023 | 5/31/2023 | 5/20/2023 | N | No
AB2-071 | Hunterstown-Lincoln 115kV |  | PA | Adams | Withdrawn | ME | 100 | 100 | 68 |  | Capacity | Generation Interconnection | Solar |  |  | N/A | https://www.pjm.com/pjmfiles/pub/planning/project-queues/feas_docs/ab2071_fea.pdf | Document Posted | https://www.pjm.com/pjmfiles/pub/planning/project-queues/impact_studies/ab2071_imp.pdf | Document Posted |  |  | N/A |  | N/A |  |  | N/A | N/A |  | 3/31/2016 | N/A | N/A |  | 5/31/2017 | Customer Initiated Withdrawal | 10/31/2017 |  |  | N | No
AB2-072 | Arnold's Corner 34.5kV |  | VA | King George | Withdrawn | Dominion | 18 | 18 | 12.2 |  | Capacity | Generation Interconnection | Solar |  |  | N/A | https://www.pjm.com/pjmfiles/pub/planning/project-queues/feas_docs/ab2072_fea.pdf | Document Posted | https://www.pjm.com/pjmfiles/pub/planning/project-queues/impact_studies/ab2072_imp.pdf | Document Posted |  | Not Required |  | Withdrawn | N/A |  | Withdrawn | N/A | N/A |  | 3/31/2016 | N/A | N/A |  | 1/29/2019 |  | 9/15/2017 |  |  | N | No
AB2-073 | Earleys 230kV |  | NC | Hertford | Withdrawn | Dominion | 5 | 5 | 0 |  | Energy | Generation Interconnection | Solar |  |  | N/A |  | Withdrawn |  |  |  |  | N/A |  | N/A |  |  | N/A | N/A |  | 4/1/2016 | N/A | N/A |  | 5/27/2016 | Customer Milestone Not Met | 10/31/2016 |  |  | N | No
AB2-074 | Sunbury #2 500kV |  | PA | Snyder | Withdrawn | PPL | 1143 | 113 | 50 |  | Capacity | Generation Interconnection | Natural Gas |  |  | N/A | https://www.pjm.com/pjmfiles/pub/planning/project-queues/feas_docs/ab2074_fea.pdf | Document Posted | https://www.pjm.com/pjmfiles/pub/planning/project-queues/impact_studies/ab2074_imp.pdf | Document Posted | https://www.pjm.com/pjmfiles/pub/planning/project-queues/facilities/ab2074_fac.pdf | Document Posted |  | Withdrawn | N/A |  | Withdrawn | N/A | N/A |  | 4/1/2016 | N/A | N/A |  | 5/4/2020 |  | 9/2/2019 |  |  | N | No
AB2-077 | Buggs Island-Chase City 115kV | Spanish Grove Solar | VA | Mecklenburg | In Service | Dominion | 20 | 20 | 12 | 20 | Capacity | Generation Interconnection | Solar |  |  | N/A | https://www.pjm.com/pjmfiles/pub/planning/project-queues/feas_docs/ab2077_fea.pdf | Document Posted | https://www.pjm.com/pjmfiles/pub/planning/project-queues/impact_studies/ab2077_imp.pdf | Document Posted | https://www.pjm.com/pjmfiles/pub/planning/project-queues/facilities/ab2077_fac.pdf | Document Posted | https://www.pjm.com/pjmfiles/pub/planning/project-queues/isa/ab2_077_isa.pdf | Document Posted | N/A | https://www.pjm.com/pjmfiles/pub/planning/project-queues/csa/ab2_077_csa.pdf | Document Posted | N/A | N/A | 11/7/2023 | 4/14/2016 | N/A | N/A | 4/17/2024 |  |  | 5/31/2024 | 5/31/2024 | 6/18/2024 | N | No
AB2-078 | Buggs Island-Chase City 115kV | Spanish Grove Solar | VA | Mecklenburg | In Service | Dominion | 40 | 20 | 12 | 20 | Capacity | Generation Interconnection | Solar |  |  | N/A | https://www.pjm.com/pjmfiles/pub/planning/project-queues/feas_docs/ab2078_fea.pdf | Document Posted | https://www.pjm.com/pjmfiles/pub/planning/project-queues/impact_studies/ab2078_imp.pdf | Document Posted | https://www.pjm.com/pjmfiles/pub/planning/project-queues/facilities/ab2078_fac.pdf | Document Posted | https://www.pjm.com/pjmfiles/pub/planning/project-queues/isa/ab2_078_isa.pdf | Document Posted | N/A | https://www.pjm.com/pjmfiles/pub/planning/project-queues/csa/ab2_078_csa.pdf | Document Posted | N/A | N/A | 11/7/2023 | 4/14/2016 | N/A | N/A | 4/17/2024 |  |  | 5/31/2024 | 5/31/2024 | 6/18/2024 | N | No
AB2-079 | Buggs Island-Chase City 115kV | Spanish Grove Solar | VA | Mecklenburg | In Service | Dominion | 60 | 20 | 12 | 20 | Capacity | Generation Interconnection | Solar |  |  | N/A | https://www.pjm.com/pjmfiles/pub/planning/project-queues/feas_docs/ab2079_fea.pdf | Document Posted | https://www.pjm.com/pjmfiles/pub/planning/project-queues/impact_studies/ab2079_imp.pdf | Document Posted | https://www.pjm.com/pjmfiles/pub/planning/project-queues/facilities/ab2079_fac.pdf | Document Posted | https://www.pjm.com/pjmfiles/pub/planning/project-queues/isa/ab2_079_isa.pdf | Document Posted | N/A | https://www.pjm.com/pjmfiles/pub/planning/project-queues/csa/ab2_079_csa.pdf | Document Posted | N/A | N/A | 11/7/2023 | 4/14/2016 | N/A | N/A | 4/17/2024 |  |  | 5/31/2024 | 5/31/2024 | 6/18/2024 | N | No
AB2-080 | Marysville-Flatlick 765kV |  | OH | Pickaway | Withdrawn | AEP | 1200 | 1200 | 1200 |  | Capacity | Generation Interconnection | Natural Gas |  |  | N/A | https://www.pjm.com/pjmfiles/pub/planning/project-queues/feas_docs/ab2080_fea.pdf | Document Posted |  |  |  |  | N/A |  | N/A |  |  | N/A | N/A |  | 4/12/2016 | N/A | N/A |  | 10/4/2016 | Customer Milestone Not Met | 6/1/2021 |  |  | N | No
AB2-081 | Sligo 34.5kV |  | NC | Camden | Withdrawn | Dominion | 20 | 20 | 13 |  | Capacity | Generation Interconnection | Solar |  |  | N/A |  | Withdrawn |  |  |  |  | N/A |  | N/A |  |  | N/A | N/A |  | 4/13/2016 | N/A | N/A |  | 5/3/2016 |  | 10/31/2017 |  |  | N | No
AB2-082 | Metuchen 230kv |  | NJ | Middlesex | Withdrawn | PSEG | 675 | 675 | 671 |  | Capacity | Generation Interconnection | Natural Gas |  |  | N/A | https://www.pjm.com/pjmfiles/pub/planning/project-queues/feas_docs/ab2082_fea.pdf | Document Posted | https://www.pjm.com/pjmfiles/pub/planning/project-queues/impact_studies/ab2082_imp.pdf | Document Posted |  | Withdrawn | N/A |  | N/A |  |  | N/A | N/A |  | 4/14/2016 | N/A | N/A |  | 4/30/2019 |  | 6/1/2019 |  |  | N | No
AB2-083 | Delano 138kV |  | OH | Ross | Withdrawn | AEP | 40 | 40 | 27.2 |  | Capacity | Generation Interconnection | Solar |  |  | N/A | https://www.pjm.com/pjmfiles/pub/planning/project-queues/feas_docs/ab2083_fea.pdf | Document Posted | https://www.pjm.com/pjmfiles/pub/planning/project-queues/impact_studies/ab2083_imp.pdf | Document Posted |  | Withdrawn | N/A |  | N/A |  |  | N/A | N/A |  | 4/14/2016 | N/A | N/A |  | 3/4/2021 |  | 10/31/2017 |  |  | N | No
AB2-084 | Costen 25kV | Costen Solar Energy Center | MD | Somerset | Withdrawn | DPL | 10 | 10 | 3.8 |  | Capacity | Generation Interconnection | Solar |  |  | N/A | https://www.pjm.com/pjmfiles/pub/planning/project-queues/feas_docs/ab2084_fea.pdf | Document Posted | https://www.pjm.com/pjmfiles/pub/planning/project-queues/impact_studies/ab2084_imp.pdf | Document Posted |  | Not Required | N/A | Wholesale Market Participation Agreement | https://www.pjm.com/pjmfiles/pub/planning/project-queues/wmpa/ab2084_wmpa.pdf | https://www.pjm.com/pjmfiles/pub/planning/project-queues/csa/ab2084_wmpa.pdf | Not Required | N/A | N/A |  | 4/15/2016 | N/A | N/A |  | 2/1/2019 |  | 10/20/2019 | 10/20/2019 |  | N | No
AB2-085 | Adams 138kV | Stone Branch Solar | OH | Adams | Withdrawn | AEP | 49.9 | 49.9 | 33.93 |  | Capacity | Generation Interconnection | Solar |  |  | N/A | https://www.pjm.com/pjmfiles/pub/planning/project-queues/feas_docs/ab2085_fea.pdf | Document Posted | https://www.pjm.com/pjmfiles/pub/planning/project-queues/impact_studies/ab2085_imp.pdf | Document Posted | https://www.pjm.com/pjmfiles/pub/planning/project-queues/facilities/ab2085_fac.pdf | Document Posted | https://www.pjm.com/pjmfiles/pub/planning/project-queues/isa/ab2_085_isa.pdf | Document Posted | N/A | https://www.pjm.com/pjmfiles/pub/planning/project-queues/csa/ab2_085_csa.pdf | Document Posted | N/A | N/A |  | 4/18/2016 | N/A | N/A |  | 3/26/2025 |  | 12/31/2023 | 12/31/2023 |  | N | No
AB2-086 | Grassfield 13.2kV |  | VA | City of Chesapeake | Withdrawn | Dominion | 20 | 20 | 13 |  | Capacity | Generation Interconnection | Solar |  |  | N/A |  | Withdrawn |  |  |  |  | N/A |  | N/A |  |  | N/A | N/A |  | 4/18/2016 | N/A | N/A |  | 5/5/2016 | Customer Milestone Not Met | 10/31/2017 |  |  | N | No
AB2-087 | Earleys 34.5kV |  | NC | Hertford | Withdrawn | Dominion | 5 | 5 | 3.4 |  | Capacity | Generation Interconnection | Solar |  |  | N/A | https://www.pjm.com/pjmfiles/pub/planning/project-queues/feas_docs/ab2087_fea.pdf | Document Posted |  | Withdrawn |  |  | N/A |  | N/A |  |  | N/A | N/A |  | 4/21/2016 | N/A | N/A |  | 11/27/2017 | Customer Initiated Withdrawal | 12/31/2016 |  |  | N | No
AB2-088 | Tarboro 12.5kV |  | NC | Edgecombe | Withdrawn | Dominion | 4 | 4 | 2.7 |  | Capacity | Generation Interconnection | Solar |  |  | N/A | https://www.pjm.com/pjmfiles/pub/planning/project-queues/feas_docs/ab2088_fea.pdf | Document Posted | https://www.pjm.com/pjmfiles/pub/planning/project-queues/impact_studies/ab2088_imp.pdf | Document Posted |  | Not Required |  | Withdrawn | N/A |  | Withdrawn | N/A | N/A |  | 4/22/2016 | N/A | N/A |  | 11/30/2018 |  | 12/31/2016 |  |  | N | No
AB2-089 | Beechwood DP-Palmer Springs 115 kV |  | VA | Mecklenburg | Withdrawn | Dominion | 20 | 20 | 13.2 |  | Capacity | Generation Interconnection | Solar |  |  | N/A | https://www.pjm.com/pjmfiles/pub/planning/project-queues/feas_docs/ab2089_fea.pdf | Document Posted | https://www.pjm.com/pjmfiles/pub/planning/project-queues/impact_studies/ab2089_imp.pdf | Document Posted | https://www.pjm.com/pjmfiles/pub/planning/project-queues/facilities/ab2089_fac.pdf | Document Posted | https://www.pjm.com/pjmfiles/pub/planning/project-queues/isa/ab2_089_isa2.pdf | Interim Study | N/A | https://www.pjm.com/pjmfiles/pub/planning/project-queues/csa/ab2_089_csa.pdf | Document Posted | N/A | N/A |  | 4/25/2016 | N/A | N/A |  | 7/24/2019 |  | 6/1/2017 |  |  | N | No
AB2-090 | Chase City 34.5kV |  | VA | Mecklenburg | Withdrawn | Dominion | 36 | 36 | 23.8 |  | Capacity | Generation Interconnection | Solar |  |  | N/A | https://www.pjm.com/pjmfiles/pub/planning/project-queues/feas_docs/ab2090_fea.pdf | Document Posted | https://www.pjm.com/pjmfiles/pub/planning/project-queues/impact_studies/ab2090_imp.pdf | Interim Study | https://www.pjm.com/pjmfiles/pub/planning/project-queues/facilities/ab2090_fac.pdf | Document Posted |  | Withdrawn | N/A |  | Withdrawn | N/A | N/A |  | 4/25/2016 | N/A | N/A |  | 8/31/2018 |  | 6/12/2018 | 6/12/2018 |  | N | No
AB2-091 | Hudson 230kV |  | NJ | Hudson | Withdrawn | PSEG | 105 | 105 | 100 |  | Capacity | Generation Interconnection | Natural Gas |  |  | N/A | https://www.pjm.com/pjmfiles/pub/planning/project-queues/feas_docs/ab2091_fea.pdf | Document Posted | https://www.pjm.com/pjmfiles/pub/planning/project-queues/impact_studies/ab2091_imp.pdf | Document Posted |  |  | N/A |  | N/A |  |  | N/A | N/A |  | 4/26/2016 | N/A | N/A |  | 4/21/2017 | Customer Initiated Withdrawal | 5/31/2020 |  |  | N | No
AB2-092 | Bergen 138kV | Bergen Generating Station | NJ | Bergen | Partially in Service - Under Construction | PSEG | 1371.1 | 51.1 | 51.1 | 26 | Capacity | Generation Interconnection | Natural Gas |  |  | N/A | https://www.pjm.com/pjmfiles/pub/planning/project-queues/feas_docs/ab2092_fea.pdf | Document Posted | https://www.pjm.com/pjmfiles/pub/planning/project-queues/impact_studies/ab2092_imp.pdf | Document Posted | https://www.pjm.com/pjmfiles/pub/planning/project-queues/facilities/ab2092_fac.pdf | Document Posted | https://www.pjm.com/pjmfiles/pub/planning/project-queues/isa/ab2_092_isa.pdf | Document Posted | N/A |  | Not Required | N/A | N/A |  | 4/26/2016 | N/A | N/A |  |  |  | 6/30/2027 | 6/30/2027 |  | N | No
AB2-093 | Ormet 138kV | Hannibal Port Power Project | OH | Monroe | In Service | AEP | 485 | 485 | 485 | 485 | Capacity | Generation Interconnection | Natural Gas |  |  | N/A | https://www.pjm.com/pjmfiles/pub/planning/project-queues/feas_docs/ab2093_fea.pdf | Document Posted | https://www.pjm.com/pjmfiles/pub/planning/project-queues/impact_studies/ab2093_imp.pdf | Document Posted | https://www.pjm.com/pjmfiles/pub/planning/project-queues/facilities/ab2093_fac.pdf | Document Posted | https://www.pjm.com/pjmfiles/pub/planning/project-queues/isa/ab2_093_isa.pdf | Document Posted | N/A | https://www.pjm.com/pjmfiles/pub/planning/project-queues/csa/ab2_093_csa.pdf | Document Posted | N/A | N/A | 12/15/2020 | 4/26/2016 | N/A | N/A | 5/22/2021 |  |  | 9/13/2021 | 9/13/2021 | 6/1/2021 | N | No
AB2-094 | Warren Glen Switch Point 34kV |  | NJ | Hunterdon | Withdrawn | JCPL | 20 | 20 | 0 |  | Energy | Generation Interconnection | Storage |  |  | N/A | https://www.pjm.com/pjmfiles/pub/planning/project-queues/feas_docs/ab2094_fea.pdf | Document Posted | https://www.pjm.com/pjmfiles/pub/planning/project-queues/impact_studies/Combined with Feaas | Document Posted |  |  |  | Withdrawn | N/A |  | Withdrawn | N/A | N/A |  | 4/26/2016 | N/A | N/A |  | 11/23/2016 | Customer Initiated Withdrawal | 12/31/2017 |  |  | N | No
AB2-095 | Ocean Pines-Walston Switch 69kV |  | MD | Wicomico | Withdrawn | DPL | 30 | 30 | 11.4 |  | Capacity | Generation Interconnection | Solar |  |  | N/A | https://www.pjm.com/pjmfiles/pub/planning/project-queues/feas_docs/ab2095_fea.pdf | Document Posted |  |  |  |  | N/A |  | N/A |  |  | N/A | N/A |  | 4/26/2016 | N/A | N/A |  | 10/12/2016 | Customer Initiated Withdrawal | 10/31/2018 |  |  | N | No
AB2-096 | Silver Lake-Cherry Valley | Garden Prairie Energy Facility | IL | Boone | Withdrawn | ComEd | 450 | 350 | 350 |  | Capacity | Generation Interconnection | Natural Gas |  |  | N/A | https://www.pjm.com/pjmfiles/pub/planning/project-queues/feas_docs/ab2096_fea.pdf | Document Posted | https://www.pjm.com/pjmfiles/pub/planning/project-queues/impact_studies/ab2096_imp.pdf | Document Posted | https://www.pjm.com/pjmfiles/pub/planning/project-queues/facilities/ab2096_fac.pdf | Document Posted | https://www.pjm.com/pjmfiles/pub/planning/project-queues/isa/ab2_096_isa.pdf | Document Posted | N/A | https://www.pjm.com/pjmfiles/pub/planning/project-queues/csa/ab2_096_csa.pdf | Document Posted | N/A | N/A |  | 4/27/2016 | N/A | N/A |  | 5/5/2022 |  | 4/30/2024 | 4/30/2024 |  | N | No
AB2-097 | Antietam 34.5kV | Hagerstown Plant | MD | Washington | In Service | APS | 10 | 10 | 0 | 10 | Energy | Generation Interconnection | Solar |  |  | N/A | https://www.pjm.com/pjmfiles/pub/planning/project-queues/feas_docs/ab2097_fea.pdf | Document Posted | https://www.pjm.com/pjmfiles/pub/planning/project-queues/impact_studies/ab2097_imp.pdf | Document Posted |  | Not Required | N/A | Wholesale Market Participation Agreement | https://www.pjm.com/pjmfiles/pub/planning/project-queues/wmpa/ab2097_wmpa.pdf | https://www.pjm.com/pjmfiles/pub/planning/project-queues/csa/ab2097_wmpa.pdf | Not Required | N/A | N/A |  | 4/27/2016 | N/A | N/A | 12/31/2022 |  |  | 2/28/2020 | 2/28/2020 | 10/15/2020 | N | No
AB2-098 | Everetts 34.5kV |  | NC | Martin | Withdrawn | Dominion | 5 | 5 | 3.5 |  | Capacity | Generation Interconnection | Solar |  |  | N/A | https://www.pjm.com/pjmfiles/pub/planning/project-queues/feas_docs/ab2098_fea.pdf | Document Posted |  | Withdrawn |  |  | N/A |  | N/A |  |  | N/A | N/A |  | 4/27/2016 | N/A | N/A |  | 9/18/2019 |  | 12/30/2016 |  |  | N | No
AB2-099 | Ahoskie 34.5kV | Colice Hall Solar | NC | Hertford | In Service | Dominion | 5 | 5 | 3.5 | 5 | Capacity | Generation Interconnection | Solar |  |  | N/A | https://www.pjm.com/pjmfiles/pub/planning/project-queues/feas_docs/ab2099_fea.pdf | Document Posted | https://www.pjm.com/pjmfiles/pub/planning/project-queues/impact_studies/ab2099_imp.pdf | Document Posted |  |  | https://www.pjm.com/pjmfiles/pub/planning/project-queues/isa/ab2_099_isa.pdf | Document Posted | N/A | https://www.pjm.com/pjmfiles/pub/planning/project-queues/csa/ab2_099_csa.pdf | Document Posted | N/A | N/A | 3/1/2023 | 4/28/2016 | N/A | N/A | 6/29/2023 |  |  | 7/23/2023 | 7/23/2023 | 7/6/2023 | N | No
AB2-100 | Clubhouse-Lakeview 230kV | Sadler Solar | VA | Greensville | In Service | Dominion | 100 | 100 | 67 | 100 | Capacity | Generation Interconnection | Solar |  |  | N/A | https://www.pjm.com/pjmfiles/pub/planning/project-queues/feas_docs/ab2100_fea.pdf | Document Posted | https://www.pjm.com/pjmfiles/pub/planning/project-queues/impact_studies/ab2100_imp.pdf | Document Posted | https://www.pjm.com/pjmfiles/pub/planning/project-queues/facilities/ab2100_fac.pdf | Document Posted | https://www.pjm.com/pjmfiles/pub/planning/project-queues/isa/ab2_100_isa.pdf | Document Posted | N/A | https://www.pjm.com/pjmfiles/pub/planning/project-queues/csa/ab2_100_csa.pdf | Document Posted | N/A | N/A |  | 4/27/2016 | N/A | N/A | 1/18/2021 |  |  | 12/1/2021 | 12/1/2021 | 1/22/2021 | N | No
AB2-101 | George Washington 138kV |  | WV | Marshall | Withdrawn | AEP | 626 | 31 | 31 |  | Capacity | Generation Interconnection | Natural Gas |  |  | N/A | https://www.pjm.com/pjmfiles/pub/planning/project-queues/feas_docs/ab2101_fea.pdf | Document Posted |  | Withdrawn |  |  | N/A |  | N/A |  |  | N/A | N/A |  | 4/27/2016 | N/A | N/A |  | 5/16/2017 | Customer Initiated Withdrawal | 4/1/2019 |  |  | N | No
AB2-102 | Cumberland 230kV | Cumberland | NJ | Cumberland | Withdrawn | AEC | 230 | 230 | 225 |  | Capacity | Generation Interconnection | Natural Gas |  |  | N/A | https://www.pjm.com/pjmfiles/pub/planning/project-queues/feas_docs/ab2102_fea.pdf | Document Posted | https://www.pjm.com/pjmfiles/pub/planning/project-queues/impact_studies/ab2102_imp.pdf | Document Posted | https://www.pjm.com/pjmfiles/pub/planning/project-queues/facilities/ab2102_fac.pdf | Document Posted | https://www.pjm.com/pjmfiles/pub/planning/project-queues/isa/ab2_102_isa.pdf | Document Posted | N/A | https://www.pjm.com/pjmfiles/pub/planning/project-queues/csa/ab2_102_csa.pdf | Document Posted | N/A | N/A |  | 4/28/2016 | N/A | N/A | 12/1/2025 | 4/26/2024 |  | 12/1/2023 | 12/1/2023 |  | N | No
AB2-103 | Seaman 138kV |  | OH | Adams | Withdrawn | AEP | 40 | 40 | 27.2 |  | Capacity | Generation Interconnection | Solar |  |  | N/A | https://www.pjm.com/pjmfiles/pub/planning/project-queues/feas_docs/ab2103_fea.pdf | Document Posted | https://www.pjm.com/pjmfiles/pub/planning/project-queues/impact_studies/ab2103_imp.pdf | Document Posted |  |  | N/A |  | N/A |  |  | N/A | N/A |  | 4/28/2016 | N/A | N/A |  | 3/26/2018 |  | 10/31/2017 |  |  | N | No
AB2-104 | Tidd-Wylie Ridge 345kV | ESC Brooke County Power I, LLC | WV | Brooke | Withdrawn | APS | 750 | 65 | 65 |  | Capacity | Generation Interconnection | Natural Gas |  |  | N/A | https://www.pjm.com/pjmfiles/pub/planning/project-queues/feas_docs/ab2104_fea.pdf | Document Posted | https://www.pjm.com/pjmfiles/pub/planning/project-queues/impact_studies/ab2104_imp.pdf | Document Posted |  | Not Required | https://www.pjm.com/pjmfiles/pub/planning/project-queues/isa/ab2_104_isa.pdf | Document Posted | N/A | https://www.pjm.com/pjmfiles/pub/planning/project-queues/csa/ab2_104_csa.pdf | Document Posted | N/A | N/A |  | 4/28/2016 | N/A | N/A | 12/31/2021 | 10/10/2020 |  | 8/3/2021 | 8/3/2021 |  | N | No
AB2-105 | Mantua 12kV |  | NJ | Gloucester | Withdrawn | AEC | 0.21 | 0.21 | 0 |  | Energy | Generation Interconnection | Natural Gas |  |  | N/A | https://www.pjm.com/pjmfiles/pub/planning/project-queues/feas_docs/ab2105_fea.pdf | Document Posted | https://www.pjm.com/pjmfiles/pub/planning/project-queues/impact_studies/ab2105_imp.pdf | Document Posted |  |  | N/A |  | N/A |  |  | N/A | N/A |  | 4/28/2016 | N/A | N/A |  | 10/12/2016 | Customer Milestone Not Met | 12/31/2016 |  |  | Y | No
AB2-106 | Pierson Avenue 480V |  | NJ | Middlesex | Withdrawn | PSEG | 0.21 | 0.21 | 0 |  | Energy | Generation Interconnection | Natural Gas |  |  | N/A |  | Withdrawn |  |  |  |  | N/A |  | N/A |  |  | N/A | N/A |  | 4/28/2016 | N/A | N/A |  | 6/28/2016 | Customer Initiated Withdrawal | 12/31/2016 |  |  | Y | No
AB2-107 | Burlington 480V |  | NJ | Burlington | Withdrawn | PSEG | 0.21 | 0.21 | 0 |  | Energy | Generation Interconnection | Natural Gas |  |  | N/A |  | Not Required |  | Not Required |  | Not Required |  | Withdrawn | N/A |  | Not Required | N/A | N/A |  | 4/28/2016 | N/A | N/A |  | 9/30/2016 | Customer Milestone Not Met | 12/31/2016 |  |  | Y | No
AB2-108 | Egg Harbor Township 12kV |  | NJ | Atlantic | Withdrawn | AEC | 0.21 | 0.21 | 0 |  | Energy | Generation Interconnection | Natural Gas |  |  | N/A |  | Withdrawn |  |  |  |  | N/A |  | N/A |  |  | N/A | N/A |  | 4/28/2016 | N/A | N/A |  | 6/28/2016 | Customer Initiated Withdrawal | 12/31/2016 |  |  | Y | No
AB2-109 | Reusens 34.5kV | Reusens Hydro Electric Generating Plant | VA | City of Lynchburg | In Service | AEP | 12.5 | 12.5 | 4 | 12.5 | Capacity | Generation Interconnection | Hydro |  |  | N/A | https://www.pjm.com/pjmfiles/pub/planning/project-queues/feas_docs/ab2109_fea.pdf | Document Posted | https://www.pjm.com/pjmfiles/pub/planning/project-queues/impact_studies/ab2109_imp.pdf | Document Posted |  | Not Required | https://www.pjm.com/pjmfiles/pub/planning/project-queues/isa/ab2_109_isa.pdf | Document Posted | N/A |  | Not Required | N/A | N/A |  | 4/28/2016 | N/A | N/A |  |  |  | 3/31/2018 | 3/31/2018 | 11/29/2017 | N | No
AB2-110 | Englishtown-Millhurst 34.5kV |  | NJ | Monmouth | Withdrawn | JCPL | 11.1 | 11.1 | 4.2 |  | Capacity | Generation Interconnection | Solar |  |  | N/A | https://www.pjm.com/pjmfiles/pub/planning/project-queues/feas_docs/ab2110_fea.pdf | Document Posted |  | Withdrawn |  |  | N/A |  | N/A |  |  | N/A | N/A |  | 4/28/2016 | N/A | N/A |  | 3/27/2017 | Customer Initiated Withdrawal | 4/19/2017 |  |  | N | No
AB2-111 | Millhurst-Rt 33 Switch Point 34.5kV |  | NJ | Monmouth | Withdrawn | JCPL | 11.1 | 11.1 | 4.2 |  | Capacity | Generation Interconnection | Solar |  |  | N/A | https://www.pjm.com/pjmfiles/pub/planning/project-queues/feas_docs/ab2111_fea.pdf | Document Posted |  | Withdrawn |  |  | N/A |  | N/A |  |  | N/A | N/A |  | 4/28/2016 | N/A | N/A |  | 3/27/2017 | Customer Initiated Withdrawal | 4/20/2017 |  |  | N | No
AB2-112 | S. Reading-Boyertown 230kV | Birdsboro Power LLC Generation Facility | PA | Berks | In Service | ME | 485 | 35 | 35 | 35 | Capacity | Generation Interconnection | Natural Gas |  |  | N/A | https://www.pjm.com/pjmfiles/pub/planning/project-queues/feas_docs/ab2112_fea.pdf | Document Posted | https://www.pjm.com/pjmfiles/pub/planning/project-queues/impact_studies/ab2112_imp.pdf | Document Posted |  | Not Required | https://www.pjm.com/pjmfiles/pub/planning/project-queues/isa/ab2_112_isa.pdf | Document Posted | N/A |  | Not Required | N/A | N/A |  | 4/28/2016 | N/A | N/A |  |  |  | 6/1/2019 | 6/1/2019 | 2/7/2019 | N | No
AB2-113 | Cecil County 1 |  | MD | Cecil | Withdrawn | DPL | 2 | 2 | 0.76 |  | Capacity | Generation Interconnection | Solar |  |  | N/A | https://www.pjm.com/pjmfiles/pub/planning/project-queues/feas_docs/ab2113_fea.pdf | Document Posted |  |  |  |  | N/A |  | N/A |  |  | N/A | N/A |  | 4/28/2016 | N/A | N/A |  | 9/22/2016 | Customer Initiated Withdrawal | 11/15/2017 |  |  | N | No
AB2-114 | Cecil County 2 |  | MD | Cecil | Withdrawn | DPL | 2 | 2 | 0.76 |  | Capacity | Generation Interconnection | Solar |  |  | N/A | https://www.pjm.com/pjmfiles/pub/planning/project-queues/feas_docs/ab2114_fea.pdf | Document Posted |  |  |  |  | N/A |  | N/A |  |  | N/A | N/A |  | 4/28/2016 | N/A | N/A |  | 9/22/2016 | Customer Initiated Withdrawal | 11/15/2017 |  |  | N | No
AB2-115 | Cecil County 3 |  | MD | Cecil | Withdrawn | DPL | 2 | 2 | 0.76 |  | Capacity | Generation Interconnection | Solar |  |  | N/A | https://www.pjm.com/pjmfiles/pub/planning/project-queues/feas_docs/ab2115_fea.pdf | Document Posted |  |  |  |  | N/A |  | N/A |  |  | N/A | N/A |  | 4/28/2016 | N/A | N/A |  | 9/21/2016 | Customer Initiated Withdrawal | 11/15/2017 |  |  | N | No
AB2-116 | Cecil County 4 |  | MD | Cecil | Withdrawn | DPL | 2 | 2 | 0.76 |  | Capacity | Generation Interconnection | Solar |  |  | N/A | https://www.pjm.com/pjmfiles/pub/planning/project-queues/feas_docs/ab2116_fea.pdf | Document Posted |  |  |  |  | N/A |  | N/A |  |  | N/A | N/A |  | 4/28/2016 | N/A | N/A |  | 9/22/2016 | Customer Initiated Withdrawal | 11/15/2017 |  |  | N | No
AB2-117 | Cecil County 5 |  | MD | Cecil | Withdrawn | DPL | 2 | 2 | 0.76 |  | Capacity | Generation Interconnection | Solar |  |  | N/A | https://www.pjm.com/pjmfiles/pub/planning/project-queues/feas_docs/ab2117_fea.pdf | Document Posted |  |  |  |  | N/A |  | N/A |  |  | N/A | N/A |  | 4/28/2016 | N/A | N/A |  | 9/22/2016 | Customer Initiated Withdrawal | 11/15/2017 |  |  | N | No
AB2-118 | Cecil County 6 |  | MD | Cecil | Withdrawn | DPL | 2 | 2 | 0.76 |  | Capacity | Generation Interconnection | Solar |  |  | N/A | https://www.pjm.com/pjmfiles/pub/planning/project-queues/feas_docs/ab2118_fea.pdf | Document Posted |  |  |  |  | N/A |  | N/A |  |  | N/A | N/A |  | 4/28/2016 | N/A | N/A |  | 9/22/2016 | Customer Initiated Withdrawal | 11/15/2017 |  |  | N | No
AB2-119 | Middle Township 12kV |  | NJ | Cape May | Withdrawn | AEC | 1.5 | 1.5 | 0.57 |  | Capacity | Generation Interconnection | Solar |  |  | N/A | https://www.pjm.com/pjmfiles/pub/planning/project-queues/feas_docs/ab2119_fea.pdf | Document Posted | https://www.pjm.com/pjmfiles/pub/planning/project-queues/impact_studies/ab2119_imp.pdf | Document Posted |  |  | N/A |  | N/A |  |  | N/A | N/A |  | 4/28/2016 | N/A | N/A |  | 5/24/2017 | Customer Initiated Withdrawal | 12/1/2017 |  |  | N | No
AB2-120 | Piney Grove-New Church 138kV |  | MD | Worcester | Withdrawn | DPL | 100 | 100 | 38 |  | Capacity | Generation Interconnection | Solar |  |  | N/A | https://www.pjm.com/pjmfiles/pub/planning/project-queues/feas_docs/ab2120_fea.pdf | Document Posted | https://www.pjm.com/pjmfiles/pub/planning/project-queues/impact_studies/ab2120_imp.pdf | Document Posted | https://www.pjm.com/pjmfiles/pub/planning/project-queues/facilities/ab2120_fac.pdf | Document Posted |  | Withdrawn | N/A |  | Withdrawn | N/A | N/A |  | 4/28/2016 | N/A | N/A |  | 2/23/2021 |  | 12/14/2018 |  |  | N | No
AB2-121 | Burlington 26kV |  | NJ | Burlington | Withdrawn | PSEG | 5 | 5 | 1.9 |  | Capacity | Generation Interconnection | Solar |  |  | N/A | https://www.pjm.com/pjmfiles/pub/planning/project-queues/feas_docs/ab2121_fea.pdf | Document Posted | https://www.pjm.com/pjmfiles/pub/planning/project-queues/impact_studies/ab2121_imp.pdf | Document Posted |  | Not Required |  | Withdrawn | N/A |  | Not Required | N/A | N/A |  | 4/28/2016 | N/A | N/A |  | 2/14/2017 | Customer Milestone Not Met | 12/1/2017 |  |  | N | No
AB2-122 | Egg Harbor 12kV | Winzinger Egg Harbor Solar Project | NJ | Atlantic | Withdrawn | AEC | 1.9 | 1.9 | 0.7 |  | Capacity | Generation Interconnection | Solar |  |  | N/A | https://www.pjm.com/pjmfiles/pub/planning/project-queues/feas_docs/ab2122_fea.pdf | Document Posted | https://www.pjm.com/pjmfiles/pub/planning/project-queues/impact_studies/ab2122_imp.pdf | Document Posted | https://www.pjm.com/pjmfiles/pub/planning/project-queues/facilities/ab2122_fac.pdf | Document Posted | N/A | Wholesale Market Participation Agreement | https://www.pjm.com/pjmfiles/pub/planning/project-queues/wmpa/ab2122_wmpa.pdf | https://www.pjm.com/pjmfiles/pub/planning/project-queues/csa/ab2122_wmpa.pdf | Not Required | N/A | N/A |  | 4/28/2016 | N/A | N/A |  | 5/5/2020 |  | 9/4/2021 | 9/4/2021 |  | N | No
AB2-123 | Whiterock 34kV |  | MD | Howard | Withdrawn | BGE | 5 | 5 | 1.9 |  | Capacity | Generation Interconnection | Solar |  |  | N/A | https://www.pjm.com/pjmfiles/pub/planning/project-queues/feas_docs/ab2123_fea.pdf | Document Posted | https://www.pjm.com/pjmfiles/pub/planning/project-queues/impact_studies/ab2123_imp.pdf | Document Posted |  | Not Required |  | Withdrawn | N/A |  | Not Required | N/A | N/A |  | 4/28/2016 | N/A | N/A |  | 8/1/2017 | Customer Milestone Not Met | 12/31/2017 | 12/31/2017 |  | N | No
AB2-124 | Whiterock 34kV |  | MD | Howard | Withdrawn | BGE | 5 | 5 | 1.9 |  | Capacity | Generation Interconnection | Solar |  |  | N/A | https://www.pjm.com/pjmfiles/pub/planning/project-queues/feas_docs/ab2124_fea.pdf | Document Posted | https://www.pjm.com/pjmfiles/pub/planning/project-queues/impact_studies/ab2124_imp.pdf | Document Posted |  | Not Required |  | Withdrawn | N/A |  | Not Required | N/A | N/A |  | 4/28/2016 | N/A | N/A |  | 8/1/2017 | Customer Milestone Not Met | 12/31/2017 | 12/31/2017 |  | N | No
AB2-125 | Marriott Hill 34kV |  | MD | Anne Arundel | Withdrawn | BGE | 3.3 | 3.3 | 1.2 |  | Capacity | Generation Interconnection | Solar |  |  | N/A | https://www.pjm.com/pjmfiles/pub/planning/project-queues/feas_docs/ab2125_fea.pdf | Document Posted | https://www.pjm.com/pjmfiles/pub/planning/project-queues/impact_studies/ab2125_imp.pdf | Document Posted |  | Not Required |  | Withdrawn | N/A |  | Not Required | N/A | N/A |  | 4/28/2016 | N/A | N/A |  | 8/1/2017 | Customer Milestone Not Met | 12/31/2017 | 12/31/2017 |  | N | No
AB2-126 | Finksburg 34kV |  | MD | Baltimore County | Withdrawn | BGE | 3.8 | 3.8 | 1.4 |  | Capacity | Generation Interconnection | Solar |  |  | N/A | https://www.pjm.com/pjmfiles/pub/planning/project-queues/feas_docs/ab2126_fea.pdf | Document Posted | https://www.pjm.com/pjmfiles/pub/planning/project-queues/impact_studies/ab2126_imp.pdf | Document Posted |  | Not Required |  | Withdrawn | N/A |  | Not Required | N/A | N/A |  | 4/28/2016 | N/A | N/A |  | 8/1/2017 | Customer Milestone Not Met | 12/31/2017 | 12/31/2017 |  | N | No
AB2-127 | Gilbert 34.5kV |  | NJ | Hunterdon | Withdrawn | JCPL | 16 | 16 | 0 |  | Energy | Generation Interconnection | Storage |  |  | N/A | https://www.pjm.com/pjmfiles/pub/planning/project-queues/feas_docs/ab2127_fea.pdf | Document Posted | https://www.pjm.com/pjmfiles/pub/planning/project-queues/impact_studies/ab2127_imp.pdf | Document Posted |  | Not Required |  | Withdrawn | N/A |  | Withdrawn | N/A | N/A |  | 4/28/2016 | N/A | N/A |  | 12/2/2016 | Customer Initiated Withdrawal | 6/29/2018 |  |  | N | No
AB2-128 | Clubhouse-Lakeview 230kV |  | NC | Northhampton | Withdrawn | Dominion | 80 | 80 | 57.4 |  | Capacity | Generation Interconnection | Solar |  |  | N/A | https://www.pjm.com/pjmfiles/pub/planning/project-queues/feas_docs/ab2128_fea.pdf | Document Posted | https://www.pjm.com/pjmfiles/pub/planning/project-queues/impact_studies/ab2128_imp.pdf | Document Posted |  |  | N/A |  | N/A |  |  | N/A | N/A |  | 4/29/2016 | N/A | N/A |  | 7/17/2017 | Customer Initiated Withdrawal | 10/31/2017 |  |  | N | No
AB2-129 | Doubs 230kV | Potomac Solar, LLC | MD | Frederick | Withdrawn | APS | 80 | 80 | 30.4 |  | Capacity | Generation Interconnection | Solar |  |  | N/A | https://www.pjm.com/pjmfiles/pub/planning/project-queues/feas_docs/ab2129_fea.pdf | Document Posted | https://www.pjm.com/pjmfiles/pub/planning/project-queues/impact_studies/ab2129_imp.pdf | Document Posted | https://www.pjm.com/pjmfiles/pub/planning/project-queues/facilities/ab2129_fac.pdf | Document Posted | https://www.pjm.com/pjmfiles/pub/planning/project-queues/isa/ab2_129_isa.pdf | Document Posted | N/A | https://www.pjm.com/pjmfiles/pub/planning/project-queues/csa/ab2_129_csa.pdf | Document Posted | N/A | N/A |  | 4/29/2016 | N/A | N/A |  | 7/30/2021 |  | 4/30/2020 | 4/30/2020 | 5/30/2021 | N | No
AB2-130 | Laurel 69kV |  | DE | Sussex | Withdrawn | DPL | 85 | 85 | 32.3 |  | Capacity | Generation Interconnection | Solar |  |  | N/A | https://www.pjm.com/pjmfiles/pub/planning/project-queues/feas_docs/ab2130_fea.pdf | Document Posted | https://www.pjm.com/pjmfiles/pub/planning/project-queues/impact_studies/ab2130_imp.pdf | Document Posted | https://www.pjm.com/pjmfiles/pub/planning/project-queues/facilities/ab2130_fac.pdf | Document Posted |  | Withdrawn | N/A |  | Withdrawn | N/A | N/A |  | 4/29/2016 | N/A | N/A |  | 2/19/2021 |  | 6/1/2019 |  |  | N | No
AB2-131 | Galion-Roberts South 138kV |  | OH | Marion | Withdrawn | ATSI | 150 | 150 | 57 |  | Capacity | Generation Interconnection | Solar |  |  | N/A | https://www.pjm.com/pjmfiles/pub/planning/project-queues/feas_docs/ab2131_fea.pdf | Document Posted | https://www.pjm.com/pjmfiles/pub/planning/project-queues/impact_studies/ab2131_imp.pdf | Document Posted | https://www.pjm.com/pjmfiles/pub/planning/project-queues/facilities/ab2131_fac.pdf | Document Posted |  | Withdrawn | N/A |  | Withdrawn | N/A | N/A |  | 4/29/2016 | N/A | N/A |  | 8/29/2020 |  | 6/1/2019 |  |  | N | No
AB2-132 | Haumesser Road | Lee-DeKalb Wind Energy Center | IL | Lee | In Service | ComEd | 240 | 0 | 2.2 | 0 | Capacity | Generation Interconnection | Wind; Storage |  |  | N/A | https://www.pjm.com/pjmfiles/pub/planning/project-queues/feas_docs/ab2132_fea.pdf | Document Posted | https://www.pjm.com/pjmfiles/pub/planning/project-queues/impact_studies/ab2132_imp.pdf | Document Posted |  | Not Required | https://www.pjm.com/pjmfiles/pub/planning/project-queues/isa/ab2_132_isa.pdf | Document Posted | N/A |  | Not Required | N/A | N/A |  | 4/30/2016 | N/A | N/A |  |  |  | 9/1/2023 | 9/1/2023 | 9/1/2023 | N | No
AB2-133 | Chestertown 69kV | Morgnec Road Solar | MD | Kent | Under Construction | DPL | 55.8 | 55.8 | 24.6 |  | Capacity | Generation Interconnection | Solar |  |  | N/A | https://www.pjm.com/pjmfiles/pub/planning/project-queues/feas_docs/ab2133_fea.pdf | Document Posted | https://www.pjm.com/pjmfiles/pub/planning/project-queues/impact_studies/ab2133_imp.pdf | Document Posted | https://www.pjm.com/pjmfiles/pub/planning/project-queues/facilities/ab2133_fac.pdf | Document Posted | https://www.pjm.com/pjmfiles/pub/planning/project-queues/isa/ab2_133_isa.pdf | Document Posted | N/A | https://www.pjm.com/pjmfiles/pub/planning/project-queues/csa/ab2_133_csa.pdf | Document Posted | N/A | N/A | 11/21/2025 | 4/29/2016 | N/A | N/A | 12/19/2025 |  |  | 8/16/2025 | 8/16/2025 |  | N | No
AB2-134 | Hopewell-Surry 230kV | Colonial Trail West Solar | VA | Surry | In Service | Dominion | 142.4 | 142.4 | 71.8 | 142.4 | Capacity | Generation Interconnection | Solar |  |  | N/A | https://www.pjm.com/pjmfiles/pub/planning/project-queues/feas_docs/ab2134_fea.pdf | Document Posted | https://www.pjm.com/pjmfiles/pub/planning/project-queues/impact_studies/ab2134_imp.pdf | Document Posted | https://www.pjm.com/pjmfiles/pub/planning/project-queues/facilities/ab2134_fac.pdf | Document Posted | https://www.pjm.com/pjmfiles/pub/planning/project-queues/isa/ab2_134_isa.pdf | Document Posted | N/A | https://www.pjm.com/pjmfiles/pub/planning/project-queues/csa/ab2_134_csa.pdf | Document Posted | N/A | N/A | 10/3/2019 | 4/29/2016 | N/A | N/A | 11/7/2019 |  |  | 12/1/2019 | 12/1/2019 | 11/7/2019 | N | No
AB2-135 | Church-Kent 69kV | Jones Farm Lane Solar | MD | Queen Anne's | Under Construction | DPL | 64 | 64 | 29.9 |  | Capacity | Generation Interconnection | Solar |  |  | N/A | https://www.pjm.com/pjmfiles/pub/planning/project-queues/feas_docs/ab2135_fea.pdf | Document Posted | https://www.pjm.com/pjmfiles/pub/planning/project-queues/impact_studies/ab2135_imp.pdf | Document Posted | https://www.pjm.com/pjmfiles/pub/planning/project-queues/facilities/ab2135_fac.pdf | Document Posted | https://www.pjm.com/pjmfiles/pub/planning/project-queues/isa/ab2_135_isa.pdf | Document Posted | N/A | https://www.pjm.com/pjmfiles/pub/planning/project-queues/csa/ab2_135_csa.pdf | Document Posted | N/A | N/A | 5/12/2025 | 4/30/2016 | N/A | N/A | 5/21/2025 |  |  | 4/30/2025 | 4/30/2025 |  | N | No
AB2-136 | Cambridge-West Cambridge 69kV | Egypt Road Solar | MD | Dorchester | Under Construction | DPL | 51.1 | 51.1 | 24.8 |  | Capacity | Generation Interconnection | Solar |  |  | N/A | https://www.pjm.com/pjmfiles/pub/planning/project-queues/feas_docs/ab2136_fea.pdf | Document Posted | https://www.pjm.com/pjmfiles/pub/planning/project-queues/impact_studies/ab2136_imp.pdf | Document Posted | https://www.pjm.com/pjmfiles/pub/planning/project-queues/facilities/ab2136_fac.pdf | Document Posted | https://www.pjm.com/pjmfiles/pub/planning/project-queues/isa/ab2_136_isa.pdf | Document Posted | N/A | https://www.pjm.com/pjmfiles/pub/planning/project-queues/csa/ab2_136_csa.pdf | Document Posted | N/A | N/A | 10/1/2025 | 4/30/2016 | N/A | N/A | 9/29/2025 |  |  | 9/15/2025 | 9/15/2025 |  | N | No
AB2-137 | St. Clair 13.2kV |  | OH | Franklin | Withdrawn | AEP | 4 | 4 | 1 |  | Capacity | Generation Interconnection | Natural Gas |  |  | N/A |  | Withdrawn |  |  |  |  | N/A |  | N/A |  |  | N/A | N/A |  | 4/29/2016 | N/A | N/A |  | 9/30/2016 | Customer Initiated Withdrawal | 11/1/2017 |  |  | N | No
AB2-138 | Clybourn 12.5kV |  | IL | Cook | Withdrawn | ComEd | 0.1 | 0.1 | 0 |  | Energy | Generation Interconnection | Storage |  |  | N/A |  | Withdrawn |  |  |  |  | N/A |  | N/A |  |  | N/A | N/A |  | 4/28/2016 | N/A | N/A |  | 5/20/2016 | Customer Milestone Not Met |  |  |  | Y | No
AB2-139 | Raceway Mall 34.5kV | Freemall Fuel Cell Facility | NJ | Monmouth | In Service | JCPL | 0.42 | 0.42 | 0 | 0.42 | Energy | Generation Interconnection | Other |  |  | N/A | https://www.pjm.com/pjmfiles/pub/planning/project-queues/feas_docs/ab2139_fea.pdf | Document Posted | https://www.pjm.com/pjmfiles/pub/planning/project-queues/impact_studies/ab2139_imp.pdf | Document Posted |  | Not Required | N/A | Wholesale Market Participation Agreement | https://www.pjm.com/pjmfiles/pub/planning/project-queues/wmpa/ab2139_wmpa.pdf | https://www.pjm.com/pjmfiles/pub/planning/project-queues/csa/ab2139_wmpa.pdf | Not Required | N/A | N/A |  | 4/29/2016 | N/A | N/A |  |  |  | 6/30/2017 | 6/30/2017 | 2/1/2018 | Y | No
AB2-140 | Rock Ridge 13kV |  | MD | Harford | Withdrawn | BGE | 3 | 3 | 1.1 |  | Capacity | Generation Interconnection | Solar |  |  | N/A | https://www.pjm.com/pjmfiles/pub/planning/project-queues/feas_docs/ab2140_fea.pdf | Document Posted | https://www.pjm.com/pjmfiles/pub/planning/project-queues/impact_studies/ab2140_imp.pdf | Document Posted |  | Not Required |  | Withdrawn | N/A |  | Not Required | N/A | N/A |  | 4/29/2016 | N/A | N/A |  | 7/27/2017 | Customer Initiated Withdrawal | 10/31/2017 | 10/31/2017 |  | N | No
AB2-141 | George Washington 138kV |  | WV | Marshall | Withdrawn | AEP | 394 | 394 | 388.6 |  | Capacity | Generation Interconnection | Natural Gas |  |  | N/A | https://www.pjm.com/pjmfiles/pub/planning/project-queues/feas_docs/ab2141_fea.pdf | Document Posted | https://www.pjm.com/pjmfiles/pub/planning/project-queues/impact_studies/ab2141_imp.pdf | Document Posted |  | Withdrawn | N/A |  | N/A |  |  | N/A | N/A |  | 4/29/2016 | N/A | N/A |  | 2/27/2019 |  | 4/1/2019 |  |  | N | No
AB2-142 | Steele 25kV |  | MD | Caroline | Withdrawn | DPL | 13.4 | 13.4 | 5.1 |  | Capacity | Generation Interconnection | Solar |  |  | N/A | https://www.pjm.com/pjmfiles/pub/planning/project-queues/feas_docs/ab2142_fea.pdf | Document Posted | https://www.pjm.com/pjmfiles/pub/planning/project-queues/impact_studies/ab2142_imp.pdf | Document Posted |  |  | N/A |  | N/A |  |  | N/A | N/A |  | 4/29/2016 | N/A | N/A |  | 5/24/2017 | Customer Milestone Not Met | 12/31/2018 |  |  | N | No
AB2-143 | Lynch 25kV |  | MD | Kent | Withdrawn | DPL | 20 | 20 | 7.6 |  | Capacity | Generation Interconnection | Solar |  |  | N/A | https://www.pjm.com/pjmfiles/pub/planning/project-queues/feas_docs/ab2143_fea.pdf | Document Posted |  |  |  |  | N/A |  | N/A |  |  | N/A | N/A |  | 4/29/2016 | N/A | N/A |  | 10/14/2016 | Customer Milestone Not Met | 12/31/2018 |  |  | N | No
AB2-144 | Emmitsburg–Taneytown 2 34.5 kV |  | MD | Frederick | Withdrawn | APS | 13.8 | 13.8 | 5.2 |  | Capacity | Generation Interconnection | Solar |  |  | N/A | https://www.pjm.com/pjmfiles/pub/planning/project-queues/feas_docs/ab2144_fea.pdf | Document Posted | https://www.pjm.com/pjmfiles/pub/planning/project-queues/impact_studies/ab2144_imp.pdf | Document Posted |  |  |  | Withdrawn | N/A |  | Withdrawn | N/A | N/A |  | 4/29/2016 | N/A | N/A |  | 11/9/2016 | Customer Milestone Not Met | 3/1/2017 |  |  | N | No
AB2-145 | Axton 138kV |  | VA | Henry | Withdrawn | AEP | 572 | 572 | 572 |  | Capacity | Generation Interconnection | Natural Gas |  |  | N/A | https://www.pjm.com/pjmfiles/pub/planning/project-queues/feas_docs/ab2145_fea.pdf | Document Posted | https://www.pjm.com/pjmfiles/pub/planning/project-queues/impact_studies/ab2145_imp.pdf | Document Posted |  |  | N/A |  | N/A |  |  | N/A | N/A |  | 4/29/2016 | N/A | N/A |  | 2/23/2018 |  | 1/1/2021 |  |  | N | No
AB2-146 | Axton 138kV |  | VA | Henry | Withdrawn | AEP | 382 | 382 | 382 |  | Capacity | Generation Interconnection | Natural Gas |  |  | N/A | https://www.pjm.com/pjmfiles/pub/planning/project-queues/feas_docs/ab2146_fea.pdf | Document Posted |  |  |  |  | N/A |  | N/A |  |  | N/A | N/A |  | 4/29/2016 | N/A | N/A |  | 10/3/2016 | Customer Initiated Withdrawal | 1/1/2021 |  |  | N | No
AB2-147 | Clubhouse-Freeman 115kV |  | VA | Greensville | Withdrawn | Dominion | 40 | 40 | 0 |  | Energy | Generation Interconnection | Solar |  |  | N/A | https://www.pjm.com/pjmfiles/pub/planning/project-queues/feas_docs/ab2147_fea.pdf | Document Posted | https://www.pjm.com/pjmfiles/pub/planning/project-queues/impact_studies/ab2147_imp.pdf | Document Posted |  |  | N/A |  | N/A |  |  | N/A | N/A |  | 4/29/2016 | N/A | N/A |  | 7/11/2017 | Customer Initiated Withdrawal | 10/30/2017 |  |  | N | No
AB2-148 | Mapleton-Murphy 115kV |  | NC | Hertford | Withdrawn | Dominion | 19.9 | 19.9 | 0 |  | Energy | Generation Interconnection | Solar |  |  | N/A |  | Withdrawn |  |  |  |  | N/A |  | N/A |  |  | N/A | N/A |  | 4/29/2016 | N/A | N/A |  | 5/18/2016 | Customer Milestone Not Met | 10/30/2017 |  |  | N | No
AB2-149 | Myrtle-Windsor 115kV |  | VA | Isle of Wight | Withdrawn | Dominion | 50 | 50 | 19 |  | Capacity | Generation Interconnection | Solar |  |  | N/A | https://www.pjm.com/pjmfiles/pub/planning/project-queues/feas_docs/ab2149_fea.pdf | Document Posted | https://www.pjm.com/pjmfiles/pub/planning/project-queues/impact_studies/ab2149_imp.pdf | Document Posted |  |  | N/A |  | N/A |  |  | N/A | N/A |  | 4/29/2016 | N/A | N/A |  | 7/21/2017 | Customer Initiated Withdrawal | 10/30/2017 |  |  | N | No
AB2-150 | Clubhouse-Freeman 115kV |  | VA | Greensville | Withdrawn | Dominion | 40 | 40 | 0 |  | Energy | Generation Interconnection | Solar |  |  | N/A | https://www.pjm.com/pjmfiles/pub/planning/project-queues/feas_docs/ab2150_fea.pdf | Document Posted | https://www.pjm.com/pjmfiles/pub/planning/project-queues/impact_studies/ab2150_imp.pdf | Document Posted |  |  | N/A |  | N/A |  |  | N/A | N/A |  | 4/29/2016 | N/A | N/A |  | 7/11/2017 | Customer Initiated Withdrawal | 10/30/2017 |  |  | N | No
AB2-151 | Mapleton-Murphy 115kV |  | NC | Hertford | Withdrawn | Dominion | 19.9 | 19.9 | 0 |  | Energy | Generation Interconnection | Solar |  |  | N/A |  | Withdrawn |  |  |  |  | N/A |  | N/A |  |  | N/A | N/A |  | 4/29/2016 | N/A | N/A |  | 5/18/2016 | Customer Milestone Not Met | 10/30/2017 |  |  | N | No
AB2-152 | Hopewell 230kV |  | VA | City of Hopewell | Withdrawn | Dominion | 57.6 | 54 | 54 |  | Capacity | Generation Interconnection | Natural Gas |  |  | N/A | https://www.pjm.com/pjmfiles/pub/planning/project-queues/feas_docs/ab2152_fea.pdf | Document Posted |  | Withdrawn |  |  | N/A |  | N/A |  |  | N/A | N/A |  | 4/29/2016 | N/A | N/A |  | 2/1/2017 | Customer Initiated Withdrawal | 6/30/2019 |  |  | N | No
AB2-153 | Church-Wye Mills 138 kV | Pondtown Solar 2 | MD | Queen Anne's | In Service | DPL | 40 | 20 | 7.6 | 20 | Capacity | Generation Interconnection | Solar |  |  | N/A | https://www.pjm.com/pjmfiles/pub/planning/project-queues/feas_docs/ab2153_fea.pdf | Document Posted | https://www.pjm.com/pjmfiles/pub/planning/project-queues/impact_studies/ab2153_imp.pdf | Document Posted | https://www.pjm.com/pjmfiles/pub/planning/project-queues/facilities/ab2153_fac.pdf | Document Posted | https://www.pjm.com/pjmfiles/pub/planning/project-queues/isa/ab2_153_isa.pdf | Document Posted | N/A | https://www.pjm.com/pjmfiles/pub/planning/project-queues/csa/ab2_153_csa.pdf | Document Posted | N/A | N/A |  | 4/29/2016 | N/A | N/A | 9/23/2022 |  |  | 12/31/2023 | 12/31/2023 | 10/18/2022 | N | No
AB2-154 | Kendall 345kV |  | IL | Kendall | Withdrawn | ComEd | 1283 | 65 | 65 |  | Capacity | Generation Interconnection | Natural Gas |  |  | N/A | https://www.pjm.com/pjmfiles/pub/planning/project-queues/feas_docs/ab2154_fea.pdf | Document Posted |  |  |  |  | N/A |  | N/A |  |  | N/A | N/A |  | 4/29/2016 | N/A | N/A |  | 9/27/2016 | Customer Initiated Withdrawal | 5/1/2017 |  |  | N | No
AB2-155 | Richland-Stryker |  | OH | Defiance | Withdrawn | ATSI | 379 | 25 | 25 |  | Capacity | Generation Interconnection | Natural Gas |  |  | N/A | https://www.pjm.com/pjmfiles/pub/planning/project-queues/feas_docs/ab2155_fea.pdf | Document Posted |  |  |  |  | N/A |  | N/A |  |  | N/A | N/A |  | 4/29/2016 | N/A | N/A |  | 11/4/2016 | Customer Milestone Not Met | 6/1/2017 |  |  | N | No
AB2-156 | W.H. Zimmer 345kV |  | OH | Clermont | Withdrawn | DEOK | 1350 | 50 | 50 |  | Capacity | Generation Interconnection | Coal |  |  | N/A | https://www.pjm.com/pjmfiles/pub/planning/project-queues/feas_docs/ab2156_fea.pdf | Document Posted |  |  |  |  | N/A |  | N/A |  |  | N/A | N/A |  | 4/29/2016 | N/A | N/A |  | 9/26/2016 | Customer Initiated Withdrawal | 6/1/2016 |  |  | N | No
AB2-157 | Prince George's County 12kV | Rollins Avenue Phoenix | MD | Prince George's | In Service | PEPCO | 2.5 | 2.5 | 0.8 | 2.5 | Capacity | Generation Interconnection | Solar |  |  | N/A | https://www.pjm.com/pjmfiles/pub/planning/project-queues/feas_docs/ab2157_fea.pdf | Document Posted | https://www.pjm.com/pjmfiles/pub/planning/project-queues/impact_studies/ab2157_imp.pdf | Document Posted | https://www.pjm.com/pjmfiles/pub/planning/project-queues/facilities/ab2157_fac.pdf | Document Posted | N/A | Wholesale Market Participation Agreement | https://www.pjm.com/pjmfiles/pub/planning/project-queues/wmpa/ab2157_wmpa.pdf | https://www.pjm.com/pjmfiles/pub/planning/project-queues/csa/ab2157_wmpa.pdf | Not Required | N/A | N/A |  | 4/29/2016 | N/A | N/A | 12/19/2019 |  |  | 7/12/2019 | 7/12/2019 | 12/23/2019 | N | No
AB2-158 | Louisa-South Anna 230kV | Belcher Solar | VA | Louisa | In Service | Dominion | 88.2 | 88.2 | 61 | 88.2 | Capacity | Generation Interconnection | Solar |  |  | N/A | https://www.pjm.com/pjmfiles/pub/planning/project-queues/feas_docs/ab2158_fea.pdf | Document Posted | https://www.pjm.com/pjmfiles/pub/planning/project-queues/impact_studies/ab2158_imp.pdf | Document Posted | https://www.pjm.com/pjmfiles/pub/planning/project-queues/facilities/ab2158_fac.pdf | Document Posted | https://www.pjm.com/pjmfiles/pub/planning/project-queues/isa/ab2_158_isa.pdf | Document Posted | N/A | https://www.pjm.com/pjmfiles/pub/planning/project-queues/csa/ab2_158_csa.pdf | Document Posted | N/A | N/A |  | 4/29/2016 | N/A | N/A | 5/31/2021 |  |  | 12/1/2020 | 12/1/2020 | 6/30/2021 | N | No
AB2-159 | Lumberton 13kV |  | NJ | Burlington | Withdrawn | PSEG | 8.1 | 1.3 | 0 |  | Energy | Generation Interconnection | Solar |  |  | N/A |  | Withdrawn |  | Withdrawn |  |  | N/A |  | N/A |  |  | N/A | N/A |  | 4/29/2016 | N/A | N/A |  | 12/11/2017 |  | 10/3/2016 |  |  | N | No
AB2-160 | Reams 115kV | Reams Solar | VA | Dinwiddie | Withdrawn | Dominion | 80 | 80 | 30.4 |  | Capacity | Generation Interconnection | Solar |  |  | N/A | https://www.pjm.com/pjmfiles/pub/planning/project-queues/feas_docs/ab2160_fea.pdf | Document Posted | https://www.pjm.com/pjmfiles/pub/planning/project-queues/impact_studies/ab2160_imp.pdf | Document Posted | https://www.pjm.com/pjmfiles/pub/planning/project-queues/facilities/ab2160_fac.pdf | Document Posted | https://www.pjm.com/pjmfiles/pub/planning/project-queues/isa/ab2_160_isa.pdf | Document Posted | N/A | https://www.pjm.com/pjmfiles/pub/planning/project-queues/csa/ab2_160_csa.pdf | Document Posted | N/A | N/A | 5/31/2026 | 4/30/2016 | N/A | N/A | 10/30/2026 | 7/18/2024 |  | 12/31/2022 | 12/31/2022 |  | N | No
AB2-161 | Waverly #2 DP 115kV | Waverly Solar | VA | Sussex | In Service | Dominion | 50 | 50 | 19 | 50 | Capacity | Generation Interconnection | Solar |  |  | N/A | https://www.pjm.com/pjmfiles/pub/planning/project-queues/feas_docs/ab2161_fea.pdf | Document Posted | https://www.pjm.com/pjmfiles/pub/planning/project-queues/impact_studies/ab2161_imp.pdf | Document Posted | https://www.pjm.com/pjmfiles/pub/planning/project-queues/facilities/ab2161_fac.pdf | Document Posted | https://www.pjm.com/pjmfiles/pub/planning/project-queues/isa/ab2_161_isa.pdf | Document Posted | N/A | https://www.pjm.com/pjmfiles/pub/planning/project-queues/csa/ab2_161_csa.pdf | Document Posted | N/A | N/A | 11/2/2023 | 5/2/2016 | N/A | N/A | 12/21/2023 |  |  | 12/29/2023 | 12/29/2023 | 3/14/2024 | N | No
AB2-162 | Camden 480V |  | NJ | Camden | Withdrawn | PSEG | 0.21 | 0.21 | 0 |  | Energy | Generation Interconnection | Natural Gas |  |  | N/A |  | Not Required |  | Not Required |  | Not Required |  | Withdrawn | N/A |  | Not Required | N/A | N/A |  | 4/29/2016 | N/A | N/A |  | 9/30/2016 | Customer Milestone Not Met | 12/31/2016 |  |  | Y | No
AB2-163 | Sicklerville 12kV |  | NJ | Camden | Withdrawn | AEC | 0.21 | 0.21 | 0 |  | Energy | Generation Interconnection | Natural Gas |  |  | N/A |  | Withdrawn |  |  |  |  | N/A |  | N/A |  |  | N/A | N/A |  | 4/29/2016 | N/A | N/A |  | 6/28/2016 | Customer Initiated Withdrawal | 12/31/2016 |  |  | Y | No
AB2-164 | Wattsville-Wallops Island 69kV |  | VA | Accomack | Withdrawn | ODEC | 20 | 20 | 7.6 |  | Capacity | Generation Interconnection | Solar |  |  | N/A | https://www.pjm.com/pjmfiles/pub/planning/project-queues/feas_docs/ab2164_fea.pdf | Document Posted |  |  |  |  | N/A |  | N/A |  |  | N/A | N/A |  | 4/29/2016 | N/A | N/A |  | 9/26/2016 | Customer Initiated Withdrawal | 1/1/2018 |  |  | N | No
AB2-165 | Tasley-Oak Hall 69kV I |  | VA | Accomack | Withdrawn | ODEC | 20 | 20 | 7.6 |  | Capacity | Generation Interconnection | Solar |  |  | N/A | https://www.pjm.com/pjmfiles/pub/planning/project-queues/feas_docs/ab2165_fea.pdf | Document Posted |  |  |  |  | N/A |  | N/A |  |  | N/A | N/A |  | 4/29/2016 | N/A | N/A |  | 9/26/2016 | Customer Initiated Withdrawal | 1/1/2018 |  |  | N | No
AB2-166 | Edgewood 12kV | Aydelotte Solar Project | MD | Wicomico | Withdrawn | DPL | 5.5 | 5.5 | 2 |  | Capacity | Generation Interconnection | Solar |  |  | N/A | https://www.pjm.com/pjmfiles/pub/planning/project-queues/feas_docs/ab2166_fea.pdf | Document Posted | https://www.pjm.com/pjmfiles/pub/planning/project-queues/impact_studies/ab2166_imp.pdf | Document Posted |  | Not Required | N/A | Wholesale Market Participation Agreement | https://www.pjm.com/pjmfiles/pub/planning/project-queues/wmpa/ab2166_wmpa.pdf | https://www.pjm.com/pjmfiles/pub/planning/project-queues/csa/ab2166_wmpa.pdf | Not Required | N/A | N/A |  | 4/29/2016 | N/A | N/A |  | 1/10/2019 |  | 3/31/2019 | 3/31/2019 |  | N | No
AB2-167 | Stockton 69kV |  | MD | Worcester | Withdrawn | DPL | 14 | 14 | 5.3 |  | Capacity | Generation Interconnection | Solar |  |  | N/A | https://www.pjm.com/pjmfiles/pub/planning/project-queues/feas_docs/ab2167_fea.pdf | Document Posted | https://www.pjm.com/pjmfiles/pub/planning/project-queues/impact_studies/ab2167_imp.pdf | Document Posted |  |  | N/A |  | N/A |  |  | N/A | N/A |  | 4/29/2016 | N/A | N/A |  | 8/11/2017 | Customer Initiated Withdrawal | 11/1/2017 |  |  | N | No
AB2-168 | Perch 34.5kV | Crouse Solar Project | MD | Cecil | Withdrawn | DPL | 9 | 10 | 3.8 |  | Capacity | Generation Interconnection | Solar |  |  | N/A | https://www.pjm.com/pjmfiles/pub/planning/project-queues/feas_docs/ab2168_fea.pdf | Document Posted | https://www.pjm.com/pjmfiles/pub/planning/project-queues/impact_studies/ab2168_imp.pdf | Document Posted | https://www.pjm.com/pjmfiles/pub/planning/project-queues/facilities/ab2168_fac.pdf | Document Posted | N/A | Wholesale Market Participation Agreement | https://www.pjm.com/pjmfiles/pub/planning/project-queues/wmpa/ab2168_wmpa.pdf | https://www.pjm.com/pjmfiles/pub/planning/project-queues/csa/ab2168_wmpa.pdf | Not Required | N/A | N/A |  | 4/29/2016 | N/A | N/A |  | 3/9/2020 |  | 9/6/2022 | 9/6/2022 |  | N | No
AB2-169 | Pantago-Five Points 115kV | Wilkinson Solar Energy Center | NC | Hyde | In Service | Dominion | 74 | 74 | 39 | 74 | Capacity | Generation Interconnection | Solar |  |  | N/A | https://www.pjm.com/pjmfiles/pub/planning/project-queues/feas_docs/ab2169_fea.pdf | Document Posted | https://www.pjm.com/pjmfiles/pub/planning/project-queues/impact_studies/ab2169_imp.pdf | Document Posted | https://www.pjm.com/pjmfiles/pub/planning/project-queues/facilities/ab2169_fac.pdf | Document Posted | https://www.pjm.com/pjmfiles/pub/planning/project-queues/isa/ab2_169_isa.pdf | Document Posted | N/A | https://www.pjm.com/pjmfiles/pub/planning/project-queues/csa/ab2_169_csa.pdf | Document Posted | N/A | N/A | 10/10/2019 | 4/29/2016 | N/A | N/A | 11/18/2019 |  |  | 6/30/2021 | 6/30/2021 | 11/20/2019 | N | No
AB2-170 | East Lima-Marysville 345kV | Hardin Energy Center | OH | Hardin | In Service | AEP | 150 | 130 | 49.4 | 130 | Capacity | Generation Interconnection | Solar |  |  | N/A | https://www.pjm.com/pjmfiles/pub/planning/project-queues/feas_docs/ab2170_fea.pdf | Document Posted | https://www.pjm.com/pjmfiles/pub/planning/project-queues/impact_studies/ab2170_imp.pdf | Document Posted | https://www.pjm.com/pjmfiles/pub/planning/project-queues/facilities/ab2170_fac.pdf | Document Posted | https://www.pjm.com/pjmfiles/pub/planning/project-queues/isa/ab2_170_isa.pdf | Document Posted | N/A | https://www.pjm.com/pjmfiles/pub/planning/project-queues/csa/ab2_170_csa.pdf | Document Posted | N/A | N/A | 8/7/2020 | 4/29/2016 | N/A | N/A | 10/13/2020 |  |  | 6/1/2021 | 6/1/2021 | 10/13/2020 | N | No
AB2-171 | Handsome 115kV |  | VA | Southampton | Withdrawn | Dominion | 75 | 75 | 28.5 |  | Capacity | Generation Interconnection | Solar |  |  | N/A | https://www.pjm.com/pjmfiles/pub/planning/project-queues/feas_docs/ab2171_fea.pdf | Document Posted | https://www.pjm.com/pjmfiles/pub/planning/project-queues/impact_studies/ab2171_imp.pdf | Document Posted |  |  | N/A |  | N/A |  |  | N/A | N/A |  | 4/29/2016 | N/A | N/A |  | 7/18/2017 | Customer Initiated Withdrawal | 12/31/2018 |  |  | N | No
AB2-172 | Todd 69kV | Richfield Solar and Storage | MD | Dorchester | In Service | DPL | 50 | 50 | 19 | 50 | Capacity | Generation Interconnection | Solar |  |  | N/A | https://www.pjm.com/pjmfiles/pub/planning/project-queues/feas_docs/ab2172_fea.pdf | Document Posted | https://www.pjm.com/pjmfiles/pub/planning/project-queues/impact_studies/ab2172_imp.pdf | Document Posted | https://www.pjm.com/pjmfiles/pub/planning/project-queues/facilities/ab2172_fac.pdf | Document Posted | https://www.pjm.com/pjmfiles/pub/planning/project-queues/isa/ab2_172_isa.pdf | Document Posted | N/A | https://www.pjm.com/pjmfiles/pub/planning/project-queues/csa/ab2_172_csa.pdf | Document Posted | N/A | N/A |  | 4/30/2016 | N/A | N/A | 1/30/2024 |  |  | 1/10/2024 | 1/10/2024 | 2/9/2024 | N | No
AB2-173 | Nelson 345kV |  | IL | Lee | Withdrawn | ComEd | 206 | 16 | 28 |  | Capacity | Generation Interconnection | Natural Gas |  |  | N/A | https://www.pjm.com/pjmfiles/pub/planning/project-queues/feas_docs/ab2173_fea.pdf | Document Posted | https://www.pjm.com/pjmfiles/pub/planning/project-queues/impact_studies/ab2173_imp.pdf | Document Posted |  |  | N/A |  | N/A |  |  | N/A | N/A |  | 4/29/2016 | N/A | N/A |  | 12/24/2019 |  | 6/1/2018 |  |  | N | No
AB2-174 | Emporia-Trego 115kV | Greensville County Solar Project | VA | Greensville | In Service | Dominion | 80 | 80 | 42 | 80 | Capacity | Generation Interconnection | Solar |  |  | N/A | https://www.pjm.com/pjmfiles/pub/planning/project-queues/feas_docs/ab2174_fea.pdf | Document Posted | https://www.pjm.com/pjmfiles/pub/planning/project-queues/impact_studies/ab2174_imp.pdf | Document Posted | https://www.pjm.com/pjmfiles/pub/planning/project-queues/facilities/ab2174_fac.pdf | Document Posted | https://www.pjm.com/pjmfiles/pub/planning/project-queues/isa/ab2_174_isa.pdf | Document Posted | N/A | https://www.pjm.com/pjmfiles/pub/planning/project-queues/csa/ab2_174_csa.pdf | Document Posted | N/A | N/A |  | 4/29/2016 | N/A | N/A | 12/1/2020 |  |  | 12/31/2020 | 12/31/2020 | 12/1/2020 | N | No
AB2-175 | Peach Bottom 500kV | Peach Bottom Units #2 & #3 | PA | York | Partially in Service - Under Construction | PECO | 2709.8 | 44 | 44 | 44 | Capacity | Generation Interconnection | Nuclear |  |  | N/A | https://www.pjm.com/pjmfiles/pub/planning/project-queues/feas_docs/ab2175_fea.pdf | Document Posted | https://www.pjm.com/pjmfiles/pub/planning/project-queues/impact_studies/ab2175_imp.pdf | Document Posted |  |  | https://www.pjm.com/pjmfiles/pub/planning/project-queues/isa/ab2_175_isa.pdf | Document Posted | N/A |  | Not Required | N/A | N/A |  | 4/29/2016 | N/A | N/A | 3/26/2019 |  |  | 12/31/2018 | 12/31/2018 | 3/26/2019 | N | No
AB2-176 | Chase City 34.5kV |  | VA | Mecklenburg | Withdrawn | Dominion | 14 | 14 | 9.8 |  | Capacity | Generation Interconnection | Solar |  |  | N/A | https://www.pjm.com/pjmfiles/pub/planning/project-queues/feas_docs/ab2176_fea.pdf | Document Posted |  | Withdrawn |  |  | N/A |  | N/A |  |  | N/A | N/A |  | 4/29/2016 | N/A | N/A |  | 7/23/2018 |  | 6/1/2017 |  |  | N | No
AB2-177 | Kenney 25kV |  | MD | Worcester | Withdrawn | DPL | 6.6 | 6.6 | 2.5 |  | Capacity | Generation Interconnection | Solar |  |  | N/A | https://www.pjm.com/pjmfiles/pub/planning/project-queues/feas_docs/ab2177_fea.pdf | Document Posted | https://www.pjm.com/pjmfiles/pub/planning/project-queues/impact_studies/ab2177_imp.pdf | Document Posted |  |  | N/A |  | N/A |  |  | N/A | N/A |  | 4/29/2016 | N/A | N/A |  | 6/9/2017 | Customer Initiated Withdrawal | 6/1/2018 |  |  | N | No
AB2-178 | Beckjord 138kV | 138kV Bus 5 Beckjord Battery | OH | Clermont | Withdrawn | DEOK | 19.8 | 19.8 | 0 |  | Energy | Generation Interconnection | Storage |  |  | N/A | https://www.pjm.com/pjmfiles/pub/planning/project-queues/feas_docs/ab2178_fea.pdf | Document Posted | https://www.pjm.com/pjmfiles/pub/planning/project-queues/impact_studies/ab2178_imp.pdf | Document Posted |  | Not Required | https://www.pjm.com/pjmfiles/pub/planning/project-queues/isa/ab2_178_isa.pdf | Document Posted | N/A | https://www.pjm.com/pjmfiles/pub/planning/project-queues/csa/ab2_178_csa.pdf | Document Posted | N/A | N/A |  | 4/29/2016 | N/A | N/A |  | 12/10/2019 |  | 11/30/2018 | 11/30/2018 |  | N | No
AB2-179 | Townsend 138kV | New Castle Solar | DE | New Castle | In Service | DPL | 50 | 50 | 37.6 | 50 | Capacity | Generation Interconnection | Solar |  |  | N/A | https://www.pjm.com/pjmfiles/pub/planning/project-queues/feas_docs/ab2179_fea.pdf | Document Posted | https://www.pjm.com/pjmfiles/pub/planning/project-queues/impact_studies/ab2179_imp.pdf | Document Posted | https://www.pjm.com/pjmfiles/pub/planning/project-queues/facilities/ab2179_fac.pdf | Document Posted | https://www.pjm.com/pjmfiles/pub/planning/project-queues/isa/ab2_179_isa.pdf | Document Posted | N/A | https://www.pjm.com/pjmfiles/pub/planning/project-queues/csa/ab2_179_csa.pdf | Document Posted | N/A | N/A |  | 4/29/2016 | N/A | N/A | 11/22/2022 |  |  | 12/16/2022 | 12/16/2022 | 12/30/2022 | N | No
AB2-180 | Rockawalkin 69kV | Hebron Solar | MD | Wicomico | Withdrawn | DPL | 20 | 20 | 14 |  | Capacity | Generation Interconnection | Solar |  |  | N/A | https://www.pjm.com/pjmfiles/pub/planning/project-queues/feas_docs/ab2180_fea.pdf | Document Posted | https://www.pjm.com/pjmfiles/pub/planning/project-queues/impact_studies/ab2180_imp.pdf | Document Posted | https://www.pjm.com/pjmfiles/pub/planning/project-queues/facilities/ab2180_fac.pdf | Document Posted | N/A | Wholesale Market Participation Agreement | https://www.pjm.com/pjmfiles/pub/planning/project-queues/wmpa/ab2180_wmpa.pdf | https://www.pjm.com/pjmfiles/pub/planning/project-queues/csa/ab2180_wmpa.pdf | Not Required | N/A | N/A |  | 4/29/2016 | N/A | N/A |  | 10/6/2022 |  | 2/29/2024 | 2/29/2024 |  | N | No
AB2-181 | Catoctin 138kV |  | MD | Frederick | Withdrawn | APS | 20 | 20 | 14 |  | Capacity | Generation Interconnection | Solar |  |  | N/A |  | Withdrawn |  |  |  |  | N/A |  | N/A |  |  | N/A | N/A |  | 4/29/2016 | N/A | N/A |  | 6/2/2016 | Customer Milestone Not Met | 6/30/2017 |  |  | N | No
AB2-182 | Townsend 25kV |  | MD | Cecil | Withdrawn | DPL | 20 | 20 | 14 |  | Capacity | Generation Interconnection | Solar |  |  | N/A |  | Withdrawn |  |  |  |  | N/A |  | N/A |  |  | N/A | N/A |  | 4/29/2016 | N/A | N/A |  | 5/20/2016 | Customer Milestone Not Met | 6/30/2017 |  |  | N | No
AB2-183 | Massey 25kV |  | MD | Kent | Withdrawn | DPL | 20 | 20 | 14 |  | Capacity | Generation Interconnection | Solar |  |  | N/A |  | Withdrawn |  |  |  |  | N/A |  | N/A |  |  | N/A | N/A |  | 4/29/2016 | N/A | N/A |  | 5/20/2016 | Customer Milestone Not Met | 6/30/2017 |  |  | N | No
AB2-184 | Monkton |  | MD | Baltimore County | Withdrawn | BGE | 5 | 5 | 3.5 |  | Capacity | Generation Interconnection | Solar |  |  | N/A |  | Withdrawn |  |  |  |  | N/A |  | N/A |  |  | N/A | N/A |  | 4/29/2016 | N/A | N/A |  | 5/19/2016 | Customer Milestone Not Met | 6/30/2017 |  |  | N | No
AB2-185 | Wye Mills 25kV |  | MD | Queen Anne's | Withdrawn | DPL | 8 | 8 | 5.6 |  | Capacity | Generation Interconnection | Solar |  |  | N/A | https://www.pjm.com/pjmfiles/pub/planning/project-queues/feas_docs/ab2185_fea.pdf | Document Posted | https://www.pjm.com/pjmfiles/pub/planning/project-queues/impact_studies/ab2185_imp.pdf | Document Posted | https://www.pjm.com/pjmfiles/pub/planning/project-queues/facilities/ab2185_fac.pdf | Document Posted |  | Withdrawn | N/A |  | Not Required | N/A | N/A |  | 4/29/2016 | N/A | N/A |  | 4/14/2021 |  | 6/30/2017 |  |  | N | No
AB2-186 | South Hertford 34.5kV |  | NC | Perquimans | Withdrawn | Dominion | 5 | 5 | 3.5 |  | Capacity | Generation Interconnection | Solar |  |  | N/A | https://www.pjm.com/pjmfiles/pub/planning/project-queues/feas_docs/ab2186_fea.pdf | Document Posted | https://www.pjm.com/pjmfiles/pub/planning/project-queues/impact_studies/ab2186_imp.pdf | Document Posted |  | Not Required |  | Withdrawn | N/A |  | Withdrawn | N/A | N/A |  | 4/29/2016 | N/A | N/A |  | 1/28/2019 |  | 6/30/2017 |  |  | N | No
AB2-187 | Indian River-Nelson 138kV |  | DE | Sussex | Withdrawn | DPL | 80 | 80 | 56 |  | Capacity | Generation Interconnection | Solar |  |  | N/A |  | Withdrawn |  |  |  |  | N/A |  | N/A |  |  | N/A | N/A |  | 4/29/2016 | N/A | N/A |  | 5/20/2016 | Customer Milestone Not Met | 6/30/2017 |  |  | N | No
AB2-188 | Creswell 34.5kV |  | NC | Washington | Withdrawn | Dominion | 20 | 20 | 14 |  | Capacity | Generation Interconnection | Solar |  |  | N/A | https://www.pjm.com/pjmfiles/pub/planning/project-queues/feas_docs/ab2188_fea.pdf | Document Posted | https://www.pjm.com/pjmfiles/pub/planning/project-queues/impact_studies/ab2188_imp.pdf | Document Posted |  | Not Required |  | Withdrawn | N/A |  | Withdrawn | N/A | N/A |  | 4/29/2016 | N/A | N/A |  | 2/20/2019 |  | 6/30/2017 |  |  | N | No
AB2-189 | Mackeys 230kV |  | NC | Washington | Withdrawn | Dominion | 120 | 120 | 84 |  | Capacity | Generation Interconnection | Solar |  |  | N/A |  | Withdrawn |  |  |  |  | N/A |  | N/A |  |  | N/A | N/A |  | 4/29/2016 | N/A | N/A |  | 5/20/2016 | Customer Milestone Not Met | 6/30/2017 |  |  | N | No
AB2-190 | Hopewell-Surry 230kV | Fort Powhatan Solar | VA | Prince George | In Service | Dominion | 150 | 150 | 105 | 150 | Capacity | Generation Interconnection | Solar |  |  | N/A | https://www.pjm.com/pjmfiles/pub/planning/project-queues/feas_docs/ab2190_fea.pdf | Document Posted | https://www.pjm.com/pjmfiles/pub/planning/project-queues/impact_studies/ab2190_imp.pdf | Document Posted | https://www.pjm.com/pjmfiles/pub/planning/project-queues/facilities/ab2190_fac.pdf | Document Posted | https://www.pjm.com/pjmfiles/pub/planning/project-queues/isa/ab2_190_isa.pdf | Document Posted | N/A | https://www.pjm.com/pjmfiles/pub/planning/project-queues/csa/ab2_190_csa.pdf | Document Posted | N/A | N/A |  | 4/29/2016 | N/A | N/A | 8/6/2021 |  | Customer Milestone Not Met | 12/1/2021 | 12/1/2021 | 1/19/2022 | N | No
AB2-191 | Mendota Hills | Mendota Hills Wind Farm | IL | Lee | In Service | ComEd | 70.4 | 20 | 8.4 | 20 | Capacity | Generation Interconnection | Wind |  |  | N/A | https://www.pjm.com/pjmfiles/pub/planning/project-queues/feas_docs/ab2191_fea.pdf | Document Posted | https://www.pjm.com/pjmfiles/pub/planning/project-queues/impact_studies/ab2191_imp.pdf | Document Posted |  |  | https://www.pjm.com/pjmfiles/pub/planning/project-queues/isa/ab2_191_isa.pdf | Document Posted | N/A |  | Not Required | N/A | N/A |  | 4/29/2016 | N/A | N/A |  |  |  | 3/1/2019 | 3/1/2019 | 2/11/2019 | N | No
AB2-192 | Tasley-Oak Hall 69kV II |  | VA | Accomack | Withdrawn | ODEC | 20 | 20 | 7.6 |  | Capacity | Generation Interconnection | Solar |  |  | N/A | https://www.pjm.com/pjmfiles/pub/planning/project-queues/feas_docs/ab2192_fea.pdf | Document Posted |  |  |  |  | N/A |  | N/A |  |  | N/A | N/A |  | 4/29/2016 | N/A | N/A |  | 9/26/2016 | Customer Initiated Withdrawal | 1/1/2018 |  |  | N | No
AC1-001 | Delano 138kV | Salt City Solar | OH | Ross | In Service | AEP | 49.9 | 49.9 | 33.93 | 49.9 | Capacity | Generation Interconnection | Solar |  |  | N/A | https://www.pjm.com/pjmfiles/pub/planning/project-queues/feas_docs/ac1001_fea.pdf | Document Posted | https://www.pjm.com/pjmfiles/pub/planning/project-queues/impact_studies/ac1001_imp.pdf | Document Posted | https://www.pjm.com/pjmfiles/pub/planning/project-queues/facilities/ac1001_fac.pdf | Document Posted | https://www.pjm.com/pjmfiles/pub/planning/project-queues/isa/ac1_001_isa.pdf | Document Posted | N/A | https://www.pjm.com/pjmfiles/pub/planning/project-queues/csa/ac1_001_csa.pdf | Document Posted | N/A | N/A | 6/29/2023 | 5/6/2016 | N/A | N/A | 6/29/2023 |  |  | 8/31/2023 | 8/31/2023 | 8/8/2023 | N | No
AC1-003 | Tidd-Wylie Ridge 345kV | ESC Brooke County Power I | WV | Brooke | Withdrawn | APS | 830 | 80 | 80 |  | Capacity | Generation Interconnection | Natural Gas |  |  | N/A | https://www.pjm.com/pjmfiles/pub/planning/project-queues/feas_docs/ac1003_fea.pdf | Document Posted | https://www.pjm.com/pjmfiles/pub/planning/project-queues/impact_studies/ac1003_imp.pdf | Document Posted |  | Not Required | https://www.pjm.com/pjmfiles/pub/planning/project-queues/isa/ac1_003_isa.pdf | Document Posted | N/A |  | Not Required | N/A | N/A |  | 5/9/2016 | N/A | N/A | 12/31/2021 | 10/10/2020 |  | 8/3/2021 | 8/3/2021 |  | N | No
AC1-006 | Aydlett 34.5kV |  | NC | Currituck | Withdrawn | Dominion | 15 | 15 | 5.7 |  | Capacity | Generation Interconnection | Solar |  |  | N/A |  | Withdrawn |  |  |  |  | N/A |  | N/A |  |  | N/A | N/A |  | 5/31/2016 | N/A | N/A |  | 9/21/2016 | Customer Initiated Withdrawal | 12/1/2017 |  |  | N | No
AC1-007 | Crittenden 34.5kV |  | VA | Isle of Wight | Withdrawn | Dominion | 10 | 10 | 3.8 |  | Capacity | Generation Interconnection | Solar |  |  | N/A | https://www.pjm.com/pjmfiles/pub/planning/project-queues/feas_docs/ac1007_fea.pdf | Document Posted |  |  |  |  | N/A |  | N/A |  |  | N/A | N/A |  | 5/31/2016 | N/A | N/A |  | 4/11/2017 | Customer Initiated Withdrawal | 12/1/2017 |  |  | N | No
AC1-008 | Calvert Cliffs 500kV | Calvert Cliffs Units 1 and 2 (f/k/a PJM Queue M04) | MD | Calvert | In Service | BGE | 1799.3 | 15 | 19.2 |  | Capacity | Generation Interconnection | Nuclear |  |  | N/A | https://www.pjm.com/pjmfiles/pub/planning/project-queues/feas_docs/ac1008_fea.pdf | Document Posted | https://www.pjm.com/pjmfiles/pub/planning/project-queues/impact_studies/ac1008_imp.pdf | Document Posted |  | Not Required | https://www.pjm.com/pjmfiles/pub/planning/project-queues/isa/ac1_008_isa.pdf | Document Posted | N/A |  |  | N/A | N/A |  | 6/9/2016 | N/A | N/A |  |  |  | 1/13/2023 | 1/13/2023 | 2/7/2023 | N | No
AC1-009 | Tasley 69kV |  | VA | Accomack | Withdrawn | ODEC | 20 | 20 | 7.6 |  | Capacity | Generation Interconnection | Solar |  |  | N/A | https://www.pjm.com/pjmfiles/pub/planning/project-queues/feas_docs/ac1009_fea.pdf | Document Posted | https://www.pjm.com/pjmfiles/pub/planning/project-queues/impact_studies/ac1009_imp.pdf | Document Posted |  |  | N/A |  | N/A |  |  | N/A | N/A |  | 6/15/2016 | N/A | N/A |  | 3/29/2018 |  | 3/31/2019 |  |  | N | No
AC1-010 | Gloucester 26kV | National Park NJ | NJ | Gloucester | Under Construction | PSEG | 6 | 6 | 2.2 |  | Capacity | Generation Interconnection | Solar |  |  | N/A | https://www.pjm.com/pjmfiles/pub/planning/project-queues/feas_docs/ac1010_fea.pdf | Document Posted | https://www.pjm.com/pjmfiles/pub/planning/project-queues/impact_studies/ac1010_imp.pdf | Document Posted |  | Not Required | https://www.pjm.com/pjmfiles/pub/planning/project-queues/isa/ac1_010_isa.pdf | Document Posted | N/A | https://www.pjm.com/pjmfiles/pub/planning/project-queues/csa/ac1_010_csa.pdf | Document Posted | N/A | N/A | 1/30/2026 | 6/22/2016 | N/A | N/A | 2/9/2026 |  |  | 12/31/2025 | 12/31/2025 |  | N | No
AC1-011 | Emlenton 34.5kV |  | PA | Clarion | Withdrawn | PENELEC | 18 | 18 | 18 |  | Capacity | Generation Interconnection | Natural Gas |  |  | N/A | https://www.pjm.com/pjmfiles/pub/planning/project-queues/feas_docs/ac1011_fea.pdf | Document Posted |  |  |  |  | N/A |  | N/A |  |  | N/A | N/A |  | 6/22/2016 | N/A | N/A |  | 4/21/2017 | Customer Milestone Not Met | 1/5/2018 |  |  | N | Yes
AC1-012 | Rupert 34.5kV | Tri-State Solar | WV | Greenbrier | Withdrawn | AEP | 5 | 5 | 0 |  | Energy | Generation Interconnection | Solar |  |  | N/A | https://www.pjm.com/pjmfiles/pub/planning/project-queues/feas_docs/ac1012_fea.pdf | Document Posted | https://www.pjm.com/pjmfiles/pub/planning/project-queues/impact_studies/ac1012_imp.pdf | Document Posted |  | Not Required | N/A | Wholesale Market Participation Agreement | https://www.pjm.com/pjmfiles/pub/planning/project-queues/wmpa/ac1012_wmpa.pdf | https://www.pjm.com/pjmfiles/pub/planning/project-queues/csa/ac1012_wmpa.pdf | Not Required | N/A | N/A |  | 6/23/2016 | N/A | N/A |  | 7/30/2018 |  | 10/31/2017 | 10/31/2017 |  | Y | No
AC1-013 | Clybourn 12.5kV | Western Avenue Battery | IL | Cook | Withdrawn | ComEd | 0.1 | 0.1 | 0 |  | Energy | Generation Interconnection | Storage |  |  | N/A | https://www.pjm.com/pjmfiles/pub/planning/project-queues/feas_docs/ac1013_fea.pdf | Document Posted | https://www.pjm.com/pjmfiles/pub/planning/project-queues/impact_studies/ac1013_imp.pdf | Document Posted |  | Not Required | N/A | Wholesale Market Participation Agreement | https://www.pjm.com/pjmfiles/pub/planning/project-queues/wmpa/ac1013_wmpa.pdf | https://www.pjm.com/pjmfiles/pub/planning/project-queues/csa/ac1013_wmpa.pdf | Not Required | N/A | N/A |  | 6/28/2016 | N/A | N/A |  | 5/7/2018 |  | 12/29/2017 | 12/29/2017 |  | Y | No
AC1-014 | Farmingdale-Bennett I 34.5kV |  | NJ | Monmouth | Withdrawn | JCPL | 4 | 4 | 0 |  | Energy | Generation Interconnection | Solar |  |  | N/A | https://www.pjm.com/pjmfiles/pub/planning/project-queues/feas_docs/ac1014_fea.pdf | Document Posted | https://www.pjm.com/pjmfiles/pub/planning/project-queues/impact_studies/ac1014_imp.pdf | Document Posted |  | Not Required |  | Withdrawn | N/A |  | Withdrawn | N/A | N/A |  | 7/8/2016 | N/A | N/A |  | 7/10/2017 | Customer Milestone Not Met | 5/30/2018 |  |  | N | Yes
AC1-015 | Farmingdale-Bennett II 34.5kV |  | NJ | Monmouth | Withdrawn | JCPL | 0.4 | 0.4 | 0 |  | Energy | Generation Interconnection | Solar |  |  | N/A | https://www.pjm.com/pjmfiles/pub/planning/project-queues/feas_docs/ac1015_fea.pdf | Document Posted | https://www.pjm.com/pjmfiles/pub/planning/project-queues/impact_studies/ac1015_imp.pdf | Document Posted |  | Not Required |  | Withdrawn | N/A |  | Withdrawn | N/A | N/A |  | 7/8/2016 | N/A | N/A |  | 7/10/2017 | Customer Milestone Not Met | 9/1/2017 |  |  | N | Yes
AC1-016 | Burlington 26 kV | Burlington 26 kV Solar | NJ | Burlington | Withdrawn | PSEG | 8.8 | 8.8 | 3.34 |  | Capacity | Generation Interconnection | Solar |  |  | N/A | https://www.pjm.com/pjmfiles/pub/planning/project-queues/feas_docs/ac1016_fea.pdf | Document Posted | https://www.pjm.com/pjmfiles/pub/planning/project-queues/impact_studies/ac1016_imp.pdf | Document Posted |  | Not Required | N/A | Wholesale Market Participation Agreement | https://www.pjm.com/pjmfiles/pub/planning/project-queues/wmpa/ac1016_wmpa.pdf | https://www.pjm.com/pjmfiles/pub/planning/project-queues/csa/ac1016_wmpa.pdf | Not Required | N/A | N/A |  | 7/13/2016 | N/A | N/A | 3/31/2021 |  |  | 3/31/2021 | 3/31/2021 |  | N | No
AC1-017 | Levittown 13 kV | Levittown 13 kV Solar | NJ | Burlington | In Service | PSEG | 3.7 | 3.7 | 1.4 | 3.7 | Capacity | Generation Interconnection | Solar |  |  | N/A | https://www.pjm.com/pjmfiles/pub/planning/project-queues/feas_docs/ac1017_fea.pdf | Document Posted | https://www.pjm.com/pjmfiles/pub/planning/project-queues/impact_studies/ac1017_imp.pdf | Document Posted |  | Not Required | N/A | Wholesale Market Participation Agreement | https://www.pjm.com/pjmfiles/pub/planning/project-queues/wmpa/ac1017_wmpa.pdf | https://www.pjm.com/pjmfiles/pub/planning/project-queues/csa/ac1017_wmpa.pdf | Not Required | N/A | N/A |  | 7/13/2016 | N/A | N/A | 4/17/2020 |  |  | 3/31/2020 | 3/31/2020 | 5/28/2020 | N | No
AC1-018 | Morris Park 12.47kV | Strykers Road Solar Farm | NJ | Warren | Withdrawn | JCPL | 1.4 | 1.4 | 0.5 |  | Capacity | Generation Interconnection | Solar |  |  | N/A | https://www.pjm.com/pjmfiles/pub/planning/project-queues/feas_docs/ac1018_fea.pdf | Document Posted | https://www.pjm.com/pjmfiles/pub/planning/project-queues/impact_studies/ac1018_imp.pdf | Document Posted |  | Not Required | https://www.pjm.com/pjmfiles/pub/planning/project-queues/isa/ac1_018_isa.pdf | Document Posted | N/A | https://www.pjm.com/pjmfiles/pub/planning/project-queues/csa/ac1_018_csa.pdf | Document Posted | N/A | N/A |  | 7/13/2016 | N/A | N/A |  | 8/4/2020 |  | 7/1/2019 | 7/1/2019 |  | N | Yes
AC1-019 | Lake Nelson 13 kV | Lake Nelson 13 kV Solar | NJ | Middlesex | Withdrawn | PSEG | 0.9 | 0.9 | 0.3 |  | Capacity | Generation Interconnection | Solar |  |  | N/A | https://www.pjm.com/pjmfiles/pub/planning/project-queues/feas_docs/ac1019_fea.pdf | Document Posted | https://www.pjm.com/pjmfiles/pub/planning/project-queues/impact_studies/ac1019_imp.pdf | Document Posted |  | Not Required | N/A | Wholesale Market Participation Agreement | https://www.pjm.com/pjmfiles/pub/planning/project-queues/wmpa/ac1019_wmpa.pdf | https://www.pjm.com/pjmfiles/pub/planning/project-queues/csa/ac1019_wmpa.pdf | Not Required | N/A | N/A |  | 7/13/2016 | N/A | N/A |  | 1/22/2018 |  | 11/30/2018 | 11/30/2018 |  | N | No
AC1-020 | Kittatinny-Newton 34.5 kV |  | NJ | Sussex | Withdrawn | JCPL | 12.2 | 12.2 | 4.6 |  | Capacity | Generation Interconnection | Solar |  |  | N/A | https://www.pjm.com/pjmfiles/pub/planning/project-queues/feas_docs/ac1020_fea.pdf | Document Posted | https://www.pjm.com/pjmfiles/pub/planning/project-queues/impact_studies/ac1020_imp.pdf | Document Posted |  | Not Required |  | Withdrawn | N/A |  | Withdrawn | N/A | N/A |  | 7/13/2016 | N/A | N/A |  | 5/31/2017 | Customer Milestone Not Met | 9/1/2016 |  |  | N | Yes
AC1-021 | Yukon Hatfield 500kV | Smithton Generation Station | PA | Westmoreland | In Service | APS | 1050 | 110 | 0 | 110 | Energy | Generation Interconnection | Natural Gas |  |  | N/A | https://www.pjm.com/pjmfiles/pub/planning/project-queues/feas_docs/ac1021_fea.pdf | Document Posted | https://www.pjm.com/pjmfiles/pub/planning/project-queues/impact_studies/ac1021_imp.pdf | Document Posted |  |  | https://www.pjm.com/pjmfiles/pub/planning/project-queues/isa/ac1_021_isa.pdf | Document Posted | N/A |  | Not Required | N/A | N/A |  | 7/14/2016 | N/A | N/A |  |  |  | 3/1/2019 |  | 11/18/2018 | N | No
AC1-022 | N. Vienna 138kV |  | OH | Brown | Withdrawn | DEOK | 60 | 60 | 42 |  | Capacity | Generation Interconnection | Solar |  |  | N/A |  | Withdrawn |  |  |  |  | N/A |  | N/A |  |  | N/A | N/A |  | 7/14/2016 | N/A | N/A |  | 8/3/2016 | Customer Milestone Not Met | 12/31/2017 |  |  | N | No
AC1-023 | Southwest Lima-East Lima 345kV |  | OH | Allen | Withdrawn | AEP | 120 | 120 | 84 |  | Capacity | Generation Interconnection | Solar |  |  | N/A |  | Withdrawn |  |  |  |  | N/A |  | N/A |  |  | N/A | N/A |  | 7/14/2016 | N/A | N/A |  | 8/2/2016 | Customer Milestone Not Met | 12/31/2017 |  |  | N | No
AC1-024 | Frazeysburg 138kV |  | OH | Muskingum | Withdrawn | AEP | 150 | 150 | 57 |  | Capacity | Generation Interconnection | Solar |  |  | N/A | https://www.pjm.com/pjmfiles/pub/planning/project-queues/feas_docs/ac1024_fea.pdf | Document Posted |  |  |  |  | N/A |  | N/A |  |  | N/A | N/A |  | 7/14/2016 | N/A | N/A |  | 4/21/2017 | Customer Milestone Not Met | 12/1/2018 |  |  | N | No
AC1-025 | Dale Summit | State College Pumping Station Battery | PA | Centre | In Service | APS | 1.5 | 1.5 | 0 | 1.5 | Energy | Generation Interconnection | Storage |  |  | N/A | https://www.pjm.com/pjmfiles/pub/planning/project-queues/feas_docs/ac1025_fea.pdf | Document Posted | https://www.pjm.com/pjmfiles/pub/planning/project-queues/impact_studies/ac1025_imp.pdf | Document Posted |  | Not Required | N/A | Wholesale Market Participation Agreement | https://www.pjm.com/pjmfiles/pub/planning/project-queues/wmpa/ac1025_wmpa.pdf | https://www.pjm.com/pjmfiles/pub/planning/project-queues/csa/ac1025_wmpa.pdf | Not Required | N/A | N/A |  | 7/18/2016 | N/A | N/A |  |  |  | 10/31/2018 | 10/31/2018 | 2/14/2019 | Y | Yes
AC1-026 | Sayreville |  | NJ | Atlantic | Withdrawn | JCPL | 1.3 | 1.3 | 0 |  | Energy | Generation Interconnection | Storage |  |  | N/A |  | Withdrawn |  |  |  |  | N/A |  | N/A |  |  | N/A | N/A |  | 7/18/2016 | N/A | N/A |  | 8/9/2016 |  |  |  |  | Y | No
AC1-027 | Pendleton 34.5kV | Oceana Solar Facility | VA | City of Virginia Beach | In Service | Dominion | 17.6 | 17.6 | 11.2 | 17.6 | Capacity | Generation Interconnection | Solar |  |  | N/A | https://www.pjm.com/pjmfiles/pub/planning/project-queues/feas_docs/ac1027_fea.pdf | Document Posted | https://www.pjm.com/pjmfiles/pub/planning/project-queues/impact_studies/ac1027_imp.pdf | Document Posted |  | Not Required | N/A | Wholesale Market Participation Agreement | https://www.pjm.com/pjmfiles/pub/planning/project-queues/wmpa/ac1027_wmpa.pdf | https://www.pjm.com/pjmfiles/pub/planning/project-queues/csa/ac1027_wmpa.pdf | Not Required | N/A | N/A |  | 7/26/2016 | N/A | N/A |  |  |  | 1/1/2018 | 1/1/2018 | 12/1/2017 | N | No
AC1-028 | North Salisbury 25kV |  | MD | Wicomico | Withdrawn | DPL | 3.8 | 3.8 | 3.8 |  | Capacity | Generation Interconnection | Biomass |  |  | N/A | https://www.pjm.com/pjmfiles/pub/planning/project-queues/feas_docs/ac1028_fea.pdf | Document Posted |  |  |  |  | N/A |  | N/A |  |  | N/A | N/A |  | 7/27/2016 | N/A | N/A |  | 4/5/2017 | Customer Initiated Withdrawal | 6/30/2017 |  |  | N | No
AC1-029 | South River 230kV | Gateway Energy Center | NJ | Middlesex | Withdrawn | JCPL | 480 | 20 | 20 |  | Capacity | Generation Interconnection | Natural Gas |  |  | N/A | https://www.pjm.com/pjmfiles/pub/planning/project-queues/feas_docs/ac1029_fea.pdf | Document Posted | https://www.pjm.com/pjmfiles/pub/planning/project-queues/impact_studies/ac1029_imp.pdf | Document Posted |  | Not Required | https://www.pjm.com/pjmfiles/pub/planning/project-queues/isa/ac1_029_isa.pdf | Document Posted | N/A |  | Not Required | N/A | N/A |  | 7/29/2016 | N/A | N/A |  | 11/27/2019 |  | 5/16/2019 | 5/16/2019 |  | N | No
AC1-030 | Cinnaminson 13kV | Pennsauken Solar 3 | NJ | Camden | In Service | PSEG | 2.5 | 2.5 | 0.95 | 2.5 | Capacity | Generation Interconnection | Solar |  |  | N/A | https://www.pjm.com/pjmfiles/pub/planning/project-queues/feas_docs/ac1030_fea.pdf | Document Posted | https://www.pjm.com/pjmfiles/pub/planning/project-queues/impact_studies/ac1030_imp.pdf | Document Posted |  | Not Required | N/A | Wholesale Market Participation Agreement | https://www.pjm.com/pjmfiles/pub/planning/project-queues/wmpa/ac1030_wmpa.pdf | https://www.pjm.com/pjmfiles/pub/planning/project-queues/csa/ac1030_wmpa.pdf | Not Required | N/A | N/A |  | 8/1/2016 | N/A | N/A |  |  |  | 12/29/2017 | 12/29/2017 | 12/13/2017 | N | Yes
AC1-031 | Hampstead 13 kV |  | MD | Carroll | Withdrawn | BGE | 2 | 2 | 0.7 |  | Capacity | Generation Interconnection | Solar |  |  | N/A | https://www.pjm.com/pjmfiles/pub/planning/project-queues/feas_docs/ac1031_fea.pdf | Document Posted | https://www.pjm.com/pjmfiles/pub/planning/project-queues/impact_studies/ac1031_imp.pdf | Document Posted |  | Not Required |  | Withdrawn | N/A |  | Not Required | N/A | N/A |  | 8/1/2016 | N/A | N/A |  | 8/1/2017 | Customer Milestone Not Met | 6/30/2017 |  |  | N | No
AC1-032 | Wilmington |  | IL | Will | Withdrawn | ComEd | 2 | 2 | 0 |  | Energy | Generation Interconnection | Solar |  |  | N/A |  | Withdrawn |  |  |  |  | N/A |  | N/A |  |  | N/A | N/A |  | 8/9/2016 | N/A | N/A |  | 8/30/2017 | Customer Initiated Withdrawal | 6/30/2017 |  |  | Y | No
AC1-033 | Kewanee 138 kV | Midland Wind Farm | IL | Henry | In Service | ComEd | 100.8 | 100.8 | 13.1 | 100.8 | Capacity | Generation Interconnection | Wind |  |  | N/A | https://www.pjm.com/pjmfiles/pub/planning/project-queues/feas_docs/ac1033_fea.pdf | Document Posted | https://www.pjm.com/pjmfiles/pub/planning/project-queues/impact_studies/ac1033_imp.pdf | Document Posted | https://www.pjm.com/pjmfiles/pub/planning/project-queues/facilities/ac1033_fac.pdf | Document Posted | https://www.pjm.com/pjmfiles/pub/planning/project-queues/isa/ac1_033_isa.pdf | Document Posted | N/A | https://www.pjm.com/pjmfiles/pub/planning/project-queues/csa/ac1_033_csa.pdf | Document Posted | N/A | N/A | 11/17/2023 | 8/14/2016 | N/A | N/A | 11/21/2023 |  |  | 4/15/2024 | 4/15/2024 | 1/31/2024 | N | No
AC1-034 | Heartsease DP - Mayo Dunbar 115kV | Edgecome Solar Energy Center | NC | Edgecombe | Suspended | Dominion | 75 | 75 | 42.75 |  | Capacity | Generation Interconnection | Solar |  |  | N/A | https://www.pjm.com/pjmfiles/pub/planning/project-queues/feas_docs/ac1034_fea.pdf | Document Posted | https://www.pjm.com/pjmfiles/pub/planning/project-queues/impact_studies/ac1034_imp.pdf | Document Posted | https://www.pjm.com/pjmfiles/pub/planning/project-queues/facilities/ac1034_fac.pdf | Document Posted | https://www.pjm.com/pjmfiles/pub/planning/project-queues/isa/ac1_034_isa.pdf | Document Posted | N/A | https://www.pjm.com/pjmfiles/pub/planning/project-queues/csa/ac1_034_csa.pdf | Document Posted | N/A | N/A | 6/13/2025 | 8/11/2016 | N/A | N/A | 12/1/2025 |  |  | 12/31/2025 | 12/31/2025 |  | N | No
AC1-035 | Ironwood 230kV | Helix Ironwood Facility | PA | Lebanon | In Service | ME | 750 | 30 | 30 | 30 | Capacity | Generation Interconnection | Natural Gas |  |  | N/A | https://www.pjm.com/pjmfiles/pub/planning/project-queues/feas_docs/ac1035_fea.pdf | Document Posted | https://www.pjm.com/pjmfiles/pub/planning/project-queues/impact_studies/ac1035_imp.pdf | Document Posted |  |  | https://www.pjm.com/pjmfiles/pub/planning/project-queues/isa/ac1_035_isa.pdf | Document Posted | N/A | https://www.pjm.com/pjmfiles/pub/planning/project-queues/csa/ac1_035_csa.pdf | Document Posted | N/A | N/A |  | 8/18/2016 | N/A | N/A |  |  |  | 5/31/2018 | 5/31/2018 | 3/30/2018 | N | No
AC1-036 | Twittys Creek 34.5kV | Twittys Creek Solar | VA | Charlotte | In Service | Dominion | 13.75 | 13.75 | 5.7 | 13.75 | Capacity | Generation Interconnection | Solar |  |  | N/A | https://www.pjm.com/pjmfiles/pub/planning/project-queues/feas_docs/ac1036_fea.pdf | Document Posted | https://www.pjm.com/pjmfiles/pub/planning/project-queues/impact_studies/ac1036_imp.pdf | Document Posted |  |  | N/A | Wholesale Market Participation Agreement | https://www.pjm.com/pjmfiles/pub/planning/project-queues/wmpa/ac1036_wmpa.pdf | https://www.pjm.com/pjmfiles/pub/planning/project-queues/csa/ac1036_wmpa.pdf | Not Required | N/A | N/A |  | 8/22/2016 | N/A | N/A |  |  |  | 12/31/2020 | 12/31/2020 | 12/8/2020 | N | No
AC1-037 | Doremus 13kV | Hillside Battery | NJ | Union | Withdrawn | PSEG | 0.5 | 0.5 | 0 |  | Energy | Generation Interconnection | Storage |  |  | N/A | https://www.pjm.com/pjmfiles/pub/planning/project-queues/feas_docs/ac1037_fea.pdf | Document Posted | https://www.pjm.com/pjmfiles/pub/planning/project-queues/impact_studies/ac1037_imp.pdf | Document Posted |  | Not Required | N/A | Wholesale Market Participation Agreement | https://www.pjm.com/pjmfiles/pub/planning/project-queues/wmpa/ac1037_wmpa.pdf | https://www.pjm.com/pjmfiles/pub/planning/project-queues/csa/ac1037_wmpa.pdf | Not Required | N/A | N/A |  | 8/22/2016 | N/A | N/A |  | 8/30/2017 | Customer Initiated Withdrawal | 12/29/2017 | 12/29/2017 |  | N | No
AC1-038 | Big Sandy 1 138kV | Big Sandy #1 | KY | Lawrence | In Service | AEP | 293 | 13 | 13 | 13 | Capacity | Generation Interconnection | Natural Gas |  |  | N/A | https://www.pjm.com/pjmfiles/pub/planning/project-queues/feas_docs/ac1038_fea.pdf | Document Posted | https://www.pjm.com/pjmfiles/pub/planning/project-queues/impact_studies/ac1038_imp.pdf | Document Posted |  |  | https://www.pjm.com/pjmfiles/pub/planning/project-queues/isa/ac1_038_isa.pdf | Document Posted | N/A |  | Not Required | N/A | N/A |  | 8/30/2016 | N/A | N/A |  |  |  | 10/1/2018 | 10/1/2018 | 5/30/2016 | N | No
AC1-039 | Catoctin 34kV | Catoctin Furnace Solar Facility | MD | Frederick | Withdrawn | APS | 20 | 20 | 10.4 |  | Capacity | Generation Interconnection | Solar |  |  | N/A | https://www.pjm.com/pjmfiles/pub/planning/project-queues/feas_docs/ac1039_fea.pdf | Document Posted | https://www.pjm.com/pjmfiles/pub/planning/project-queues/impact_studies/ac1039_imp.pdf | Document Posted |  | Not Required | https://www.pjm.com/pjmfiles/pub/planning/project-queues/isa/ac1_039_isa.pdf | Document Posted | N/A | https://www.pjm.com/pjmfiles/pub/planning/project-queues/csa/ac1_039_csa.pdf | Document Posted | N/A | N/A |  | 8/31/2016 | N/A | N/A |  | 2/25/2021 |  | 10/31/2018 | 10/31/2018 |  | N | No
AC1-040 | Rockport-Duff-Coleman 345 kV |  | IN | Spencer | Withdrawn | AEP | 150 | 150 | 57 |  | Capacity | Generation Interconnection | Solar |  |  | N/A | https://www.pjm.com/pjmfiles/pub/planning/project-queues/feas_docs/ac1040_fea.pdf | Document Posted | https://www.pjm.com/pjmfiles/pub/planning/project-queues/impact_studies/ac1040_imp.pdf | Document Posted |  | Withdrawn | N/A |  | N/A |  |  | N/A | N/A |  | 8/31/2016 | N/A | N/A |  | 11/7/2018 |  | 12/31/2020 |  |  | N | No
AC1-041 | Mt. Olive 12kV |  | MD | Worcester | Withdrawn | DPL | 5 | 5 | 1.9 |  | Capacity | Generation Interconnection | Solar |  |  | N/A | https://www.pjm.com/pjmfiles/pub/planning/project-queues/feas_docs/ac1041_fea.pdf | Document Posted | https://www.pjm.com/pjmfiles/pub/planning/project-queues/impact_studies/ac1041_imp.pdf | Document Posted |  | Not Required |  | Withdrawn | N/A |  | Not Required | N/A | N/A |  | 8/31/2016 | N/A | N/A |  | 6/5/2018 |  | 5/1/2018 |  |  | N | No
AC1-042 | Altavista-Mt. Airy 69kV | Sycamore Solar I | VA | Pittsylvania | In Service | Dominion | 42 | 42 | 15.96 | 42 | Capacity | Generation Interconnection | Solar |  |  | N/A | https://www.pjm.com/pjmfiles/pub/planning/project-queues/feas_docs/ac1042_fea.pdf | Document Posted | https://www.pjm.com/pjmfiles/pub/planning/project-queues/impact_studies/ac1042_imp.pdf | Document Posted | https://www.pjm.com/pjmfiles/pub/planning/project-queues/facilities/ac1042_fac.pdf | Document Posted | https://www.pjm.com/pjmfiles/pub/planning/project-queues/isa/ac1_042_isa.pdf | Document Posted | N/A | https://www.pjm.com/pjmfiles/pub/planning/project-queues/csa/ac1_042_csa.pdf | Document Posted | N/A | N/A |  | 9/1/2016 | N/A | N/A | 3/23/2023 |  |  | 12/1/2022 | 12/1/2022 | 2/14/2023 | N | No
AC1-043 | Mountain Run-Mitchell 115 kV | Greenwood Solar | VA | Culpeper | Engineering and Procurement | Dominion | 100 | 100 | 38 |  | Capacity | Generation Interconnection | Solar |  |  | N/A | https://www.pjm.com/pjmfiles/pub/planning/project-queues/feas_docs/ac1043_fea.pdf | Document Posted | https://www.pjm.com/pjmfiles/pub/planning/project-queues/impact_studies/ac1043_imp.pdf | Document Posted | https://www.pjm.com/pjmfiles/pub/planning/project-queues/facilities/ac1043_fac.pdf | Document Posted | https://www.pjm.com/pjmfiles/pub/planning/project-queues/isa/ac1_043_isa.pdf | Document Posted | N/A | https://www.pjm.com/pjmfiles/pub/planning/project-queues/csa/ac1_043_csa.pdf | Document Posted | N/A | N/A | 4/30/2026 | 8/31/2016 | N/A | N/A | 5/15/2026 |  |  | 10/15/2026 | 10/15/2026 |  | N | No
AC1-044 | Kammer-Vassell 765kV | Guernsey Power Station | OH | Guernsey | In Service | AEP | 1650 | 550 | 550 | 550 | Capacity | Generation Interconnection | Natural Gas |  |  | N/A | https://www.pjm.com/pjmfiles/pub/planning/project-queues/feas_docs/ac1044_fea.pdf | Document Posted | https://www.pjm.com/pjmfiles/pub/planning/project-queues/impact_studies/ac1044_imp.pdf | Document Posted | https://www.pjm.com/pjmfiles/pub/planning/project-queues/facilities/ac1044_fac.pdf | Document Posted | https://www.pjm.com/pjmfiles/pub/planning/project-queues/isa/ac1_044_isa.pdf | Document Posted | N/A | https://www.pjm.com/pjmfiles/pub/planning/project-queues/csa/ac1_044_csa.pdf | Document Posted | N/A | N/A | 9/23/2021 | 8/31/2016 | N/A | N/A | 9/17/2022 |  |  | 12/31/2022 | 12/31/2022 | 12/7/2022 | N | No
AC1-045 | King's Fork 34.5kV | TWE Myrtle Solar | VA | City of Suffolk | Withdrawn | Dominion | 15 | 15 | 9.7 |  | Capacity | Generation Interconnection | Solar |  |  | N/A | https://www.pjm.com/pjmfiles/pub/planning/project-queues/feas_docs/ac1045_fea.pdf | Document Posted | https://www.pjm.com/pjmfiles/pub/planning/project-queues/impact_studies/ac1045_imp.pdf | Document Posted |  | Not Required | N/A | Wholesale Market Participation Agreement | https://www.pjm.com/pjmfiles/pub/planning/project-queues/wmpa/ac1045_wmpa.pdf | https://www.pjm.com/pjmfiles/pub/planning/project-queues/csa/ac1045_wmpa.pdf | Not Required | N/A | N/A |  | 8/31/2016 | N/A | N/A |  | 6/22/2018 |  | 11/15/2018 | 11/15/2018 |  | N | No
AC1-046 | Fentress 34.5kV | Centerville Pike Solar | VA | City of Chesapeake | Withdrawn | Dominion | 15 | 15 | 9.7 |  | Capacity | Generation Interconnection | Solar |  |  | N/A | https://www.pjm.com/pjmfiles/pub/planning/project-queues/feas_docs/ac1046_fea.pdf | Document Posted | https://www.pjm.com/pjmfiles/pub/planning/project-queues/impact_studies/ac1046_imp.pdf | Document Posted |  | Not Required | N/A | Wholesale Market Participation Agreement | https://www.pjm.com/pjmfiles/pub/planning/project-queues/wmpa/ac1046_wmpa.pdf | https://www.pjm.com/pjmfiles/pub/planning/project-queues/csa/ac1046_wmpa.pdf | Not Required | N/A | N/A |  | 8/31/2016 | N/A | N/A |  | 10/20/2017 |  | 11/15/2018 | 11/15/2018 |  | N | No
AC1-047 | Hickory 34.5kV | TWE Chesapeake Solar | VA | City of Chesapeake | Withdrawn | Dominion | 20 | 20 | 12.9 |  | Capacity | Generation Interconnection | Solar |  |  | N/A | https://www.pjm.com/pjmfiles/pub/planning/project-queues/feas_docs/ac1047_fea.pdf | Document Posted | https://www.pjm.com/pjmfiles/pub/planning/project-queues/impact_studies/ac1047_imp.pdf | Document Posted |  | Not Required | N/A | Wholesale Market Participation Agreement | https://www.pjm.com/pjmfiles/pub/planning/project-queues/wmpa/ac1047_wmpa.pdf | https://www.pjm.com/pjmfiles/pub/planning/project-queues/csa/ac1047_wmpa.pdf | Not Required | N/A | N/A |  | 8/31/2016 | N/A | N/A |  | 10/20/2017 |  | 11/15/2018 | 11/15/2018 |  | N | Yes
AC1-048 | Germantown 115kV | Brookview Solar I | PA | Adams | Withdrawn | ME | 35 | 35 | 13.3 |  | Capacity | Generation Interconnection | Solar |  |  | N/A | https://www.pjm.com/pjmfiles/pub/planning/project-queues/feas_docs/ac1048_fea.pdf | Document Posted | https://www.pjm.com/pjmfiles/pub/planning/project-queues/impact_studies/ac1048_imp.pdf | Document Posted | https://www.pjm.com/pjmfiles/pub/planning/project-queues/facilities/ac1048_fac.pdf | Document Posted | https://www.pjm.com/pjmfiles/pub/planning/project-queues/isa/ac1_048_isa.pdf | Document Posted | N/A | https://www.pjm.com/pjmfiles/pub/planning/project-queues/csa/ac1_048_csa.pdf | Document Posted | N/A | N/A | 11/30/2033 | 8/31/2016 | N/A | N/A | 12/30/2033 | 12/11/2023 |  | 12/31/2023 | 12/31/2023 |  | N | No
AC1-049 | Worcester 25kV |  | MD | Worcester | Withdrawn | DPL | 4 | 4 | 1.5 |  | Capacity | Generation Interconnection | Solar |  |  | N/A | https://www.pjm.com/pjmfiles/pub/planning/project-queues/feas_docs/ac1049_fea.pdf | Document Posted | https://www.pjm.com/pjmfiles/pub/planning/project-queues/impact_studies/ac1049_imp.pdf | Document Posted |  | Withdrawn | N/A |  | N/A |  |  | N/A | N/A |  | 8/31/2016 | N/A | N/A |  | 12/6/2018 |  | 5/1/2018 |  |  | N | No
AC1-050 | Mardela 12kV | Mardela Springs | MD | Wicomico | Withdrawn | DPL | 5 | 5 | 1.9 |  | Capacity | Generation Interconnection | Solar |  |  | N/A | https://www.pjm.com/pjmfiles/pub/planning/project-queues/feas_docs/ac1050_fea.pdf | Document Posted | https://www.pjm.com/pjmfiles/pub/planning/project-queues/impact_studies/ac1050_imp.pdf | Document Posted |  | Not Required | N/A | Wholesale Market Participation Agreement | https://www.pjm.com/pjmfiles/pub/planning/project-queues/wmpa/ac1050_wmpa.pdf | https://www.pjm.com/pjmfiles/pub/planning/project-queues/csa/ac1050_wmpa.pdf | Not Required | N/A | N/A |  | 8/31/2016 | N/A | N/A |  | 8/27/2018 |  | 5/1/2018 |  |  | N | No
AC1-051 | Willard-S. Greenwich 69kV |  | OH | Huron | Withdrawn | AEP | 60 | 60 | 7.8 |  | Capacity | Generation Interconnection | Wind |  |  | N/A | https://www.pjm.com/pjmfiles/pub/planning/project-queues/feas_docs/ac1051_fea.pdf | Document Posted | https://www.pjm.com/pjmfiles/pub/planning/project-queues/impact_studies/ac1051_imp.pdf | Document Posted |  | Withdrawn | https://www.pjm.com/pjmfiles/pub/planning/project-queues/isa/ac1_051_isa2.pdf | Interim Study | N/A |  |  | N/A | N/A |  | 8/31/2016 | N/A | N/A |  | 1/12/2021 |  | 12/31/2017 |  |  | N | No
AC1-052 | Tasley 69kV |  | VA | Accomack | Withdrawn | ODEC | 9 | 9 | 6.4 |  | Capacity | Generation Interconnection | Solar |  |  | N/A | https://www.pjm.com/pjmfiles/pub/planning/project-queues/feas_docs/ac1052_fea.pdf | Document Posted |  | Withdrawn |  |  | N/A |  | N/A |  |  | N/A | N/A |  | 8/31/2016 | N/A | N/A |  | 3/20/2018 |  | 5/1/2017 |  |  | N | No
AC1-053 | Lanesville-Brokaw | Top Hat Wind Energy Center | IL | Logan | Under Construction | ComEd | 200 | 200 | 26 |  | Capacity | Generation Interconnection | Wind |  |  | N/A | https://www.pjm.com/pjmfiles/pub/planning/project-queues/feas_docs/ac1053_fea.pdf | Document Posted | https://www.pjm.com/pjmfiles/pub/planning/project-queues/impact_studies/ac1053_imp.pdf | Document Posted | https://www.pjm.com/pjmfiles/pub/planning/project-queues/facilities/ac1053_fac.pdf | Document Posted | https://www.pjm.com/pjmfiles/pub/planning/project-queues/isa/ac1_053_isa.pdf | Document Posted | N/A | https://www.pjm.com/pjmfiles/pub/planning/project-queues/csa/ac1_053_csa.pdf | Document Posted | N/A | N/A | 8/31/2025 | 9/1/2016 | N/A | N/A | 9/22/2025 |  |  | 12/15/2025 | 12/15/2025 |  | N | No
AC1-054 | Kerr Dam–Eatons Ferry 115 kV | Hawtree Creek | NC | Warren | In Service | Dominion | 65 | 65 | 44.5 | 65 | Capacity | Generation Interconnection | Solar |  |  | N/A | https://www.pjm.com/pjmfiles/pub/planning/project-queues/feas_docs/ac1054_fea.pdf | Document Posted | https://www.pjm.com/pjmfiles/pub/planning/project-queues/impact_studies/ac1054_imp.pdf | Document Posted | https://www.pjm.com/pjmfiles/pub/planning/project-queues/facilities/ac1054_fac.pdf | Document Posted | https://www.pjm.com/pjmfiles/pub/planning/project-queues/isa/ac1_054_isa.pdf | Document Posted | N/A | https://www.pjm.com/pjmfiles/pub/planning/project-queues/csa/ac1_054_csa.pdf | Document Posted | N/A | N/A |  | 8/31/2016 | N/A | N/A | 12/1/2021 |  |  | 6/1/2021 | 6/1/2021 | 10/1/2021 | N | No
AC1-055 | Glen Falls 138kV | Glen Falls Facility | WV | Harrison | Engineering and Procurement | APS | 580 | 30 | 30 |  | Capacity | Generation Interconnection | Natural Gas |  |  | N/A | https://www.pjm.com/pjmfiles/pub/planning/project-queues/feas_docs/ac1055_fea.pdf | Document Posted | https://www.pjm.com/pjmfiles/pub/planning/project-queues/impact_studies/ac1055_imp.pdf | Document Posted |  |  | https://www.pjm.com/pjmfiles/pub/planning/project-queues/isa/ac1_055_isa.pdf | Document Posted | N/A | https://www.pjm.com/pjmfiles/pub/planning/project-queues/csa/ac1_055_csa.pdf | Document Posted | N/A | N/A | 8/31/2026 | 9/10/2016 | N/A | N/A | 3/31/2027 |  |  | 1/31/2029 | 1/31/2029 |  | N | No
AC1-059 | Desoto-Tanners Creek 345kV |  | IN | Fayette | Withdrawn | AEP | 300 | 300 | 39 |  | Capacity | Generation Interconnection | Wind |  |  | N/A | https://www.pjm.com/pjmfiles/pub/planning/project-queues/feas_docs/ac1059_fea.pdf | Document Posted | https://www.pjm.com/pjmfiles/pub/planning/project-queues/impact_studies/ac1059_imp.pdf | Document Posted |  |  | N/A |  | N/A |  |  | N/A | N/A |  | 9/13/2016 | N/A | N/A |  | 6/5/2018 |  | 12/15/2018 |  |  | N | No
AC1-060 | Providence Forge 34.5kV | Charles City 1 | VA | Charles City | In Service | Dominion | 24 | 0 | 2.5 | 0 | Capacity | Generation Interconnection | Methane |  |  | N/A | https://www.pjm.com/pjmfiles/pub/planning/project-queues/feas_docs/ac1060_fea.pdf | Document Posted | https://www.pjm.com/pjmfiles/pub/planning/project-queues/impact_studies/ac1060_imp.pdf | Document Posted |  | Not Required | https://www.pjm.com/pjmfiles/pub/planning/project-queues/isa/ac1_060_isa.pdf | Document Posted | N/A |  | Not Required | N/A | N/A |  | 9/20/2016 | N/A | N/A |  |  |  | 6/1/2017 | 6/1/2017 | 6/9/2017 | N | No
AC1-061 | Locks 34.5kV | Dinwiddie 2 | VA | Dinwiddie | In Service | Dominion | 3 | 0 | 0.2 | 0 | Capacity | Generation Interconnection | Diesel; Methane |  |  | N/A | https://www.pjm.com/pjmfiles/pub/planning/project-queues/feas_docs/ac1061_fea.pdf | Document Posted | https://www.pjm.com/pjmfiles/pub/planning/project-queues/impact_studies/ac1061_imp.pdf | Document Posted |  | Not Required | https://www.pjm.com/pjmfiles/pub/planning/project-queues/isa/ac1_061_isa.pdf | Document Posted | N/A |  | Not Required | N/A | N/A |  | 9/20/2016 | N/A | N/A |  |  |  | 6/1/2017 | 6/1/2017 | 6/1/2017 | N | No
AC1-062 | Jetersville 34.5kV | Amelia 1 | VA | Amelia | In Service | Dominion | 16 | 0 | 1.9 | 0 | Capacity | Generation Interconnection | Diesel; Methane |  |  | N/A | https://www.pjm.com/pjmfiles/pub/planning/project-queues/feas_docs/ac1062_fea.pdf | Document Posted | https://www.pjm.com/pjmfiles/pub/planning/project-queues/impact_studies/ac1062_imp.pdf | Document Posted |  | Not Required | https://www.pjm.com/pjmfiles/pub/planning/project-queues/isa/ac1_062_isa.pdf | Document Posted | N/A |  | Not Required | N/A | N/A |  | 9/20/2016 | N/A | N/A |  |  |  | 6/1/2017 | 6/1/2017 | 8/24/2018 | N | No
AC1-063 | Shackleford 34.5kV | King & Queen Landfill Facility | VA | King and Queen | In Service | Dominion | 14 | 0 | 2.2 | 0 | Capacity | Generation Interconnection | Methane |  |  | N/A | https://www.pjm.com/pjmfiles/pub/planning/project-queues/feas_docs/ac1063_fea.pdf | Document Posted | https://www.pjm.com/pjmfiles/pub/planning/project-queues/impact_studies/ac1063_imp.pdf | Document Posted |  | Not Required | https://www.pjm.com/pjmfiles/pub/planning/project-queues/isa/ac1_063_isa.pdf | Document Posted | N/A |  | Not Required | N/A | N/A |  | 9/20/2016 | N/A | N/A |  |  |  | 6/1/2019 | 6/1/2019 | 5/9/2019 | N | No
AC1-064 | Route 16 34.5kV | Route 16 (Mountain View) 345kV (Upton 114) | PA | Franklin | In Service | APS | 15 | 1.1 | 1.1 | 1.1 | Capacity | Generation Interconnection | Methane |  |  | N/A | https://www.pjm.com/pjmfiles/pub/planning/project-queues/feas_docs/ac1064_fea.pdf | Document Posted | https://www.pjm.com/pjmfiles/pub/planning/project-queues/impact_studies/ac1064_imp.pdf | Document Posted |  | Not Required | https://www.pjm.com/pjmfiles/pub/planning/project-queues/isa/ac1_064_isa.pdf | Document Posted | N/A | https://www.pjm.com/pjmfiles/pub/planning/project-queues/csa/ac1_064_csa.pdf | Document Posted | N/A | N/A |  | 9/20/2016 | N/A | N/A |  |  |  | 9/30/2017 | 9/30/2017 | 6/22/2017 | N | No
AC1-065 | Harmony Village-Shackleford 115kV | Walnut Solar I | VA | King and Queen | Under Construction | Dominion | 50 | 50 | 19 |  | Capacity | Generation Interconnection | Solar |  |  | N/A | https://www.pjm.com/pjmfiles/pub/planning/project-queues/feas_docs/ac1065_fea.pdf | Document Posted | https://www.pjm.com/pjmfiles/pub/planning/project-queues/impact_studies/ac1065_imp.pdf | Document Posted | https://www.pjm.com/pjmfiles/pub/planning/project-queues/facilities/ac1065_fac.pdf | Document Posted | https://www.pjm.com/pjmfiles/pub/planning/project-queues/isa/ac1_065_isa.pdf | Document Posted | N/A | https://www.pjm.com/pjmfiles/pub/planning/project-queues/csa/ac1_065_csa.pdf | Document Posted | N/A | N/A | 6/3/2025 | 9/22/2016 | N/A | N/A | 6/6/2026 |  |  | 7/14/2026 | 7/14/2026 |  | N | No
AC1-066 | Linden 26 kV |  | NJ | Union | Withdrawn | PSEG | 5 | 5 | 2 |  | Capacity | Generation Interconnection | Natural Gas |  |  | N/A | https://www.pjm.com/pjmfiles/pub/planning/project-queues/feas_docs/ac1066_fea.pdf | Document Posted | https://www.pjm.com/pjmfiles/pub/planning/project-queues/impact_studies/ac1066_imp.pdf | Document Posted |  | Not Required |  | Withdrawn | N/A |  | Not Required | N/A | N/A |  | 9/21/2016 | N/A | N/A |  | 12/11/2017 |  | 9/1/2017 |  |  | N | No
AC1-067 | Davis Creek-Burnham |  | IL | Cook | Withdrawn | ComEd | 1254 | 1254 | 1092 |  | Capacity | Generation Interconnection | Natural Gas |  |  | N/A | https://www.pjm.com/pjmfiles/pub/planning/project-queues/feas_docs/ac1067_fea.pdf | Document Posted |  | Withdrawn |  |  | N/A |  | N/A |  |  | N/A | N/A |  | 9/21/2016 | N/A | N/A |  | 3/27/2019 |  | 12/1/2021 |  |  | N | No
AC1-068 | Atlanta 69kV I | Pickaway County Solar | OH | Pickaway | In Service | Dayton | 99.8 | 49.9 | 34 | 49.9 | Capacity | Generation Interconnection | Solar |  |  | N/A | https://www.pjm.com/pjmfiles/pub/planning/project-queues/feas_docs/ac1068_fea.pdf | Document Posted | https://www.pjm.com/pjmfiles/pub/planning/project-queues/impact_studies/ac1068_imp.pdf | Document Posted | https://www.pjm.com/pjmfiles/pub/planning/project-queues/facilities/ac1068_fac.pdf | Document Posted | https://www.pjm.com/pjmfiles/pub/planning/project-queues/isa/ac1_068_isa.pdf | Document Posted | N/A | https://www.pjm.com/pjmfiles/pub/planning/project-queues/csa/ac1_068_csa.pdf | Document Posted | N/A | N/A | 10/10/2024 | 9/28/2016 | N/A | N/A | 10/11/2024 |  |  | 1/7/2025 | 1/7/2025 | 1/17/2025 | N | No
AC1-069 | Atlanta 69kV II | Pickaway County II Solar | OH | Pickaway | In Service | Dayton | 99.8 | 49.9 | 34 | 49.9 | Capacity | Generation Interconnection | Solar |  |  | N/A | https://www.pjm.com/pjmfiles/pub/planning/project-queues/feas_docs/ac1069_fea.pdf | Document Posted | https://www.pjm.com/pjmfiles/pub/planning/project-queues/impact_studies/ac1069_imp.pdf | Document Posted | https://www.pjm.com/pjmfiles/pub/planning/project-queues/facilities/ac1069_fac.pdf | Document Posted | https://www.pjm.com/pjmfiles/pub/planning/project-queues/isa/ac1_069_isa.pdf | Document Posted | N/A | https://www.pjm.com/pjmfiles/pub/planning/project-queues/csa/ac1_069_csa.pdf | Document Posted | N/A | N/A | 10/10/2024 | 9/28/2016 | N/A | N/A | 10/11/2024 |  |  | 1/7/2025 | 1/7/2025 | 1/17/2025 | N | No
AC1-070 | Stuarts Draft 23kV |  | VA | Augusta | Withdrawn | Dominion | 20 | 20 | 13.3 |  | Capacity | Generation Interconnection | Solar |  |  | N/A | https://www.pjm.com/pjmfiles/pub/planning/project-queues/feas_docs/ac1070_fea.pdf | Document Posted | https://www.pjm.com/pjmfiles/pub/planning/project-queues/impact_studies/ac1070_imp.pdf | Document Posted |  |  | N/A |  | N/A |  |  | N/A | N/A |  | 9/26/2016 | N/A | N/A |  | 12/15/2017 |  | 10/1/2018 |  |  | N | Yes
AC1-071 | Paupack-Lackawanna 230kV | Waymart Wind II | PA | Wayne | Withdrawn | PPL | 67.25 | 67.25 | 8.74 |  | Capacity | Generation Interconnection | Wind |  |  | N/A | https://www.pjm.com/pjmfiles/pub/planning/project-queues/feas_docs/ac1071_fea.pdf | Document Posted | https://www.pjm.com/pjmfiles/pub/planning/project-queues/impact_studies/ac1071_imp.pdf | Document Posted | https://www.pjm.com/pjmfiles/pub/planning/project-queues/facilities/ac1071_fac.pdf | Document Posted | https://www.pjm.com/pjmfiles/pub/planning/project-queues/isa/ac1_071_isa.pdf | Document Posted | N/A | https://www.pjm.com/pjmfiles/pub/planning/project-queues/csa/ac1_071_csa.pdf | Document Posted | N/A | N/A |  | 9/28/2016 | N/A | N/A | 10/15/2024 | 9/8/2022 |  | 10/15/2021 | 10/15/2021 |  | N | No
AC1-072 | Segreto (Covert) 345kV | Covert Generating Facility | MI | Van Buren | In Service | ITCI | 1055 | 20 | 20 | 20 | Capacity | Generation Interconnection | Natural Gas |  |  | N/A | https://www.pjm.com/pjmfiles/pub/planning/project-queues/feas_docs/ac1072_fea.pdf | Document Posted | https://www.pjm.com/pjmfiles/pub/planning/project-queues/impact_studies/ac1072_imp.pdf | Document Posted |  |  | https://www.pjm.com/pjmfiles/pub/planning/project-queues/isa/ac1_072_isa.pdf | Document Posted | N/A |  | Not Required | N/A | N/A |  | 9/28/2016 | N/A | N/A |  |  |  | 6/18/2018 | 6/18/2018 | 5/9/2018 | N | No
AC1-073 | Laurel Mountain 138 kV | Laurel Mountain Wind Farm & Energy Storage Facility | WV | Barbour | Canceled | APS | 141.3 | 16.3 | 5.8 | 0 | Capacity | Generation Interconnection | Wind; Storage |  |  | N/A | https://www.pjm.com/pjmfiles/pub/planning/project-queues/feas_docs/ac1073_fea.pdf | Document Posted | https://www.pjm.com/pjmfiles/pub/planning/project-queues/impact_studies/ac1073_imp.pdf | Document Posted |  |  | https://www.pjm.com/pjmfiles/pub/planning/project-queues/isa/ac1_073_isa.pdf | Document Posted | N/A | https://www.pjm.com/pjmfiles/pub/planning/project-queues/csa/ac1_073_csa.pdf | Document Posted | N/A | N/A |  | 9/28/2016 | N/A | N/A |  |  |  | 12/31/2019 | 12/31/2019 |  | N | No
AC1-074 | Jacksonville-Renaker 138kV I | Bluebird Solar | KY | Harrison | Under Construction | EKPC | 80 | 80 | 56 |  | Capacity | Generation Interconnection | Solar |  |  | N/A | https://www.pjm.com/pjmfiles/pub/planning/project-queues/feas_docs/ac1074_fea.pdf | Document Posted | https://www.pjm.com/pjmfiles/pub/planning/project-queues/impact_studies/ac1074_imp.pdf | Document Posted | https://www.pjm.com/pjmfiles/pub/planning/project-queues/facilities/ac1074_fac.pdf | Document Posted | https://www.pjm.com/pjmfiles/pub/planning/project-queues/isa/ac1_074_isa.pdf | Document Posted | N/A | https://www.pjm.com/pjmfiles/pub/planning/project-queues/csa/ac1_074_csa.pdf | Document Posted | N/A | N/A | 11/6/2024 | 9/30/2016 | N/A | N/A | 5/28/2025 |  |  | 5/28/2025 | 5/28/2025 |  | N | No
AC1-075 | Perth-Hickory Grove 115kV | Stagecoach Solar | VA | Halifax | In Service | Dominion | 60 | 60 | 38.3 | 60 | Capacity | Generation Interconnection | Solar |  |  | N/A | https://www.pjm.com/pjmfiles/pub/planning/project-queues/feas_docs/ac1075_fea.pdf | Document Posted | https://www.pjm.com/pjmfiles/pub/planning/project-queues/impact_studies/ac1075_imp.pdf | Document Posted | https://www.pjm.com/pjmfiles/pub/planning/project-queues/facilities/ac1075_fac.pdf | Document Posted | https://www.pjm.com/pjmfiles/pub/planning/project-queues/isa/ac1_075_isa.pdf | Document Posted | N/A | https://www.pjm.com/pjmfiles/pub/planning/project-queues/csa/ac1_075_csa.pdf | Document Posted | N/A | N/A | 3/3/2021 | 9/29/2016 | N/A | N/A | 3/30/2021 |  |  | 12/31/2021 | 12/31/2021 | 4/1/2021 | N | No
AC1-076 | Locust Grove-Paytes 115kV | Pine Glade Solar | VA | Orange | In Service | Dominion | 62.5 | 62.5 | 23.8 | 62.5 | Capacity | Generation Interconnection | Solar |  |  | N/A | https://www.pjm.com/pjmfiles/pub/planning/project-queues/feas_docs/ac1076_fea.pdf | Document Posted | https://www.pjm.com/pjmfiles/pub/planning/project-queues/impact_studies/ac1076_imp.pdf | Document Posted | https://www.pjm.com/pjmfiles/pub/planning/project-queues/facilities/ac1076_fac.pdf | Document Posted | https://www.pjm.com/pjmfiles/pub/planning/project-queues/isa/ac1_076_isa.pdf | Document Posted | N/A | https://www.pjm.com/pjmfiles/pub/planning/project-queues/csa/ac1_076_csa.pdf | Document Posted | N/A | N/A | 5/30/2024 | 10/2/2016 | N/A | N/A | 7/19/2024 |  |  | 7/15/2024 | 7/15/2024 | 9/13/2024 | N | No
AC1-077 | Sayreville Storage |  | NJ | Middlesex | Withdrawn | JCPL | 0.04 | 0.38 | 0 |  | Energy | Generation Interconnection | Storage |  |  | N/A |  | Withdrawn |  |  |  |  | N/A |  | N/A |  |  | N/A | N/A |  | 9/30/2016 | N/A | N/A |  | 10/27/2016 |  |  |  |  | Y | No
AC1-078 | Beatty-London 138kV | Big Plain | OH | Madison | In Service | ATSI | 176 | 176 | 66 | 176 | Capacity | Generation Interconnection | Solar |  |  | N/A | https://www.pjm.com/pjmfiles/pub/planning/project-queues/feas_docs/ac1078_fea.pdf | Document Posted | https://www.pjm.com/pjmfiles/pub/planning/project-queues/impact_studies/ac1078_imp.pdf | Document Posted | https://www.pjm.com/pjmfiles/pub/planning/project-queues/facilities/ac1078_fac.pdf | Document Posted | https://www.pjm.com/pjmfiles/pub/planning/project-queues/isa/ac1_078_isa.pdf | Document Posted | N/A | https://www.pjm.com/pjmfiles/pub/planning/project-queues/csa/ac1_078_csa.pdf | Document Posted | N/A | N/A | 5/5/2023 | 10/1/2016 | N/A | N/A | 6/25/2023 |  |  | 8/31/2023 | 8/31/2023 | 7/25/2023 | N | No
AC1-079 | Broadwell Solar |  | KY | Harrison | Withdrawn | EKPC | 80 | 80 | 56 |  | Capacity | Generation Interconnection | Solar |  |  | N/A |  | Withdrawn |  |  |  |  | N/A |  | N/A |  |  | N/A | N/A |  | 9/30/2016 | N/A | N/A |  | 10/21/2016 |  | 6/1/2019 |  |  | N | No
AC1-080 | Perth-Hickory Grove 115kV | Stagecoach Solar | VA | Halifax | In Service | Dominion | 80 | 20 | 12.8 | 20 | Capacity | Generation Interconnection | Solar |  |  | N/A | https://www.pjm.com/pjmfiles/pub/planning/project-queues/feas_docs/ac1080_fea.pdf | Document Posted | https://www.pjm.com/pjmfiles/pub/planning/project-queues/impact_studies/ac1080_imp.pdf | Document Posted | https://www.pjm.com/pjmfiles/pub/planning/project-queues/facilities/ac1080_fac.pdf | Document Posted | https://www.pjm.com/pjmfiles/pub/planning/project-queues/isa/ac1_080_isa.pdf | Document Posted | N/A | https://www.pjm.com/pjmfiles/pub/planning/project-queues/csa/ac1_080_csa.pdf | Document Posted | N/A | N/A | 3/3/2021 | 9/30/2016 | N/A | N/A | 3/30/2021 |  |  | 12/31/2021 | 12/31/2021 | 4/1/2021 | N | No
AC1-081 | Susquehanna-Lackawanna 500kV |  | PA | Luzerne | Withdrawn | PPL | 180 | 180 | 180 |  | Capacity | Generation Interconnection | Natural Gas |  |  | N/A | https://www.pjm.com/pjmfiles/pub/planning/project-queues/feas_docs/ac1081_fea.pdf | Document Posted |  |  |  |  | N/A |  | N/A |  |  | N/A | N/A |  | 9/30/2016 | N/A | N/A |  | 4/7/2017 | Customer Initiated Withdrawal | 9/28/2020 |  |  | N | No
AC1-082 | Ravenswood-Hemlock 69kV | Great Bend | OH | Meigs | Engineering and Procurement | AEP | 48 | 48 | 29 |  | Capacity | Generation Interconnection | Solar |  |  | N/A | https://www.pjm.com/pjmfiles/pub/planning/project-queues/feas_docs/ac1082_fea.pdf | Document Posted | https://www.pjm.com/pjmfiles/pub/planning/project-queues/impact_studies/ac1082_imp.pdf | Document Posted | https://www.pjm.com/pjmfiles/pub/planning/project-queues/facilities/ac1082_fac.pdf | Document Posted | https://www.pjm.com/pjmfiles/pub/planning/project-queues/isa/ac1_082_isa.pdf | Document Posted | N/A | https://www.pjm.com/pjmfiles/pub/planning/project-queues/csa/ac1_082_csa.pdf | Document Posted | N/A | N/A | 7/29/2025 | 10/1/2016 | N/A | N/A | 8/29/2025 |  |  | 10/31/2025 | 10/31/2025 |  | N | No
AC1-083 | Smith Mountain-Bearskin 138kV | Maplewood Solar | VA | Pittsylvania | In Service | AEP | 100 | 100 | 38 | 100 | Capacity | Generation Interconnection | Solar |  |  | N/A | https://www.pjm.com/pjmfiles/pub/planning/project-queues/feas_docs/ac1083_fea.pdf | Document Posted | https://www.pjm.com/pjmfiles/pub/planning/project-queues/impact_studies/ac1083_imp.pdf | Document Posted | https://www.pjm.com/pjmfiles/pub/planning/project-queues/facilities/ac1083_fac.pdf | Document Posted | https://www.pjm.com/pjmfiles/pub/planning/project-queues/isa/ac1_083_isa.pdf | Document Posted | N/A | https://www.pjm.com/pjmfiles/pub/planning/project-queues/csa/ac1_083_csa.pdf | Document Posted | N/A | N/A | 12/15/2021 | 9/30/2016 | N/A | N/A | 9/2/2022 |  |  | 5/20/2022 | 5/20/2022 | 9/2/2022 | N | No
AC1-084 | Mt. Arlington Solar |  | NJ | Morris | Withdrawn | JCPL | 1.6 | 1.6 | 0 |  | Energy | Generation Interconnection | Solar |  |  | N/A |  | Withdrawn |  |  |  |  | N/A |  | N/A |  |  | N/A | N/A |  | 9/30/2016 | N/A | N/A |  | 10/17/2016 |  | 3/31/2018 |  |  | N | No
AC1-085 | Stuart-Clinton 345kV | Highland County Solar | OH | Highland | In Service | Dayton | 400 | 400 | 152 | 400 | Capacity | Generation Interconnection | Solar |  |  | N/A | https://www.pjm.com/pjmfiles/pub/planning/project-queues/feas_docs/ac1085_fea.pdf | Document Posted | https://www.pjm.com/pjmfiles/pub/planning/project-queues/impact_studies/ac1085_imp.pdf | Document Posted | https://www.pjm.com/pjmfiles/pub/planning/project-queues/facilities/ac1085_fac.pdf | Document Posted | https://www.pjm.com/pjmfiles/pub/planning/project-queues/isa/ac1_085_isa.pdf | Document Posted | N/A | https://www.pjm.com/pjmfiles/pub/planning/project-queues/csa/ac1_085_csa.pdf | Document Posted | N/A | N/A |  | 10/2/2016 | N/A | N/A | 10/27/2023 |  |  | 12/31/2023 | 12/31/2023 | 8/21/2024 | N | No
AC1-086 | Thelma 230kV | Cherry Solar | NC | Northhampton | Suspended | Dominion | 180 | 180 | 123.7 |  | Capacity | Generation Interconnection | Solar |  |  | N/A | https://www.pjm.com/pjmfiles/pub/planning/project-queues/feas_docs/ac1086_fea.pdf | Document Posted | https://www.pjm.com/pjmfiles/pub/planning/project-queues/impact_studies/ac1086_imp.pdf | Document Posted | https://www.pjm.com/pjmfiles/pub/planning/project-queues/facilities/ac1086_fac.pdf | Document Posted | https://www.pjm.com/pjmfiles/pub/planning/project-queues/isa/ac1_086_isa.pdf | Document Posted | N/A | https://www.pjm.com/pjmfiles/pub/planning/project-queues/csa/ac1_086_csa.pdf | Document Posted | N/A | N/A |  | 10/11/2016 | N/A | N/A | 12/15/2025 |  |  | 8/31/2025 | 8/31/2025 |  | N | No
AC1-087 | Siegfried-Hauto 69kV | PA Solar Park | PA | Carbon | In Service | PPL | 20 | 10 | 3.8 | 10 | Capacity | Generation Interconnection | Solar |  |  | N/A | https://www.pjm.com/pjmfiles/pub/planning/project-queues/feas_docs/ac1087_fea.pdf | Document Posted | https://www.pjm.com/pjmfiles/pub/planning/project-queues/impact_studies/ac1087_imp.pdf | Document Posted |  | Not Required | https://www.pjm.com/pjmfiles/pub/planning/project-queues/isa/ac1_087_isa.pdf | Document Posted | N/A | https://www.pjm.com/pjmfiles/pub/planning/project-queues/csa/ac1_087_csa.pdf | Document Posted | N/A | N/A |  | 10/11/2016 | N/A | N/A | 12/1/2019 |  |  | 12/1/2021 | 12/1/2021 | 1/17/2020 | N | No
AC1-088 | Strawton 138kV |  | IN | Madison | Withdrawn | AEP | 20 | 20 | 20 |  | Capacity | Generation Interconnection | Storage |  |  | N/A | https://www.pjm.com/pjmfiles/pub/planning/project-queues/feas_docs/ac1088_fea.pdf | Document Posted | https://www.pjm.com/pjmfiles/pub/planning/project-queues/impact_studies/ac1088_imp.pdf | Document Posted |  |  | N/A |  | N/A |  |  | N/A | N/A |  | 10/12/2016 | N/A | N/A |  | 5/8/2018 |  | 12/31/2017 |  |  | N | No
AC1-089 | Hillsboro-Wildcat 138kV | Willowbrook Solar | OH | Highland | In Service | AEP | 150 | 150 | 57 | 150 | Capacity | Generation Interconnection | Solar |  |  | N/A | https://www.pjm.com/pjmfiles/pub/planning/project-queues/feas_docs/ac1089_fea.pdf | Document Posted | https://www.pjm.com/pjmfiles/pub/planning/project-queues/impact_studies/ac1089_imp.pdf | Document Posted | https://www.pjm.com/pjmfiles/pub/planning/project-queues/facilities/ac1089_fac.pdf | Document Posted | https://www.pjm.com/pjmfiles/pub/planning/project-queues/isa/ac1_089_isa.pdf | Document Posted | N/A | https://www.pjm.com/pjmfiles/pub/planning/project-queues/csa/ac1_089_csa.pdf | Document Posted | N/A | N/A | 11/13/2023 | 10/15/2016 | N/A | N/A | 11/13/2023 |  |  | 1/19/2024 | 1/19/2024 | 9/27/2024 | N | No
AC1-090 | Hamilton Township 12kV |  | NJ | Atlantic | Withdrawn | AEC | 4 | 4 | 1.5 |  | Capacity | Generation Interconnection | Solar |  |  | N/A | https://www.pjm.com/pjmfiles/pub/planning/project-queues/feas_docs/ac1090_fea.pdf | Document Posted |  |  |  |  | N/A |  | N/A |  |  | N/A | N/A |  | 10/17/2016 | N/A | N/A |  | 7/17/2017 | Customer Milestone Not Met | 10/1/2017 |  |  | N | Yes
AC1-091 | Cedar Creek 138kV I | Cedar Creek Solar | DE | New Castle | Engineering and Procurement | DPL | 19.8 | 19.8 | 7.5 |  | Capacity | Generation Interconnection | Solar |  |  | N/A | https://www.pjm.com/pjmfiles/pub/planning/project-queues/feas_docs/ac1091_fea.pdf | Document Posted | https://www.pjm.com/pjmfiles/pub/planning/project-queues/impact_studies/ac1091_imp.pdf | Document Posted | https://www.pjm.com/pjmfiles/pub/planning/project-queues/facilities/ac1091_fac.pdf | Document Posted | https://www.pjm.com/pjmfiles/pub/planning/project-queues/isa/ac1_091_isa.pdf | Document Posted | N/A | https://www.pjm.com/pjmfiles/pub/planning/project-queues/csa/ac1_091_csa.pdf | Document Posted | N/A | N/A | 5/10/2025 | 10/19/2016 | N/A | N/A | 3/2/2026 |  |  | 6/15/2025 | 6/15/2025 |  | N | No
AC1-092 | Cedar Creek 138kV II | Cedar Creek Solar | DE | New Castle | Engineering and Procurement | DPL | 39.6 | 19.8 | 7.5 |  | Capacity | Generation Interconnection | Solar |  |  | N/A | https://www.pjm.com/pjmfiles/pub/planning/project-queues/feas_docs/ac1092_fea.pdf | Document Posted | https://www.pjm.com/pjmfiles/pub/planning/project-queues/impact_studies/ac1092_imp.pdf | Document Posted | https://www.pjm.com/pjmfiles/pub/planning/project-queues/facilities/ac1092_fac.pdf | Document Posted | https://www.pjm.com/pjmfiles/pub/planning/project-queues/isa/ac1_092_isa.pdf | Document Posted | N/A | https://www.pjm.com/pjmfiles/pub/planning/project-queues/csa/ac1_092_csa.pdf | Document Posted | N/A | N/A | 5/10/2025 | 10/20/2016 | N/A | N/A | 1/30/2026 |  |  | 6/15/2025 | 6/15/2025 |  | N | No
AC1-093 | Cedar Creek 138kV III | Cedar Creek Solar | DE | New Castle | Engineering and Procurement | DPL | 58.4 | 18.8 | 7.1 |  | Capacity | Generation Interconnection | Solar |  |  | N/A | https://www.pjm.com/pjmfiles/pub/planning/project-queues/feas_docs/ac1093_fea.pdf | Document Posted | https://www.pjm.com/pjmfiles/pub/planning/project-queues/impact_studies/ac1093_imp.pdf | Document Posted | https://www.pjm.com/pjmfiles/pub/planning/project-queues/facilities/ac1093_fac.pdf | Document Posted | https://www.pjm.com/pjmfiles/pub/planning/project-queues/isa/ac1_093_isa.pdf | Document Posted | N/A | https://www.pjm.com/pjmfiles/pub/planning/project-queues/csa/ac1_093_csa.pdf | Document Posted | N/A | N/A | 5/10/2025 | 10/20/2016 | N/A | N/A | 1/30/2026 |  |  | 6/15/2025 | 6/15/2025 |  | N | No
AC1-094 | Cedar Creek 138kV IV | Cedar Creek Solar | DE | New Castle | Engineering and Procurement | DPL | 74.3 | 15.9 | 6 |  | Capacity | Generation Interconnection | Solar |  |  | N/A | https://www.pjm.com/pjmfiles/pub/planning/project-queues/feas_docs/ac1094_fea.pdf | Document Posted | https://www.pjm.com/pjmfiles/pub/planning/project-queues/impact_studies/ac1094_imp.pdf | Document Posted | https://www.pjm.com/pjmfiles/pub/planning/project-queues/facilities/ac1094_fac.pdf | Document Posted | https://www.pjm.com/pjmfiles/pub/planning/project-queues/isa/ac1_094_isa.pdf | Document Posted | N/A | https://www.pjm.com/pjmfiles/pub/planning/project-queues/csa/ac1_094_csa.pdf | Document Posted | N/A | N/A | 5/10/2025 | 10/20/2016 | N/A | N/A | 3/2/2026 |  |  | 6/15/2025 | 6/15/2025 |  | N | No
AC1-095 | Cedar Creek 25kV |  | DE | New Castle | Withdrawn | DPL | 9.9 | 9.9 | 3.8 |  | Capacity | Generation Interconnection | Solar |  |  | N/A | https://www.pjm.com/pjmfiles/pub/planning/project-queues/feas_docs/ac1095_fea.pdf | Document Posted | https://www.pjm.com/pjmfiles/pub/planning/project-queues/impact_studies/ac1095_imp.pdf | Document Posted |  | Withdrawn | N/A |  | N/A |  |  | N/A | N/A |  | 10/19/2016 | N/A | N/A |  | 3/9/2020 |  | 6/30/2018 |  |  | N | No
AC1-096 | Marysville-Flatlick 765kV |  | OH | Pickaway | Withdrawn | AEP | 1277 | 1277 | 1277 |  | Capacity | Generation Interconnection | Natural Gas |  |  | N/A |  | Withdrawn |  |  |  |  | N/A |  | N/A |  |  | N/A | N/A |  | 10/20/2016 | N/A | N/A |  | 2/23/2017 | Customer Initiated Withdrawal | 6/1/2021 |  |  | N | No
AC1-097 | Hatfield 500kV | Renaissance Energy Center | PA | Greene | Withdrawn | APS | 1140 | 1140 | 1040 |  | Capacity | Generation Interconnection | Natural Gas |  |  | N/A | https://www.pjm.com/pjmfiles/pub/planning/project-queues/feas_docs/ac1097_fea.pdf | Document Posted | https://www.pjm.com/pjmfiles/pub/planning/project-queues/impact_studies/ac1097_imp.pdf | Document Posted | https://www.pjm.com/pjmfiles/pub/planning/project-queues/facilities/ac1097_fac.pdf | Document Posted | https://www.pjm.com/pjmfiles/pub/planning/project-queues/isa/ac1_097_isa.pdf | Document Posted | N/A | https://www.pjm.com/pjmfiles/pub/planning/project-queues/csa/ac1_097_csa.pdf | Document Posted | N/A | N/A |  | 10/21/2016 | N/A | N/A |  | 11/11/2019 |  | 6/1/2021 |  |  | N | No
AC1-098 | Dawson-South Justice 115kV | American Beech Solar | NC | Alamance | Under Construction | Dominion | 60 | 60 | 37.6 |  | Capacity | Generation Interconnection | Solar |  |  | N/A | https://www.pjm.com/pjmfiles/pub/planning/project-queues/feas_docs/ac1098_fea.pdf | Document Posted | https://www.pjm.com/pjmfiles/pub/planning/project-queues/impact_studies/ac1098_imp.pdf | Document Posted | https://www.pjm.com/pjmfiles/pub/planning/project-queues/facilities/ac1098_fac.pdf | Document Posted | https://www.pjm.com/pjmfiles/pub/planning/project-queues/isa/ac1_098_isa.pdf | Document Posted | N/A | https://www.pjm.com/pjmfiles/pub/planning/project-queues/csa/ac1_098_csa.pdf | Document Posted | N/A | N/A | 7/8/2025 | 10/22/2016 | N/A | N/A | 7/15/2025 |  |  | 6/30/2025 | 6/30/2025 |  | N | No
AC1-099 | Dawson-South Justice 115kV | American Beech Solar | NC | Alamance | Under Construction | Dominion | 80 | 20 | 12.6 |  | Capacity | Generation Interconnection | Solar |  |  | N/A | https://www.pjm.com/pjmfiles/pub/planning/project-queues/feas_docs/ac1099_fea.pdf | Document Posted | https://www.pjm.com/pjmfiles/pub/planning/project-queues/impact_studies/ac1099_imp.pdf | Document Posted | https://www.pjm.com/pjmfiles/pub/planning/project-queues/facilities/ac1099_fac.pdf | Document Posted | https://www.pjm.com/pjmfiles/pub/planning/project-queues/isa/ac1_099_isa.pdf | Document Posted | N/A | https://www.pjm.com/pjmfiles/pub/planning/project-queues/csa/ac1_099_csa.pdf | Document Posted | N/A | N/A | 7/8/2025 | 10/22/2016 | N/A | N/A | 7/15/2025 |  |  | 6/30/2025 | 6/30/2025 |  | N | No
AC1-100 | Ohio Central 138kV | Dresden | OH | Muskingum | In Service | AEP | 678 | 98 | 43.4 | 98 | Capacity | Generation Interconnection | Natural Gas |  |  | N/A | https://www.pjm.com/pjmfiles/pub/planning/project-queues/feas_docs/ac1100_fea.pdf | Document Posted | https://www.pjm.com/pjmfiles/pub/planning/project-queues/impact_studies/ac1100_imp.pdf | Document Posted |  |  | https://www.pjm.com/pjmfiles/pub/planning/project-queues/isa/ac1_100_isa.pdf | Document Posted | N/A |  | Not Required | N/A | N/A |  | 10/24/2016 | N/A | N/A |  |  |  | 6/1/2020 | 6/1/2020 | 11/10/2017 | N | No
AC1-101 | Johns Creek-Excel 138kV I | Pike County Solar | KY | Pike | Suspended | AEP | 50 | 50 | 19 |  | Capacity | Generation Interconnection | Solar |  |  | N/A | https://www.pjm.com/pjmfiles/pub/planning/project-queues/feas_docs/ac1101_fea.pdf | Document Posted | https://www.pjm.com/pjmfiles/pub/planning/project-queues/impact_studies/ac1101_imp.pdf | Document Posted | https://www.pjm.com/pjmfiles/pub/planning/project-queues/facilities/ac1101_fac.pdf | Document Posted | https://www.pjm.com/pjmfiles/pub/planning/project-queues/isa/ac1_101_isa.pdf | Document Posted | N/A | https://www.pjm.com/pjmfiles/pub/planning/project-queues/csa/ac1_101_csa.pdf | Document Posted | N/A | N/A | 10/1/2028 | 10/26/2016 | N/A | N/A | 11/1/2028 |  |  | 12/1/2028 | 12/1/2028 |  | N | No
AC1-102 | Johns Creek-Excel 138kV II | Pike County Solar | KY | Pike | Suspended | AEP | 100 | 50 | 19 |  | Capacity | Generation Interconnection | Solar |  |  | N/A | https://www.pjm.com/pjmfiles/pub/planning/project-queues/feas_docs/ac1102_fea.pdf | Document Posted | https://www.pjm.com/pjmfiles/pub/planning/project-queues/impact_studies/ac1102_imp.pdf | Document Posted | https://www.pjm.com/pjmfiles/pub/planning/project-queues/facilities/ac1102_fac.pdf | Document Posted | https://www.pjm.com/pjmfiles/pub/planning/project-queues/isa/ac1_102_isa.pdf | Document Posted | N/A | https://www.pjm.com/pjmfiles/pub/planning/project-queues/csa/ac1_102_csa.pdf | Document Posted | N/A | N/A | 10/1/2028 | 10/25/2016 | N/A | N/A | 11/1/2028 |  |  | 12/1/2028 | 12/1/2028 |  | N | No
AC1-103 | Nottingham 138kV | Harrison Power Plant | OH | Harrison | Withdrawn | AEP | 1050 | 1050 | 1026 |  | Capacity | Generation Interconnection | Natural Gas |  |  | N/A | https://www.pjm.com/pjmfiles/pub/planning/project-queues/feas_docs/ac1103_fea.pdf | Document Posted | https://www.pjm.com/pjmfiles/pub/planning/project-queues/impact_studies/ac1103_imp.pdf | Document Posted | https://www.pjm.com/pjmfiles/pub/planning/project-queues/facilities/ac1103_fac.pdf | Document Posted | https://www.pjm.com/pjmfiles/pub/planning/project-queues/isa/ac1_103_isa.pdf | Document Posted | N/A | https://www.pjm.com/pjmfiles/pub/planning/project-queues/csa/ac1_103_csa.pdf | Document Posted | N/A | N/A |  | 10/25/2016 | N/A | N/A |  | 7/21/2022 |  | 6/11/2024 | 6/11/2024 |  | N | No
AC1-104 | Deepwater-Penns Grove 69kV |  | NJ | Salem | Withdrawn | AEC | 19.8 | 19.8 | 7.5 |  | Capacity | Generation Interconnection | Solar |  |  | N/A | https://www.pjm.com/pjmfiles/pub/planning/project-queues/feas_docs/ac1104_fea.pdf | Document Posted | https://www.pjm.com/pjmfiles/pub/planning/project-queues/impact_studies/ac1104_imp.pdf | Document Posted |  |  | N/A |  | N/A |  |  | N/A | N/A |  | 10/25/2016 | N/A | N/A |  | 11/6/2017 |  | 6/30/2018 |  |  | N | No
AC1-105 | Halifax-Mt. Laurel 115kV | Sunnybrook Farm Solar | VA | Halifax | In Service | Dominion | 51 | 51 | 34.5 | 51 | Capacity | Generation Interconnection | Solar |  |  | N/A | https://www.pjm.com/pjmfiles/pub/planning/project-queues/feas_docs/ac1105_fea.pdf | Document Posted | https://www.pjm.com/pjmfiles/pub/planning/project-queues/impact_studies/ac1105_imp.pdf | Document Posted | https://www.pjm.com/pjmfiles/pub/planning/project-queues/facilities/ac1105_fac.pdf | Document Posted | https://www.pjm.com/pjmfiles/pub/planning/project-queues/isa/ac1_105_isa.pdf | Document Posted | N/A | https://www.pjm.com/pjmfiles/pub/planning/project-queues/csa/ac1_105_csa.pdf | Document Posted | N/A | N/A |  | 10/26/2016 | N/A | N/A | 12/20/2022 |  |  | 2/9/2023 | 2/9/2023 | 12/28/2022 | N | No
AC1-106 | Chase City 115kV |  | VA | Mecklenburg | Withdrawn | Dominion | 49.9 | 0 | 15.7 |  | Capacity | Generation Interconnection | Solar |  |  | N/A | https://www.pjm.com/pjmfiles/pub/planning/project-queues/feas_docs/ac1106_fea.pdf | Document Posted |  |  |  |  | N/A |  | N/A |  |  | N/A | N/A |  | 10/26/2016 | N/A | N/A |  | 4/10/2017 | Customer Initiated Withdrawal | 12/31/2018 |  |  | N | No
AC1-107 | Chickahominy 500kV | Chickahominy Power | VA | Charles City | Withdrawn | Dominion | 1600 | 1600 | 1600 |  | Capacity | Generation Interconnection | Natural Gas |  |  | N/A | https://www.pjm.com/pjmfiles/pub/planning/project-queues/feas_docs/ac1107_fea.pdf | Document Posted | https://www.pjm.com/pjmfiles/pub/planning/project-queues/impact_studies/ac1107_imp.pdf | Document Posted | https://www.pjm.com/pjmfiles/pub/planning/project-queues/facilities/ac1107_fac.pdf | Document Posted | https://www.pjm.com/pjmfiles/pub/planning/project-queues/isa/ac1_107_isa.pdf | Document Posted | N/A | https://www.pjm.com/pjmfiles/pub/planning/project-queues/csa/ac1_107_csa.pdf | Document Posted | N/A | N/A |  | 10/26/2016 | N/A | N/A | 3/1/2024 | 2/13/2022 |  | 3/1/2024 | 3/1/2024 |  | N | No
AC1-108 | Hunterstown-Conemaugh 500kV | CPV Fairview Energy Center | PA | Cambria | In Service | PENELEC | 1100 | 50 | 100 | 50 | Capacity | Generation Interconnection | Natural Gas |  |  | N/A | https://www.pjm.com/pjmfiles/pub/planning/project-queues/feas_docs/ac1108_fea.pdf | Document Posted | https://www.pjm.com/pjmfiles/pub/planning/project-queues/impact_studies/ac1108_imp.pdf | Document Posted |  |  | https://www.pjm.com/pjmfiles/pub/planning/project-queues/isa/ac1_108_isa.pdf | Document Posted | N/A |  | Not Required | N/A | N/A |  | 10/26/2016 | N/A | N/A | 9/13/2019 |  |  | 3/1/2021 | 3/1/2021 | 9/22/2019 | N | No
AC1-109 | Aurora 345kV | Aurora Generation | IL | Du Page | In Service | ComEd | 980 | 30 | 30 | 30 | Capacity | Generation Interconnection | Natural Gas |  |  | N/A | https://www.pjm.com/pjmfiles/pub/planning/project-queues/feas_docs/ac1109_fea.pdf | Document Posted | https://www.pjm.com/pjmfiles/pub/planning/project-queues/impact_studies/ac1109_imp.pdf | Document Posted |  | Not Required | https://www.pjm.com/pjmfiles/pub/planning/project-queues/isa/ac1_109_isa.pdf | Document Posted | N/A |  | Not Required | N/A | N/A |  | 10/26/2016 | N/A | N/A |  |  |  | 12/31/2020 | 12/31/2020 | 8/27/2020 | N | No
AC1-110 | Aurora 138kV | Aurora Generation | IL | Du Page | In Service | ComEd | 1046 | 30 | 30 | 30 | Capacity | Generation Interconnection | Natural Gas |  |  | N/A | https://www.pjm.com/pjmfiles/pub/planning/project-queues/feas_docs/ac1110_fea.pdf | Document Posted | https://www.pjm.com/pjmfiles/pub/planning/project-queues/impact_studies/ac1110_imp.pdf | Document Posted | https://www.pjm.com/pjmfiles/pub/planning/project-queues/facilities/ac1110_fac.pdf | Document Posted | https://www.pjm.com/pjmfiles/pub/planning/project-queues/isa/ac1_110_isa.pdf | Document Posted | N/A | https://www.pjm.com/pjmfiles/pub/planning/project-queues/csa/ac1_110_csa.pdf | Document Posted | N/A | N/A |  | 10/26/2016 | N/A | N/A |  |  |  | 8/28/2023 | 8/28/2023 | 4/30/2023 | N | No
AC1-111 | Aurora 138kV | Aurora Generation | IL | Du Page | In Service | ComEd | 1016 | 36 | 36 | 36 | Capacity | Generation Interconnection | Natural Gas |  |  | N/A | https://www.pjm.com/pjmfiles/pub/planning/project-queues/feas_docs/ac1111_fea.pdf | Document Posted | https://www.pjm.com/pjmfiles/pub/planning/project-queues/impact_studies/ac1111_imp.pdf | Document Posted |  | Not Required | https://www.pjm.com/pjmfiles/pub/planning/project-queues/isa/ac1_111_isa.pdf | Document Posted | N/A |  | Not Required | N/A | N/A |  | 10/26/2016 | N/A | N/A |  |  |  | 12/31/2020 | 12/31/2020 | 8/27/2020 | N | No
AC1-112 | Old Church 34.5kV | Hollyfield Solar Facility | VA | King William | In Service | Dominion | 17 | 17 | 10.9 | 17 | Capacity | Generation Interconnection | Solar |  |  | N/A | https://www.pjm.com/pjmfiles/pub/planning/project-queues/feas_docs/ac1112_fea.pdf | Document Posted | https://www.pjm.com/pjmfiles/pub/planning/project-queues/impact_studies/ac1112_imp.pdf | Document Posted |  | Not Required | N/A | Wholesale Market Participation Agreement | https://www.pjm.com/pjmfiles/pub/planning/project-queues/wmpa/ac1112_wmpa.pdf | https://www.pjm.com/pjmfiles/pub/planning/project-queues/csa/ac1112_wmpa.pdf | Not Required | N/A | N/A |  | 10/27/2016 | N/A | N/A |  |  |  | 2/15/2019 | 2/15/2019 | 8/8/2018 | N | No
AC1-113 | Rockford | Rockford I Energy Center | IL | Winnebago | In Service | ComEd | 320 | 20 | 20 | 4 | Capacity | Generation Interconnection | Natural Gas |  |  | N/A | https://www.pjm.com/pjmfiles/pub/planning/project-queues/feas_docs/ac1113_fea.pdf | Document Posted | https://www.pjm.com/pjmfiles/pub/planning/project-queues/impact_studies/ac1113_imp.pdf | Document Posted |  |  | https://www.pjm.com/pjmfiles/pub/planning/project-queues/isa/ac1_113_isa.pdf | Document Posted | N/A |  | Not Required | N/A | N/A |  | 10/27/2016 | N/A | N/A |  |  |  | 12/31/2021 | 12/31/2021 | 6/5/2021 | N | No
AC1-114 | Rockford II | Rockford II Energy Center | IL | Winnebago | In Service | ComEd | 173 | 20 | 20 | 10 | Capacity | Generation Interconnection | Natural Gas |  |  | N/A | https://www.pjm.com/pjmfiles/pub/planning/project-queues/feas_docs/ac1114_fea.pdf | Document Posted | https://www.pjm.com/pjmfiles/pub/planning/project-queues/impact_studies/ac1114_imp.pdf | Document Posted |  |  | https://www.pjm.com/pjmfiles/pub/planning/project-queues/isa/ac1_114_isa.pdf | Document Posted | N/A |  | Not Required | N/A | N/A |  | 10/27/2016 | N/A | N/A |  |  |  | 12/31/2021 | 12/31/2021 | 8/25/2021 | N | No
AC1-115 | St. Johns 115kV |  | VA | Caroline | Withdrawn | Dominion | 14.9 | 14.9 | 5.7 |  | Capacity | Generation Interconnection | Solar |  |  | N/A | https://www.pjm.com/pjmfiles/pub/planning/project-queues/feas_docs/ac1115_fea.pdf | Document Posted | https://www.pjm.com/pjmfiles/pub/planning/project-queues/impact_studies/ac1115_imp.pdf | Document Posted |  |  | N/A |  | N/A |  |  | N/A | N/A |  | 10/27/2016 | N/A | N/A |  | 12/29/2017 |  | 4/30/2018 |  |  | N | No
AC1-116 | Mount Eagle 34.5kV | Rivanna Solar | VA | Albemarle | Withdrawn | Dominion | 12.5 | 12.5 | 4.7 |  | Capacity | Generation Interconnection | Solar |  |  | N/A | https://www.pjm.com/pjmfiles/pub/planning/project-queues/feas_docs/ac1116_fea.pdf | Document Posted | https://www.pjm.com/pjmfiles/pub/planning/project-queues/impact_studies/ac1116_imp.pdf | Document Posted |  | Not Required | N/A | Wholesale Market Participation Agreement | https://www.pjm.com/pjmfiles/pub/planning/project-queues/wmpa/ac1116_wmpa.pdf | https://www.pjm.com/pjmfiles/pub/planning/project-queues/csa/ac1116_wmpa.pdf | Not Required | N/A | N/A |  | 10/27/2016 | N/A | N/A |  | 6/5/2023 |  | 4/17/2023 | 4/17/2023 |  | N | Yes
AC1-117 | Stockton 34.5kV | Leatherwood | VA | Henry | Withdrawn | AEP | 20 | 20 | 7.6 |  | Capacity | Generation Interconnection | Solar |  |  | N/A | https://www.pjm.com/pjmfiles/pub/planning/project-queues/feas_docs/ac1117_fea.pdf | Document Posted | https://www.pjm.com/pjmfiles/pub/planning/project-queues/impact_studies/ac1117_imp.pdf | Document Posted |  | Not Required | N/A | Wholesale Market Participation Agreement | https://www.pjm.com/pjmfiles/pub/planning/project-queues/wmpa/ac1117_wmpa.pdf | https://www.pjm.com/pjmfiles/pub/planning/project-queues/csa/ac1117_wmpa.pdf | Not Required | N/A | N/A |  | 10/27/2016 | N/A | N/A |  |  |  | 12/31/2021 | 12/31/2021 |  | N | Yes
AC1-118 | Westmoreland 34.5kV | Montross Solar Facility | VA | Westmoreland | In Service | Dominion | 20 | 20 | 13.2 | 20 | Capacity | Generation Interconnection | Solar |  |  | N/A | https://www.pjm.com/pjmfiles/pub/planning/project-queues/feas_docs/ac1118_fea.pdf | Document Posted | https://www.pjm.com/pjmfiles/pub/planning/project-queues/impact_studies/ac1118_imp.pdf | Document Posted |  | Not Required | N/A | Wholesale Market Participation Agreement | https://www.pjm.com/pjmfiles/pub/planning/project-queues/wmpa/ac1118_wmpa.pdf | https://www.pjm.com/pjmfiles/pub/planning/project-queues/csa/ac1118_wmpa.pdf | Not Required | N/A | N/A |  | 10/27/2016 | N/A | N/A |  |  |  | 2/15/2019 | 2/15/2019 | 12/12/2018 | N | No
AC1-119 | Deep Run |  | NJ | Middlesex | Withdrawn | JCPL | 1.5 | 1.5 | 0 |  | Energy | Generation Interconnection | Storage |  |  | N/A |  | Withdrawn |  |  |  |  | N/A |  | N/A |  |  | N/A | N/A |  | 10/27/2016 | N/A | N/A |  | 11/16/2016 |  | 4/30/2017 |  |  | N | No
AC1-120 | Mitchell-Mountain Run 115kV | Cricket Solar | VA | Culpeper | Engineering and Procurement | Dominion | 60 | 60 | 39.6 |  | Capacity | Generation Interconnection | Solar |  |  | N/A | https://www.pjm.com/pjmfiles/pub/planning/project-queues/feas_docs/ac1120_fea.pdf | Document Posted | https://www.pjm.com/pjmfiles/pub/planning/project-queues/impact_studies/ac1120_imp.pdf | Document Posted | https://www.pjm.com/pjmfiles/pub/planning/project-queues/facilities/ac1120_fac.pdf | Document Posted | https://www.pjm.com/pjmfiles/pub/planning/project-queues/isa/ac1_120_isa.pdf | Document Posted | N/A | https://www.pjm.com/pjmfiles/pub/planning/project-queues/csa/ac1_120_csa.pdf | Document Posted | N/A | N/A |  | 10/29/2016 | N/A | N/A | 4/8/2026 |  |  | 6/28/2026 | 6/28/2026 |  | N | No
AC1-121 | Mitchell-Mountain Run 115kV | Cricket Solar | VA | Culpeper | Suspended | Dominion | 80 | 20 | 13.6 |  | Capacity | Generation Interconnection | Solar |  |  | N/A | https://www.pjm.com/pjmfiles/pub/planning/project-queues/feas_docs/ac1121_fea.pdf | Document Posted | https://www.pjm.com/pjmfiles/pub/planning/project-queues/impact_studies/ac1121_imp.pdf | Document Posted | https://www.pjm.com/pjmfiles/pub/planning/project-queues/facilities/ac1121_fac.pdf | Document Posted | https://www.pjm.com/pjmfiles/pub/planning/project-queues/isa/ac1_121_isa.pdf | Document Posted | N/A | https://www.pjm.com/pjmfiles/pub/planning/project-queues/csa/ac1_121_csa.pdf | Document Posted | N/A | N/A |  | 10/27/2016 | N/A | N/A | 6/30/2024 |  |  | 6/30/2024 | 6/30/2024 |  | N | No
AC1-122 | Smith Mountain-Candler's Mountain 138kV | Altavista Solar | VA | Campbell | In Service | AEP | 60 | 60 | 40.7 | 60 | Capacity | Generation Interconnection | Solar |  |  | N/A | https://www.pjm.com/pjmfiles/pub/planning/project-queues/feas_docs/ac1122_fea.pdf | Document Posted | https://www.pjm.com/pjmfiles/pub/planning/project-queues/impact_studies/ac1122_imp.pdf | Document Posted | https://www.pjm.com/pjmfiles/pub/planning/project-queues/facilities/ac1122_fac.pdf | Document Posted | https://www.pjm.com/pjmfiles/pub/planning/project-queues/isa/ac1_122_isa.pdf | Document Posted | N/A | https://www.pjm.com/pjmfiles/pub/planning/project-queues/csa/ac1_122_csa.pdf | Document Posted | N/A | N/A | 9/30/2020 | 10/27/2016 | N/A | N/A | 10/21/2020 |  |  | 6/1/2021 | 6/1/2021 | 10/21/2020 | N | No
AC1-123 | Smith Mountain-Candler's Mountain 138kV | Altavista Solar | VA | Campbell | In Service | AEP | 80 | 20 | 13.7 | 20 | Capacity | Generation Interconnection | Solar |  |  | N/A | https://www.pjm.com/pjmfiles/pub/planning/project-queues/feas_docs/ac1123_fea.pdf | Document Posted | https://www.pjm.com/pjmfiles/pub/planning/project-queues/impact_studies/ac1123_imp.pdf | Document Posted | https://www.pjm.com/pjmfiles/pub/planning/project-queues/facilities/ac1123_fac.pdf | Document Posted | https://www.pjm.com/pjmfiles/pub/planning/project-queues/isa/ac1_123_isa.pdf | Document Posted | N/A | https://www.pjm.com/pjmfiles/pub/planning/project-queues/csa/ac1_123_csa.pdf | Document Posted | N/A | N/A | 9/30/2020 | 10/27/2016 | N/A | N/A | 10/15/2020 |  |  | 6/1/2021 | 6/1/2021 | 10/21/2020 | N | No
AC1-124 | Harryette 12kV |  | OH | Guernsey | Withdrawn | AEP | 1 | 1 | 0 |  | Energy | Generation Interconnection | Storage |  |  | N/A | https://www.pjm.com/pjmfiles/pub/planning/project-queues/feas_docs/ac1124_fea.pdf | Document Posted | https://www.pjm.com/pjmfiles/pub/planning/project-queues/impact_studies/ac1124_imp.pdf | Document Posted |  | Not Required |  | Withdrawn | N/A |  | Not Required | N/A | N/A |  | 10/27/2016 | N/A | N/A |  | 7/20/2017 | Customer Initiated Withdrawal | 10/1/2017 |  |  | Y | No
AC1-125 | Harryette 12kV |  | OH | Guernsey | Withdrawn | AEP | 1 | 1 | 0 |  | Energy | Generation Interconnection | Storage |  |  | N/A | https://www.pjm.com/pjmfiles/pub/planning/project-queues/feas_docs/ac1125_fea.pdf | Document Posted | https://www.pjm.com/pjmfiles/pub/planning/project-queues/impact_studies/ac1125_imp.pdf | Document Posted |  | Not Required |  | Withdrawn | N/A |  | Not Required | N/A | N/A |  | 10/27/2016 | N/A | N/A |  | 7/20/2017 | Customer Initiated Withdrawal | 10/1/2017 |  |  | Y | No
AC1-134 | Four Rivers 230kV | Doswell Facility (Doswell Complex 5 & 6) | VA | Hanover | In Service | Dominion | 746 | 0 | 50 | 0 | Capacity | Generation Interconnection | Natural Gas |  |  | N/A | https://www.pjm.com/pjmfiles/pub/planning/project-queues/feas_docs/ac1134_fea.pdf | Document Posted | https://www.pjm.com/pjmfiles/pub/planning/project-queues/impact_studies/ac1134_imp.pdf | Document Posted |  |  | https://www.pjm.com/pjmfiles/pub/planning/project-queues/isa/ac1_134_isa.pdf | Document Posted | N/A |  | Not Required | N/A | N/A |  | 10/28/2016 | N/A | N/A |  |  |  | 9/30/2019 | 9/30/2019 | 2/28/2018 | N | No
AC1-135 | Mickleton 230kV |  | NJ | Gloucester | Withdrawn | AEC | 1274 | 0 | 62 |  | Capacity | Generation Interconnection | Natural Gas |  |  | N/A |  | Withdrawn |  |  |  |  | N/A |  | N/A |  |  | N/A | N/A |  | 10/28/2016 | N/A | N/A |  | 11/16/2016 | Customer Initiated Withdrawal | 6/1/2018 |  |  | N | No
AC1-136 | Keriton 12kV |  | KY | Keaton | Withdrawn | DEOK | 2 | 2 | 0 |  | Energy | Generation Interconnection | Solar |  |  | N/A |  | Withdrawn |  |  |  |  | N/A |  | N/A |  |  | N/A | N/A |  | 10/28/2016 | N/A | N/A |  | 11/4/2016 | Customer Initiated Withdrawal | 12/31/2017 |  |  | N | No
AC1-137 | Erlanger 12kV |  | KY | Boone | Withdrawn | DEOK | 1.9 | 1.9 | 0 |  | Energy | Generation Interconnection | Solar |  |  | N/A |  | Withdrawn |  |  |  |  | N/A |  | N/A |  |  | N/A | N/A |  | 10/28/2016 | N/A | N/A |  | 11/4/2016 | Customer Initiated Withdrawal | 12/31/2017 |  |  | N | No
AC1-138 | Bend Station 12kV |  | KY | Boone | Withdrawn | DEOK | 2.5 | 2.5 | 0 |  | Energy | Generation Interconnection | Solar |  |  | N/A |  | Withdrawn |  |  |  |  | N/A |  | N/A |  |  | N/A | N/A |  | 10/28/2016 | N/A | N/A |  | 11/28/2016 | Customer Initiated Withdrawal | 12/31/2017 |  |  | N | No
AC1-139 | Doubs 230kV |  | MD | Frederick | Withdrawn | APS | 102 | 102 | 38.8 |  | Capacity | Generation Interconnection | Solar |  |  | N/A | https://www.pjm.com/pjmfiles/pub/planning/project-queues/feas_docs/ac1139_fea.pdf | Document Posted | https://www.pjm.com/pjmfiles/pub/planning/project-queues/impact_studies/ac1139_imp.pdf | Document Posted |  |  | N/A |  | N/A |  |  | N/A | N/A |  | 10/28/2016 | N/A | N/A |  | 10/31/2017 |  | 6/1/2019 |  |  | N | No
AC1-140 | North Longview 500 kV | Longview Power | WV | Monongalia | In Service | APS | 710 | 10 | 10 | 10 | Capacity | Generation Interconnection | Coal |  |  | N/A | https://www.pjm.com/pjmfiles/pub/planning/project-queues/feas_docs/ac1140_fea.pdf | Document Posted | https://www.pjm.com/pjmfiles/pub/planning/project-queues/impact_studies/ac1140_imp.pdf | Document Posted |  |  | https://www.pjm.com/pjmfiles/pub/planning/project-queues/isa/ac1_140_isa.pdf | Document Posted | N/A | https://www.pjm.com/pjmfiles/pub/planning/project-queues/csa/ac1_140_csa.pdf | Document Posted | N/A | N/A |  | 10/28/2016 | N/A | N/A |  |  |  | 6/30/2018 | 6/30/2018 | 5/14/2018 | N | No
AC1-141 | Cook-East Elkhart 345kV | Indeck Niles Energy Center | MI | Cass | In Service | AEP | 1085 | 91 | 91 | 91 | Capacity | Generation Interconnection | Natural Gas |  |  | N/A | https://www.pjm.com/pjmfiles/pub/planning/project-queues/feas_docs/ac1141_fea.pdf | Document Posted | https://www.pjm.com/pjmfiles/pub/planning/project-queues/impact_studies/ac1141_imp.pdf | Document Posted |  |  | https://www.pjm.com/pjmfiles/pub/planning/project-queues/isa/ac1_141_isa.pdf | Document Posted | N/A |  | Not Required | N/A | N/A | 6/24/2021 | 10/28/2016 | N/A | N/A | 12/27/2021 |  |  | 3/15/2022 | 3/15/2022 | 12/27/2021 | N | No
AC1-142 | Garner-Lancaster 115kV |  | VA | Lancaster | Withdrawn | Dominion | 100 | 100 | 57 |  | Capacity | Generation Interconnection | Solar |  |  | N/A | https://www.pjm.com/pjmfiles/pub/planning/project-queues/feas_docs/ac1142_fea.pdf | Document Posted |  |  |  |  | N/A |  | N/A |  |  | N/A | N/A |  | 10/28/2016 | N/A | N/A |  | 6/12/2017 | Customer Initiated Withdrawal | 12/31/2019 |  |  | N | No
AC1-142A | Joliet | Joliet Units 7 and 8 | IL | Will | Deactivated | ComEd | 1100 | 64 | 64 | 64 | Capacity | Generation Interconnection | Natural Gas |  |  | N/A | https://www.pjm.com/pjmfiles/pub/planning/project-queues/feas_docs/ac1142a_fea.pdf | Document Posted | https://www.pjm.com/pjmfiles/pub/planning/project-queues/impact_studies/ac1142a_imp.pdf | Document Posted |  | Not Required | https://www.pjm.com/pjmfiles/pub/planning/project-queues/isa/ac1_142A_isa.pdf | Document Posted | N/A |  | Not Required | N/A | N/A |  | 10/28/2016 | N/A | N/A |  |  |  | 12/31/2020 | 12/31/2020 | 12/8/2020 | N | No
AC1-143 | Brandy-Remington 115kV | Elkwood Solar | VA | Culpeper | Suspended | Dominion | 60 | 60 | 41.2 |  | Capacity | Generation Interconnection | Solar |  |  | N/A | https://www.pjm.com/pjmfiles/pub/planning/project-queues/feas_docs/ac1143_fea.pdf | Document Posted | https://www.pjm.com/pjmfiles/pub/planning/project-queues/impact_studies/ac1143_imp.pdf | Document Posted | https://www.pjm.com/pjmfiles/pub/planning/project-queues/facilities/ac1143_fac.pdf | Document Posted | https://www.pjm.com/pjmfiles/pub/planning/project-queues/isa/ac1_143_isa.pdf | Document Posted | N/A | https://www.pjm.com/pjmfiles/pub/planning/project-queues/csa/ac1_143_csa.pdf | Document Posted | N/A | N/A |  | 10/31/2016 | N/A | N/A | 12/16/2024 |  |  | 12/16/2023 | 12/16/2023 |  | N | No
AC1-144 | Hillsboro 138kV |  | OH | Highland | Withdrawn | AEP | 85 | 85 | 57.2 |  | Capacity | Generation Interconnection | Solar |  |  | N/A | https://www.pjm.com/pjmfiles/pub/planning/project-queues/feas_docs/ac1144_fea.pdf | Document Posted | https://www.pjm.com/pjmfiles/pub/planning/project-queues/impact_studies/ac1144_imp.pdf | Document Posted |  |  | N/A |  | N/A |  |  | N/A | N/A |  | 10/31/2016 | N/A | N/A |  | 6/18/2018 |  | 10/1/2019 |  |  | N | No
AC1-145 | Gretna DP 69 kV | Whitethorn Solar | VA | Pittsylvania | In Service | Dominion | 50 | 50 | 19 | 50 | Capacity | Generation Interconnection | Solar |  |  | N/A | https://www.pjm.com/pjmfiles/pub/planning/project-queues/feas_docs/ac1145_fea.pdf | Document Posted | https://www.pjm.com/pjmfiles/pub/planning/project-queues/impact_studies/ac1145_imp.pdf | Document Posted | https://www.pjm.com/pjmfiles/pub/planning/project-queues/facilities/ac1145_fac.pdf | Document Posted | https://www.pjm.com/pjmfiles/pub/planning/project-queues/isa/ac1_145_isa.pdf | Document Posted | N/A | https://www.pjm.com/pjmfiles/pub/planning/project-queues/csa/ac1_145_csa.pdf | Document Posted | N/A | N/A | 7/1/2021 | 10/31/2016 | N/A | N/A | 9/1/2021 |  |  | 9/1/2021 | 9/1/2021 | 10/13/2021 | N | No
AC1-146 | Chatham 69kV |  | VA | Pittsylvania | Withdrawn | Dominion | 15 | 15 | 5.7 |  | Capacity | Generation Interconnection | Solar |  |  | N/A | https://www.pjm.com/pjmfiles/pub/planning/project-queues/feas_docs/ac1146_fea.pdf | Document Posted |  |  |  |  | N/A |  | N/A |  |  | N/A | N/A |  | 10/31/2016 | N/A | N/A |  | 5/8/2017 | Customer Initiated Withdrawal | 9/1/2018 |  |  | N | No
AC1-147 | Grassfield 34.5kV |  | VA | City of Chesapeake | In Service | Dominion | 20 | 20 | 12.6 | 20 | Capacity | Generation Interconnection | Solar |  |  | N/A | https://www.pjm.com/pjmfiles/pub/planning/project-queues/feas_docs/ac1147_fea.pdf | Document Posted |  |  |  |  | N/A | Wholesale Market Participation Agreement | https://www.pjm.com/pjmfiles/pub/planning/project-queues/wmpa/ac1147_wmpa.pdf | https://www.pjm.com/pjmfiles/pub/planning/project-queues/csa/ac1147_wmpa.pdf | Not Required | N/A | N/A |  | 10/31/2016 | N/A | N/A | 9/30/2022 |  |  | 12/31/2021 | 12/31/2021 | 3/25/2022 | N | Yes
AC1-148 | Granger-Twin Branch 138kV |  | IN | St. Joseph | Withdrawn | AEP | 50 | 50 | 30 |  | Capacity | Generation Interconnection | Solar |  |  | N/A | https://www.pjm.com/pjmfiles/pub/planning/project-queues/feas_docs/ac1148_fea.pdf | Document Posted |  | Withdrawn |  |  | N/A |  | N/A |  |  | N/A | N/A |  | 10/31/2016 | N/A | N/A |  | 3/16/2018 |  | 11/1/2018 |  |  | N | No
AC1-149 | Buckskin 69kV |  | OH | Ross | Withdrawn | AEP | 85 | 85 | 32.3 |  | Capacity | Generation Interconnection | Solar |  |  | N/A |  | Withdrawn |  |  |  |  | N/A |  | N/A |  |  | N/A | N/A |  | 10/31/2016 | N/A | N/A |  | 11/22/2016 | Customer Milestone Not Met | 6/1/2019 |  |  | N | No
AC1-150 | Beaver 138kV |  | OH | Pike | Withdrawn | AEP | 200 | 200 | 76 |  | Capacity | Generation Interconnection | Solar |  |  | N/A |  | Withdrawn |  |  |  |  | N/A |  | N/A |  |  | N/A | N/A |  | 10/31/2016 | N/A | N/A |  | 11/22/2016 | Customer Milestone Not Met | 6/1/2019 |  |  | N | No
AC1-151 | Harwood-Berwick 69kV |  | PA | Luzerne | Withdrawn | PPL | 20 | 20 | 7.6 |  | Capacity | Generation Interconnection | Solar |  |  | N/A | https://www.pjm.com/pjmfiles/pub/planning/project-queues/feas_docs/ac1151_fea.pdf | Document Posted | https://www.pjm.com/pjmfiles/pub/planning/project-queues/impact_studies/ac1151_imp.pdf | Document Posted | https://www.pjm.com/pjmfiles/pub/planning/project-queues/facilities/ac1151_fac.pdf | Document Posted |  | Withdrawn | N/A |  | Withdrawn | N/A | N/A |  | 10/31/2016 | N/A | N/A |  | 9/23/2019 |  | 2/28/2019 |  |  | N | No
AC1-152 | Lawrenceburg 345kV PB I | Lawrenceburg Generating Plant | IN | Dearborn | In Service | AEP | 1270 | 50 | 50 | 50 | Capacity | Generation Interconnection | Natural Gas |  |  | N/A | https://www.pjm.com/pjmfiles/pub/planning/project-queues/feas_docs/ac1152_fea.pdf | Document Posted | https://www.pjm.com/pjmfiles/pub/planning/project-queues/impact_studies/ac1152_imp.pdf | Document Posted |  |  | https://www.pjm.com/pjmfiles/pub/planning/project-queues/isa/ac1_152_isa.pdf | Document Posted | N/A |  | Not Required | N/A | N/A |  | 10/31/2016 | N/A | N/A |  |  |  | 6/1/2020 | 6/1/2020 | 11/13/2019 | N | No
AC1-153 | Kendall-Tazewell-Dresden-Mole Creek |  | IL | Grundy | Withdrawn | ComEd | 2460 | 1300 | 1250 |  | Capacity | Generation Interconnection | Natural Gas |  |  | N/A | https://www.pjm.com/pjmfiles/pub/planning/project-queues/feas_docs/ac1153_fea.pdf | Document Posted |  | Withdrawn |  |  | N/A |  | N/A |  |  | N/A | N/A |  | 10/31/2016 | N/A | N/A |  | 8/10/2018 |  | 6/1/2021 |  |  | N | No
AC1-154 | I.B. Corners 12kV | Harris Project | MD | Queen Anne's | Withdrawn | DPL | 3.2 | 3.2 | 1.2 |  | Capacity | Generation Interconnection | Solar |  |  | N/A | https://www.pjm.com/pjmfiles/pub/planning/project-queues/feas_docs/ac1154_fea.pdf | Document Posted | https://www.pjm.com/pjmfiles/pub/planning/project-queues/impact_studies/ac1154_imp.pdf | Document Posted |  | Not Required | N/A | Wholesale Market Participation Agreement | https://www.pjm.com/pjmfiles/pub/planning/project-queues/wmpa/ac1154_wmpa.pdf | https://www.pjm.com/pjmfiles/pub/planning/project-queues/csa/ac1154_wmpa.pdf | Not Required | N/A | N/A |  | 10/31/2016 | N/A | N/A |  | 7/25/2018 |  | 11/8/2018 | 11/8/2018 |  | N | No
AC1-155 | Mt. Airy 34.5kV |  | VA | Wythe | Withdrawn | AEP | 50 | 50 | 19 |  | Capacity | Generation Interconnection | Solar |  |  | N/A |  | Withdrawn |  |  |  |  | N/A |  | N/A |  |  | N/A | N/A |  | 10/31/2016 | N/A | N/A |  | 11/22/2016 | Customer Milestone Not Met | 6/1/2019 |  |  | N | No
AC1-156 | Morgan's Cut 34.5kV |  | VA | Pulaski | Withdrawn | AEP | 60 | 60 | 22.8 |  | Capacity | Generation Interconnection | Solar |  |  | N/A |  | Withdrawn |  |  |  |  | N/A |  | N/A |  |  | N/A | N/A |  | 10/31/2016 | N/A | N/A |  | 11/22/2016 | Customer Milestone Not Met | 6/1/2019 |  |  | N | No
AC1-157 | Hillsboro 138kV |  | OH | Highland | Withdrawn | AEP | 100 | 100 | 100 |  | Capacity | Generation Interconnection | Solar |  |  | N/A |  | Withdrawn |  |  |  |  | N/A |  | N/A |  |  | N/A | N/A |  | 10/31/2016 | N/A | N/A |  | 11/18/2016 | Customer Initiated Withdrawal | 10/1/2019 |  |  | N | No
AC1-158 | Spotsylvania 500kV | Spotsylvania Energy Center | VA | Spotsylvania | In Service | Dominion | 485 | 485 | 337 | 485 | Capacity | Generation Interconnection | Solar |  |  | N/A | https://www.pjm.com/pjmfiles/pub/planning/project-queues/feas_docs/ac1158_fea.pdf | Document Posted | https://www.pjm.com/pjmfiles/pub/planning/project-queues/impact_studies/ac1158_imp.pdf | Document Posted | https://www.pjm.com/pjmfiles/pub/planning/project-queues/facilities/ac1158_fac.pdf | Document Posted | https://www.pjm.com/pjmfiles/pub/planning/project-queues/isa/ac1_158_isa.pdf | Document Posted | N/A | https://www.pjm.com/pjmfiles/pub/planning/project-queues/csa/ac1_158_csa.pdf | Document Posted | N/A | N/A | 6/1/2020 | 10/31/2016 | N/A | N/A | 12/31/2022 |  |  | 12/31/2022 | 12/31/2022 | 9/2/2020 | N | No
AC1-159 | Chesapeake 230kV |  | VA | City of Chesapeake | Withdrawn | Dominion | 1250.1 | 250.1 | 369.1 |  | Capacity | Generation Interconnection | Natural Gas |  |  | N/A | https://www.pjm.com/pjmfiles/pub/planning/project-queues/feas_docs/ac1159_fea.pdf | Document Posted | https://www.pjm.com/pjmfiles/pub/planning/project-queues/impact_studies/ac1159_imp.pdf | Document Posted |  | Withdrawn | N/A |  | N/A |  |  | N/A | N/A |  | 10/31/2016 | N/A | N/A |  | 10/3/2018 |  | 1/1/2021 |  |  | N | No
AC1-160 | Buckskin 69kV |  | OH | Ross | Withdrawn | Dayton | 100 | 100 | 100 |  | Capacity | Generation Interconnection | Solar |  |  | N/A |  | Withdrawn |  |  |  |  | N/A |  | N/A |  |  | N/A | N/A |  | 10/31/2016 | N/A | N/A |  | 11/18/2016 | Customer Initiated Withdrawal | 10/1/2019 |  |  | N | No
AC1-161 | Septa 500kV | Cavalier | VA | Isle of Wight | In Service | Dominion | 240 | 240 | 168.2 | 240 | Capacity | Generation Interconnection | Solar |  |  | N/A | https://www.pjm.com/pjmfiles/pub/planning/project-queues/feas_docs/ac1161_fea.pdf | Document Posted | https://www.pjm.com/pjmfiles/pub/planning/project-queues/impact_studies/ac1161_imp.pdf | Document Posted | https://www.pjm.com/pjmfiles/pub/planning/project-queues/facilities/ac1161_fac.pdf | Document Posted | https://www.pjm.com/pjmfiles/pub/planning/project-queues/isa/ac1_161_isa.pdf | Document Posted | N/A | https://www.pjm.com/pjmfiles/pub/planning/project-queues/csa/ac1_161_csa.pdf | Document Posted | N/A | N/A | 6/23/2023 | 11/2/2016 | N/A | N/A | 12/12/2023 |  |  | 1/1/2023 | 1/1/2023 | 12/10/2024 | N | No
AC1-162 | Briery-Clover 230kV |  | VA | Prince Edward | Withdrawn | Dominion | 240 | 240 | 168.9 |  | Capacity | Generation Interconnection | Solar |  |  | N/A | https://www.pjm.com/pjmfiles/pub/planning/project-queues/feas_docs/ac1162_fea.pdf | Document Posted | https://www.pjm.com/pjmfiles/pub/planning/project-queues/impact_studies/ac1162_imp.pdf | Document Posted |  | Withdrawn | N/A |  | N/A |  |  | N/A | N/A |  | 10/31/2016 | N/A | N/A |  | 2/26/2019 |  | 10/1/2019 |  |  | N | No
AC1-163 | Ahoskie 34.5KV |  | NC | Hertford | Withdrawn | Dominion | 16.94 | 16.94 | 11.54 |  | Capacity | Generation Interconnection | Solar |  |  | N/A | https://www.pjm.com/pjmfiles/pub/planning/project-queues/feas_docs/ac1163_fea.pdf | Document Posted | https://www.pjm.com/pjmfiles/pub/planning/project-queues/impact_studies/ac1163_imp.pdf | Document Posted |  | Withdrawn | N/A |  | N/A |  |  | N/A | N/A |  | 10/31/2016 | N/A | N/A |  | 6/1/2018 |  | 10/1/2019 |  |  | N | No
AC1-164 | Chickahominy 230kV | Chickahominy Solar 1 and 2 | VA | Charles City | Partially in Service - Under Construction | Dominion | 320 | 320 | 220.8 | 175 | Capacity | Generation Interconnection | Solar |  |  | N/A | https://www.pjm.com/pjmfiles/pub/planning/project-queues/feas_docs/ac1164_fea.pdf | Document Posted | https://www.pjm.com/pjmfiles/pub/planning/project-queues/impact_studies/ac1164_imp.pdf | Document Posted | https://www.pjm.com/pjmfiles/pub/planning/project-queues/facilities/ac1164_fac.pdf | Document Posted | https://www.pjm.com/pjmfiles/pub/planning/project-queues/isa/ac1_164_isa.pdf | Document Posted | N/A | https://www.pjm.com/pjmfiles/pub/planning/project-queues/csa/ac1_164_csa.pdf | Document Posted | N/A | N/A | 10/1/2025 | 10/31/2016 | N/A | N/A | 11/1/2025 |  |  | 12/31/2024 | 12/31/2024 |  | N | No
AC1-165 | Atlanta 69kV III | Buckeye Plains II Solar | OH | Pickaway | In Service | Dayton | 99.8 | 49.9 | 33.6 | 49.9 | Capacity | Generation Interconnection | Solar |  |  | N/A | https://www.pjm.com/pjmfiles/pub/planning/project-queues/feas_docs/ac1165_fea.pdf | Document Posted | https://www.pjm.com/pjmfiles/pub/planning/project-queues/impact_studies/ac1165_imp.pdf | Document Posted | https://www.pjm.com/pjmfiles/pub/planning/project-queues/facilities/ac1165_fac.pdf | Document Posted | https://www.pjm.com/pjmfiles/pub/planning/project-queues/isa/ac1_165_isa.pdf | Document Posted | N/A | https://www.pjm.com/pjmfiles/pub/planning/project-queues/csa/ac1_165_csa.pdf | Document Posted | N/A | N/A | 9/19/2024 | 11/2/2016 | N/A | N/A | 10/2/2024 |  |  | 1/7/2025 | 1/7/2025 | 1/17/2025 | N | No
AC1-166 | Atlanta 69kV IV | Buckeye Plains Solar | OH | Pickaway | In Service | Dayton | 99.8 | 49.9 | 33.6 | 49.9 | Capacity | Generation Interconnection | Solar |  |  | N/A | https://www.pjm.com/pjmfiles/pub/planning/project-queues/feas_docs/ac1166_fea.pdf | Document Posted | https://www.pjm.com/pjmfiles/pub/planning/project-queues/impact_studies/ac1166_imp.pdf | Document Posted | https://www.pjm.com/pjmfiles/pub/planning/project-queues/facilities/ac1166_fac.pdf | Document Posted | https://www.pjm.com/pjmfiles/pub/planning/project-queues/isa/ac1_166_isa.pdf | Document Posted | N/A | https://www.pjm.com/pjmfiles/pub/planning/project-queues/csa/ac1_166_csa.pdf | Document Posted | N/A | N/A | 9/19/2024 | 11/2/2016 | N/A | N/A | 10/2/2024 |  |  | 1/7/2025 | 1/7/2025 | 1/17/2025 | N | No
AC1-167 | Mark Center 69kV | Mark Center Solar Project | OH | Defiance | Under Construction | AEP | 49.9 | 49.9 | 33.6 |  | Capacity | Generation Interconnection | Solar |  |  | N/A | https://www.pjm.com/pjmfiles/pub/planning/project-queues/feas_docs/ac1167_fea.pdf | Document Posted | https://www.pjm.com/pjmfiles/pub/planning/project-queues/impact_studies/ac1167_imp.pdf | Document Posted | https://www.pjm.com/pjmfiles/pub/planning/project-queues/facilities/ac1167_fac.pdf | Document Posted | https://www.pjm.com/pjmfiles/pub/planning/project-queues/isa/ac1_167_isa.pdf | Document Posted | N/A | https://www.pjm.com/pjmfiles/pub/planning/project-queues/csa/ac1_167_csa.pdf | Document Posted | N/A | N/A | 3/31/2026 | 11/1/2016 | N/A | N/A | 4/30/2026 |  |  | 9/30/2026 | 9/30/2026 |  | N | No
AC1-168 | Kewanee-Streator | Hickory Wind | IL | Putnam | Suspended | ComEd | 78.65 | 78.65 | 10.2 |  | Capacity | Generation Interconnection | Wind |  |  | N/A | https://www.pjm.com/pjmfiles/pub/planning/project-queues/feas_docs/ac1168_fea.pdf | Document Posted | https://www.pjm.com/pjmfiles/pub/planning/project-queues/impact_studies/ac1168_imp.pdf | Document Posted | https://www.pjm.com/pjmfiles/pub/planning/project-queues/facilities/ac1168_fac.pdf | Document Posted | https://www.pjm.com/pjmfiles/pub/planning/project-queues/isa/ac1_168_isa.pdf | Document Posted | N/A | https://www.pjm.com/pjmfiles/pub/planning/project-queues/csa/ac1_168_csa.pdf | Document Posted | N/A | N/A |  | 10/31/2016 | N/A | N/A |  |  |  | 10/31/2025 | 10/31/2025 |  | N | No
AC1-169 | Chicago Heights |  | IL | Will | Withdrawn | ComEd | 5 | 5 | 0 |  | Energy | Generation Interconnection | Solar |  |  | N/A |  | Withdrawn |  | Withdrawn |  |  | N/A |  | N/A |  |  | N/A | N/A |  | 10/31/2016 | N/A | N/A |  | 5/4/2018 |  | 9/30/2017 |  |  | Y | No
AC1-170 | New Canton 12.47V |  | NJ | Mercer | Withdrawn | JCPL | 1 | 1 | 0 |  | Energy | Generation Interconnection | Storage |  |  | N/A | https://www.pjm.com/pjmfiles/pub/planning/project-queues/feas_docs/ac1170_fea.pdf | Document Posted | https://www.pjm.com/pjmfiles/pub/planning/project-queues/impact_studies/ac1170_imp.pdf | Document Posted |  | Not Required |  | Withdrawn | N/A |  | Not Required | N/A | N/A |  | 10/31/2016 | N/A | N/A |  | 4/28/2017 | Customer Initiated Withdrawal | 10/1/2017 |  |  | Y | Yes
AC1-171 | Powerton | ZEP Valley Wind Farm | IL | Tazewell | Withdrawn | ComEd | 79.1 | 79.1 | 10.3 |  | Capacity | Generation Interconnection | Wind |  |  | N/A | https://www.pjm.com/pjmfiles/pub/planning/project-queues/feas_docs/ac1171_fea.pdf | Document Posted | https://www.pjm.com/pjmfiles/pub/planning/project-queues/impact_studies/ac1171_imp.pdf | Document Posted | https://www.pjm.com/pjmfiles/pub/planning/project-queues/facilities/ac1171_fac.pdf | Document Posted | https://www.pjm.com/pjmfiles/pub/planning/project-queues/isa/ac1_171_isa.pdf | Document Posted | N/A | https://www.pjm.com/pjmfiles/pub/planning/project-queues/csa/ac1_171_csa.pdf | Document Posted | N/A | N/A |  | 10/31/2016 | N/A | N/A |  | 10/18/2022 |  | 12/15/2025 | 12/15/2025 |  | N | No
AC1-172 | Lawrenceburg 345kV PB II | Lawrenceburg Generating Plant | IN | Dearborn | In Service | AEP | 1320 | 50 | 50 | 50 | Capacity | Generation Interconnection | Natural Gas |  |  | N/A | https://www.pjm.com/pjmfiles/pub/planning/project-queues/feas_docs/ac1172_fea.pdf | Document Posted | https://www.pjm.com/pjmfiles/pub/planning/project-queues/impact_studies/ac1172_imp.pdf | Document Posted |  |  | https://www.pjm.com/pjmfiles/pub/planning/project-queues/isa/ac1_172_isa.pdf | Document Posted | N/A |  | Not Required | N/A | N/A |  | 10/31/2016 | N/A | N/A |  |  |  | 6/1/2020 | 6/1/2020 | 11/13/2019 | N | No
AC1-173 | Logtown 138kV | Timber Road IV Wind Farm (Southern Phase) | OH | Paulding | In Service | AEP | 75.9 | 75.9 | 9.9 | 75.9 | Capacity | Generation Interconnection | Wind |  |  | N/A | https://www.pjm.com/pjmfiles/pub/planning/project-queues/feas_docs/ac1173_fea.pdf | Document Posted | https://www.pjm.com/pjmfiles/pub/planning/project-queues/impact_studies/ac1173_imp.pdf | Document Posted |  | Not Required | https://www.pjm.com/pjmfiles/pub/planning/project-queues/isa/ac1_173_isa.pdf | Document Posted | N/A | https://www.pjm.com/pjmfiles/pub/planning/project-queues/csa/ac1_173_csa.pdf | Document Posted | N/A | N/A | 2/5/2020 | 10/31/2016 | N/A | N/A | 2/15/2020 |  |  | 3/31/2020 | 3/31/2020 | 3/27/2020 | N | No
AC1-174 | Losantville 345kV | Riverstart Solar Park | IN | Randolph | In Service | AEP | 100 | 100 | 38 | 100 | Capacity | Generation Interconnection | Solar |  |  | N/A | https://www.pjm.com/pjmfiles/pub/planning/project-queues/feas_docs/ac1174_fea.pdf | Document Posted | https://www.pjm.com/pjmfiles/pub/planning/project-queues/impact_studies/ac1174_imp.pdf | Document Posted | https://www.pjm.com/pjmfiles/pub/planning/project-queues/facilities/ac1174_fac.pdf | Document Posted | https://www.pjm.com/pjmfiles/pub/planning/project-queues/isa/ac1_174_isa.pdf | Document Posted | N/A | https://www.pjm.com/pjmfiles/pub/planning/project-queues/csa/ac1_174_csa.pdf | Document Posted | N/A | N/A | 7/5/2021 | 10/31/2016 | N/A | N/A | 9/24/2021 |  |  | 6/1/2022 | 6/1/2022 | 9/24/2021 | N | No
AC1-175 | Losantville 345kV | Riverstart Solar Park | IN | Randolph | In Service | AEP | 200 | 100 | 38 | 100 | Capacity | Generation Interconnection | Solar |  |  | N/A | https://www.pjm.com/pjmfiles/pub/planning/project-queues/feas_docs/ac1175_fea.pdf | Document Posted | https://www.pjm.com/pjmfiles/pub/planning/project-queues/impact_studies/ac1175_imp.pdf | Document Posted | https://www.pjm.com/pjmfiles/pub/planning/project-queues/facilities/ac1175_fac.pdf | Document Posted | https://www.pjm.com/pjmfiles/pub/planning/project-queues/isa/ac1_175_isa.pdf | Document Posted | N/A | https://www.pjm.com/pjmfiles/pub/planning/project-queues/csa/ac1_175_csa.pdf | Document Posted | N/A | N/A | 7/5/2021 | 10/31/2016 | N/A | N/A | 9/10/2021 |  |  | 6/1/2022 | 6/1/2022 | 9/24/2021 | N | No
AC1-176 | Timber Switch 138kV |  | OH | Paulding | Withdrawn | AEP | 58.7 | 58.7 | 7.6 |  | Capacity | Generation Interconnection | Wind |  |  | N/A | https://www.pjm.com/pjmfiles/pub/planning/project-queues/feas_docs/ac1176_fea.pdf | Document Posted | https://www.pjm.com/pjmfiles/pub/planning/project-queues/impact_studies/ac1176_imp.pdf | Document Posted |  | Withdrawn | N/A |  | N/A |  |  | N/A | N/A |  | 10/31/2016 | N/A | N/A |  | 7/9/2020 |  | 10/31/2019 |  |  | N | No
AC1-177 | Kings Creek 25kV |  | MD | Queen Anne's | Withdrawn | DPL | 4 | 4 | 4 |  | Capacity | Generation Interconnection | Biomass |  |  | N/A | https://www.pjm.com/pjmfiles/pub/planning/project-queues/feas_docs/ac1177_fea.pdf | Document Posted | https://www.pjm.com/pjmfiles/pub/planning/project-queues/impact_studies/ac1177_imp.pdf | Document Posted |  | Withdrawn | N/A |  | N/A |  |  | N/A | N/A |  | 10/31/2016 | N/A | N/A |  | 5/28/2019 |  | 1/1/2019 |  |  | N | No
AC1-178 | Millsboro 25kV |  | DE | Sussex | Withdrawn | DPL | 6 | 6 | 6 |  | Capacity | Generation Interconnection | Biomass |  |  | N/A |  | Withdrawn |  |  |  |  | N/A |  | N/A |  |  | N/A | N/A |  | 10/31/2016 | N/A | N/A |  | 12/5/2016 |  | 1/1/2019 |  |  | N | No
AC1-179 | Millsboro 25kV II |  | DE | Sussex | Withdrawn | DPL | 6 | 6 | 6 |  | Capacity | Generation Interconnection | Biomass |  |  | N/A |  | Withdrawn |  |  |  |  | N/A |  | N/A |  |  | N/A | N/A |  | 10/31/2016 | N/A | N/A |  | 12/5/2016 |  | 1/1/2019 |  |  | N | No
AC1-180 | Kings Creek 25kV |  | MD | Somerset | Withdrawn | DPL | 6 | 6 | 6 |  | Capacity | Generation Interconnection | Biomass |  |  | N/A | https://www.pjm.com/pjmfiles/pub/planning/project-queues/feas_docs/ac1180_fea.pdf | Document Posted |  |  |  |  | N/A |  | N/A |  |  | N/A | N/A |  | 10/31/2016 | N/A | N/A |  | 3/20/2017 | Customer Initiated Withdrawal | 1/1/2019 |  |  | N | No
AC1-181 | Richland 138kV | Richland Power Plant | OH | Defiance | In Service | ATSI | 428 | 5 | 5 | 5 | Capacity | Generation Interconnection | Natural Gas |  |  | N/A | https://www.pjm.com/pjmfiles/pub/planning/project-queues/feas_docs/ac1181_fea.pdf | Document Posted | https://www.pjm.com/pjmfiles/pub/planning/project-queues/impact_studies/ac1181_imp.pdf | Document Posted |  | Not Required | https://www.pjm.com/pjmfiles/pub/planning/project-queues/isa/ac1_181_isa.pdf | Document Posted | N/A |  | Not Required | N/A | N/A |  | 10/31/2016 | N/A | N/A |  |  |  | 6/1/2019 |  | 8/8/2018 | N | No
AC1-182 | W.H. Zimmer Station 345kV | Zimmer Station | OH | Clermont | Deactivated | DEOK | 1320 | 20 | 20 | 20 | Capacity | Generation Interconnection | Coal |  |  | N/A | https://www.pjm.com/pjmfiles/pub/planning/project-queues/feas_docs/ac1182_fea.pdf | Document Posted | https://www.pjm.com/pjmfiles/pub/planning/project-queues/impact_studies/ac1182_imp.pdf | Document Posted |  |  | https://www.pjm.com/pjmfiles/pub/planning/project-queues/isa/ac1_182_isa.pdf | Document Posted | N/A |  | Not Required | N/A | N/A |  | 10/31/2016 | N/A | N/A |  |  |  | 12/31/2018 | 12/31/2018 | 1/13/2019 | N | No
AC1-183 | Ontelaunee 230kV |  | PA | Berks | Withdrawn | ME | 608.1 | 12 | 12 |  | Capacity | Generation Interconnection | Natural Gas |  |  | N/A | https://www.pjm.com/pjmfiles/pub/planning/project-queues/feas_docs/ac1183_fea.pdf | Document Posted | https://www.pjm.com/pjmfiles/pub/planning/project-queues/impact_studies/ac1183_imp.pdf | Document Posted |  | Not Required |  | Withdrawn | N/A |  | Withdrawn | N/A | N/A |  | 10/31/2016 | N/A | N/A |  | 5/15/2017 | Customer Initiated Withdrawal | 6/1/2019 |  |  | N | No
AC1-184 | Printz |  | PA | Delaware | Withdrawn | PECO | 676.5 | 35 | 35 |  | Capacity | Generation Interconnection | Natural Gas |  |  | N/A | https://www.pjm.com/pjmfiles/pub/planning/project-queues/feas_docs/ac1184_fea.pdf | Document Posted |  |  |  |  | N/A |  | N/A |  |  | N/A | N/A |  | 10/31/2016 | N/A | N/A |  | 7/25/2017 | Customer Initiated Withdrawal | 6/1/2019 |  |  | N | No
AC1-185 | Lee County | Lee Energy Facility | IL | Lee | In Service | ComEd | 688 | 48 | 48 | 48 | Capacity | Generation Interconnection | Natural Gas |  |  | N/A | https://www.pjm.com/pjmfiles/pub/planning/project-queues/feas_docs/ac1185_fea.pdf | Document Posted | https://www.pjm.com/pjmfiles/pub/planning/project-queues/impact_studies/ac1185_imp.pdf | Document Posted | https://www.pjm.com/pjmfiles/pub/planning/project-queues/facilities/ac1185_fac.pdf | Document Posted | https://www.pjm.com/pjmfiles/pub/planning/project-queues/isa/ac1_185_isa.pdf | Document Posted | N/A |  | Not Required | N/A | N/A |  | 10/31/2016 | N/A | N/A |  |  |  | 6/1/2019 |  | 12/14/2018 | N | No
AC1-186 | Central City 115kV |  | PA | Somerset | Withdrawn | PENELEC | 138 | 138 | 17.9 |  | Capacity | Generation Interconnection | Wind |  |  | N/A | https://www.pjm.com/pjmfiles/pub/planning/project-queues/feas_docs/ac1186_fea.pdf | Document Posted | https://www.pjm.com/pjmfiles/pub/planning/project-queues/impact_studies/ac1186_imp.pdf | Document Posted |  |  | N/A |  | N/A |  |  | N/A | N/A |  | 10/31/2016 | N/A | N/A |  | 7/11/2018 |  | 12/31/2019 |  |  | N | No
AC1-187 | Potter-Gold 115kV |  | PA | Potter | Withdrawn | APS | 117 | 117 | 15 |  | Capacity | Generation Interconnection | Wind |  |  | N/A | https://www.pjm.com/pjmfiles/pub/planning/project-queues/feas_docs/ac1187_fea.pdf | Document Posted | https://www.pjm.com/pjmfiles/pub/planning/project-queues/impact_studies/ac1187_imp.pdf | Document Posted |  |  | N/A |  | N/A |  |  | N/A | N/A |  | 10/31/2016 | N/A | N/A |  | 6/20/2018 |  | 12/31/2019 |  |  | N | No
AC1-188 | Rio-Lick 138kV | Dixon Solar | OH | Jackson | Engineering and Procurement | AEP | 70 | 70 | 46.6 |  | Capacity | Generation Interconnection | Solar |  |  | N/A | https://www.pjm.com/pjmfiles/pub/planning/project-queues/feas_docs/ac1188_fea.pdf | Document Posted | https://www.pjm.com/pjmfiles/pub/planning/project-queues/impact_studies/ac1188_imp.pdf | Document Posted | https://www.pjm.com/pjmfiles/pub/planning/project-queues/facilities/ac1188_fac.pdf | Document Posted | https://www.pjm.com/pjmfiles/pub/planning/project-queues/gia/ac1_188_gia.pdf | Document Posted | N/A | https://www.pjm.com/pjmfiles/pub/planning/project-queues/csa/ac1_188_csa.pdf | Document Posted | N/A | N/A | 12/21/2026 | 11/1/2016 | N/A | N/A | 1/4/2027 |  |  | 2/26/2027 | 2/26/2027 |  | N | No
AC1-189 | Chinquapin-Everetts 230kV | Pitt Solar | NC | Pitt | Engineering and Procurement | Dominion | 80 | 80 | 53.4 |  | Capacity | Generation Interconnection | Solar |  |  | N/A | https://www.pjm.com/pjmfiles/pub/planning/project-queues/feas_docs/ac1189_fea.pdf | Document Posted | https://www.pjm.com/pjmfiles/pub/planning/project-queues/impact_studies/ac1189_imp.pdf | Document Posted | https://www.pjm.com/pjmfiles/pub/planning/project-queues/facilities/ac1189_fac.pdf | Document Posted | https://www.pjm.com/pjmfiles/pub/planning/project-queues/isa/ac1_189_isa.pdf | Document Posted | N/A | https://www.pjm.com/pjmfiles/pub/planning/project-queues/csa/ac1_189_csa.pdf | Document Posted | N/A | N/A | 11/4/2025 | 10/31/2016 | N/A | N/A | 12/15/2025 |  |  | 11/17/2026 | 11/17/2026 |  | N | No
AC1-190 | East New Market 69kV | New Market Solar | MD | Dorchester | Suspended | DPL | 50 | 50 | 35 |  | Capacity | Generation Interconnection | Solar |  |  | N/A | https://www.pjm.com/pjmfiles/pub/planning/project-queues/feas_docs/ac1190_fea.pdf | Document Posted | https://www.pjm.com/pjmfiles/pub/planning/project-queues/impact_studies/ac1190_imp.pdf | Document Posted | https://www.pjm.com/pjmfiles/pub/planning/project-queues/facilities/ac1190_fac.pdf | Document Posted | https://www.pjm.com/pjmfiles/pub/planning/project-queues/isa/ac1_190_isa.pdf | Document Posted | N/A | https://www.pjm.com/pjmfiles/pub/planning/project-queues/csa/ac1_190_csa.pdf | Document Posted | N/A | N/A |  | 10/31/2016 | N/A | N/A | 6/15/2026 |  |  | 7/1/2028 | 7/1/2028 |  | N | No
AC1-191 | Elmont 115kV | Springfield Solar | VA | Hanover | Suspended | Dominion | 80 | 80 | 53.4 |  | Capacity | Generation Interconnection | Solar |  |  | N/A | https://www.pjm.com/pjmfiles/pub/planning/project-queues/feas_docs/ac1191_fea.pdf | Document Posted | https://www.pjm.com/pjmfiles/pub/planning/project-queues/impact_studies/ac1191_imp.pdf | Document Posted | https://www.pjm.com/pjmfiles/pub/planning/project-queues/facilities/ac1191_fac.pdf | Document Posted | https://www.pjm.com/pjmfiles/pub/planning/project-queues/isa/ac1_191_isa.pdf | Document Posted | N/A | https://www.pjm.com/pjmfiles/pub/planning/project-queues/csa/ac1_191_csa.pdf | Document Posted | N/A | N/A |  | 10/31/2016 | N/A | N/A |  |  |  | 3/31/2024 | 3/31/2024 |  | N | No
AC1-193 | Handsome DP-Southampton 115kV |  | VA | Southampton | Withdrawn | Dominion | 130 | 55 | 20.9 |  | Capacity | Generation Interconnection | Solar |  |  | N/A | https://www.pjm.com/pjmfiles/pub/planning/project-queues/feas_docs/ac1193_fea.pdf | Document Posted |  | Withdrawn |  |  | N/A |  | N/A |  |  | N/A | N/A |  | 10/31/2016 | N/A | N/A |  | 7/18/2017 | Customer Initiated Withdrawal | 12/31/2018 |  |  | N | No
AC1-194 | Elk 138kV | Vinton Solar | OH | Vinton | Suspended | AEP | 125 | 125 | 47.5 |  | Capacity | Generation Interconnection | Solar |  |  | N/A | https://www.pjm.com/pjmfiles/pub/planning/project-queues/feas_docs/ac1194_fea.pdf | Document Posted | https://www.pjm.com/pjmfiles/pub/planning/project-queues/impact_studies/ac1194_imp.pdf | Document Posted | https://www.pjm.com/pjmfiles/pub/planning/project-queues/facilities/ac1194_fac.pdf | Document Posted | https://www.pjm.com/pjmfiles/pub/planning/project-queues/isa/ac1_194_isa.pdf | Document Posted | N/A | https://www.pjm.com/pjmfiles/pub/planning/project-queues/csa/ac1_194_csa.pdf | Document Posted | N/A | N/A | 5/31/2025 | 10/31/2016 | N/A | N/A | 6/30/2025 |  |  | 12/31/2025 | 12/31/2025 |  | N | No
AC1-195 | Dunkirk-Ada 69kV |  | OH | Hardin | Withdrawn | AEP | 75 | 75 | 9 |  | Capacity | Generation Interconnection | Wind |  |  | N/A | https://www.pjm.com/pjmfiles/pub/planning/project-queues/feas_docs/ac1195_fea.pdf | Document Posted |  |  |  |  | N/A |  | N/A |  |  | N/A | N/A |  | 10/31/2016 | N/A | N/A |  | 5/30/2017 | Customer Initiated Withdrawal | 12/31/2018 |  |  | N | No
AC1-196 | Mantua 12kV |  | NJ | Gloucester | Withdrawn | AEC | 0.21 | 0.21 | 0 |  | Energy | Generation Interconnection | Natural Gas |  |  | N/A |  | Withdrawn |  |  |  |  | N/A |  | N/A |  |  | N/A | N/A |  | 10/31/2016 | N/A | N/A |  | 11/22/2016 | Customer Initiated Withdrawal | 6/30/2017 |  |  | Y | No
AC1-197 | Somerset 480v | Somerset 480v | NJ | Somerset | Withdrawn | PSEG | 0.21 | 0.21 | 0 |  | Energy | Generation Interconnection | Natural Gas |  |  | N/A | https://www.pjm.com/pjmfiles/pub/planning/project-queues/feas_docs/ac1197_fea.pdf | Document Posted | https://www.pjm.com/pjmfiles/pub/planning/project-queues/impact_studies/ac1197_imp.pdf | Document Posted |  | Not Required | N/A | Wholesale Market Participation Agreement | https://www.pjm.com/pjmfiles/pub/planning/project-queues/wmpa/ac1197_wmpa.pdf | https://www.pjm.com/pjmfiles/pub/planning/project-queues/csa/ac1197_wmpa.pdf | Not Required | N/A | N/A |  | 10/31/2016 | N/A | N/A |  | 12/3/2018 |  | 12/29/2017 | 12/29/2017 |  | Y | No
AC1-198 | Union 480v | Union 480v | NJ | Union | Withdrawn | PSEG | 0.21 | 0.21 | 0 |  | Energy | Generation Interconnection | Natural Gas |  |  | N/A | https://www.pjm.com/pjmfiles/pub/planning/project-queues/feas_docs/ac1198_fea.pdf | Document Posted | https://www.pjm.com/pjmfiles/pub/planning/project-queues/impact_studies/ac1198_imp.pdf | Document Posted |  | Not Required | N/A | Wholesale Market Participation Agreement | https://www.pjm.com/pjmfiles/pub/planning/project-queues/wmpa/ac1198_wmpa.pdf | https://www.pjm.com/pjmfiles/pub/planning/project-queues/csa/ac1198_wmpa.pdf | Not Required | N/A | N/A |  | 10/31/2016 | N/A | N/A |  | 12/3/2018 |  | 12/29/2017 | 12/29/2017 |  | Y | No
AC1-199 | Mercer 480v I | Mercer 480v I | NJ | Mercer | Withdrawn | PSEG | 0.21 | 0.21 | 0 |  | Energy | Generation Interconnection | Natural Gas |  |  | N/A | https://www.pjm.com/pjmfiles/pub/planning/project-queues/feas_docs/ac1199_fea.pdf | Document Posted | https://www.pjm.com/pjmfiles/pub/planning/project-queues/impact_studies/ac1199_imp.pdf | Document Posted |  | Not Required | N/A | Wholesale Market Participation Agreement | https://www.pjm.com/pjmfiles/pub/planning/project-queues/wmpa/ac1199_wmpa.pdf | https://www.pjm.com/pjmfiles/pub/planning/project-queues/csa/ac1199_wmpa.pdf | Not Required | N/A | N/A |  | 10/31/2016 | N/A | N/A |  | 12/3/2018 |  | 1/31/2018 | 1/31/2018 |  | Y | No
AC1-200 | Mercer 480v II | Mercer 480v II | NJ | Mercer | Withdrawn | PSEG | 0.21 | 0.21 | 0 |  | Energy | Generation Interconnection | Natural Gas |  |  | N/A | https://www.pjm.com/pjmfiles/pub/planning/project-queues/feas_docs/ac1200_fea.pdf | Document Posted | https://www.pjm.com/pjmfiles/pub/planning/project-queues/impact_studies/ac1200_imp.pdf | Document Posted |  | Not Required | N/A | Wholesale Market Participation Agreement | https://www.pjm.com/pjmfiles/pub/planning/project-queues/wmpa/ac1200_wmpa.pdf | https://www.pjm.com/pjmfiles/pub/planning/project-queues/csa/ac1200_wmpa.pdf | Not Required | N/A | N/A |  | 10/31/2016 | N/A | N/A |  | 12/3/2018 |  | 2/28/2018 | 2/28/2018 |  | Y | No
AC1-201 | Camden 480v II | Camden 480v II | NJ | Camden | Withdrawn | PSEG | 0.21 | 0.21 | 0 |  | Energy | Generation Interconnection | Natural Gas |  |  | N/A | https://www.pjm.com/pjmfiles/pub/planning/project-queues/feas_docs/ac1201_fea.pdf | Document Posted | https://www.pjm.com/pjmfiles/pub/planning/project-queues/impact_studies/ac1201_imp.pdf | Document Posted |  | Not Required | N/A | Wholesale Market Participation Agreement | https://www.pjm.com/pjmfiles/pub/planning/project-queues/wmpa/ac1201_wmpa.pdf | https://www.pjm.com/pjmfiles/pub/planning/project-queues/csa/ac1201_wmpa.pdf | Not Required | N/A | N/A |  | 10/31/2016 | N/A | N/A |  | 12/3/2018 |  | 12/29/2017 | 12/29/2017 |  | Y | No
AC1-202 | Cedar 12kV | The Home Depot Store #0951 | NJ | Ocean | Withdrawn | AEC | 0.21 | 0.21 | 0 |  | Energy | Generation Interconnection | Natural Gas |  |  | N/A | https://www.pjm.com/pjmfiles/pub/planning/project-queues/feas_docs/ac1202_fea.pdf | Document Posted | https://www.pjm.com/pjmfiles/pub/planning/project-queues/impact_studies/ac1202_imp.pdf | Document Posted |  | Not Required | N/A | Wholesale Market Participation Agreement | https://www.pjm.com/pjmfiles/pub/planning/project-queues/wmpa/ac1202_wmpa.pdf | https://www.pjm.com/pjmfiles/pub/planning/project-queues/csa/ac1202_wmpa.pdf | Not Required | N/A | N/A |  | 10/31/2016 | N/A | N/A |  | 11/12/2018 |  | 12/31/2018 | 12/31/2018 |  | Y | No
AC1-203 | Camden 480v III | Camden 480v III | NJ | Camden | Withdrawn | PSEG | 0.21 | 0.21 | 0 |  | Energy | Generation Interconnection | Natural Gas |  |  | N/A | https://www.pjm.com/pjmfiles/pub/planning/project-queues/feas_docs/ac1203_fea.pdf | Document Posted | https://www.pjm.com/pjmfiles/pub/planning/project-queues/impact_studies/ac1203_imp.pdf | Document Posted |  | Not Required | N/A | Wholesale Market Participation Agreement | https://www.pjm.com/pjmfiles/pub/planning/project-queues/wmpa/ac1203_wmpa.pdf | https://www.pjm.com/pjmfiles/pub/planning/project-queues/csa/ac1203_wmpa.pdf | Not Required | N/A | N/A |  | 10/31/2016 | N/A | N/A |  | 12/3/2018 |  | 12/29/2017 | 12/29/2017 |  | Y | No
AC1-204 | Elwood | Jackson Generation | IL | Will | In Service | ComEd | 1200.9 | 1200.9 | 1115.9 | 1200.9 | Capacity | Generation Interconnection | Natural Gas |  |  | N/A | https://www.pjm.com/pjmfiles/pub/planning/project-queues/feas_docs/ac1204_fea.pdf | Document Posted | https://www.pjm.com/pjmfiles/pub/planning/project-queues/impact_studies/ac1204_imp.pdf | Document Posted | https://www.pjm.com/pjmfiles/pub/planning/project-queues/facilities/ac1204_fac.pdf | Document Posted | https://www.pjm.com/pjmfiles/pub/planning/project-queues/isa/ac1_204_isa.pdf | Document Posted | N/A | https://www.pjm.com/pjmfiles/pub/planning/project-queues/csa/ac1_204_csa.pdf | Document Posted | N/A | N/A |  | 10/31/2016 | N/A | N/A | 11/8/2021 |  |  | 4/1/2022 | 4/1/2022 | 5/3/2022 | N | No
AC1-205 | Madison Park |  | NJ | Middlesex | Withdrawn | JCPL | 10.3 | 10.3 | 3.9 |  | Capacity | Generation Interconnection | Solar |  |  | N/A |  | Withdrawn |  |  |  |  | N/A |  | N/A |  |  | N/A | N/A |  | 10/31/2016 | N/A | N/A |  | 11/17/2016 |  | 12/29/2017 |  |  | N | No
AC1-206 | Clubhouse 230kV |  | VA | Greensville | Withdrawn | Dominion | 85 | 85 | 57.72 |  | Capacity | Generation Interconnection | Storage; Solar |  |  | N/A | https://www.pjm.com/pjmfiles/pub/planning/project-queues/feas_docs/ac1206_fea.pdf | Document Posted | https://www.pjm.com/pjmfiles/pub/planning/project-queues/impact_studies/ac1206_imp.pdf | Document Posted |  |  | N/A |  | N/A |  |  | N/A | N/A |  | 10/31/2016 | N/A | N/A |  | 1/18/2018 |  | 10/1/2019 |  |  | N | No
AC1-207 | Monroe 34.5kV | Hoffman Station Road Solar | NJ | Middlesex | In Service | JCPL | 13.1 | 13.1 | 4.9 | 13.1 | Capacity | Generation Interconnection | Solar |  |  | N/A | https://www.pjm.com/pjmfiles/pub/planning/project-queues/feas_docs/ac1207_fea.pdf | Document Posted | https://www.pjm.com/pjmfiles/pub/planning/project-queues/impact_studies/ac1207_imp.pdf | Document Posted |  | Not Required | https://www.pjm.com/pjmfiles/pub/planning/project-queues/isa/ac1_207_isa.pdf | Document Posted | N/A | https://www.pjm.com/pjmfiles/pub/planning/project-queues/csa/ac1_207_csa.pdf | Document Posted | N/A | N/A |  | 10/31/2016 | N/A | N/A | 6/16/2020 |  |  | 5/26/2020 | 5/26/2020 | 6/25/2020 | N | Yes
AC1-208 | Cox-Whitakers 115kV | Halifax County Solar | NC | Halifax | Engineering and Procurement | Dominion | 80 | 80 | 55.4 |  | Capacity | Generation Interconnection | Solar |  |  | N/A | https://www.pjm.com/pjmfiles/pub/planning/project-queues/feas_docs/ac1208_fea.pdf | Document Posted | https://www.pjm.com/pjmfiles/pub/planning/project-queues/impact_studies/ac1208_imp.pdf | Document Posted | https://www.pjm.com/pjmfiles/pub/planning/project-queues/facilities/ac1208_fac.pdf | Document Posted | https://www.pjm.com/pjmfiles/pub/planning/project-queues/isa/ac1_208_isa.pdf | Document Posted | N/A | https://www.pjm.com/pjmfiles/pub/planning/project-queues/csa/ac1_208_csa.pdf | Document Posted | N/A | N/A | 2/16/2026 | 11/1/2016 | N/A | N/A | 3/2/2026 |  |  | 8/9/2026 | 8/9/2026 |  | N | No
AC1-209 | Pine Grove Solar | Pine Grove Solar | PA | York | Withdrawn | PECO | 18 | 18 | 12.4 |  | Capacity | Generation Interconnection | Solar |  |  | N/A | https://www.pjm.com/pjmfiles/pub/planning/project-queues/feas_docs/ac1209_fea.pdf | Document Posted | https://www.pjm.com/pjmfiles/pub/planning/project-queues/impact_studies/ac1209_imp.pdf | Document Posted |  | Not Required | N/A | Wholesale Market Participation Agreement | https://www.pjm.com/pjmfiles/pub/planning/project-queues/wmpa/ac1209_wmpa.pdf | https://www.pjm.com/pjmfiles/pub/planning/project-queues/csa/ac1209_wmpa.pdf | Not Required | N/A | N/A |  | 10/31/2016 | N/A | N/A |  | 10/4/2019 |  | 9/30/2021 | 9/30/2021 |  | N | Yes
AC1-210 | Madison 69kV |  | OH | Madison | Withdrawn | AEP | 45 | 45 | 31 |  | Capacity | Generation Interconnection | Solar |  |  | N/A | https://www.pjm.com/pjmfiles/pub/planning/project-queues/feas_docs/ac1210_fea.pdf | Document Posted | https://www.pjm.com/pjmfiles/pub/planning/project-queues/impact_studies/ac1210_imp.pdf | Document Posted |  |  | N/A |  | N/A |  |  | N/A | N/A |  | 10/31/2016 | N/A | N/A |  | 7/17/2018 |  | 6/30/2018 |  |  | N | No
AC1-211 | McConnellsburg 138kV |  | PA | Fulton | Withdrawn | APS | 70 | 70 | 48.1 |  | Capacity | Generation Interconnection | Solar |  |  | N/A | https://www.pjm.com/pjmfiles/pub/planning/project-queues/feas_docs/ac1211_fea.pdf | Document Posted | https://www.pjm.com/pjmfiles/pub/planning/project-queues/impact_studies/ac1211_imp.pdf | Document Posted |  |  | N/A |  | N/A |  |  | N/A | N/A |  | 10/31/2016 | N/A | N/A |  | 11/6/2017 |  | 6/30/2018 |  |  | N | No
AC1-212 | Minster 69kV | Minster III ESS | OH | Auglaize | Withdrawn | Dayton | 19.9 | 19.9 | 1.9 |  | Capacity | Generation Interconnection | Storage |  |  | N/A | https://www.pjm.com/pjmfiles/pub/planning/project-queues/feas_docs/ac1212_fea.pdf | Document Posted | https://www.pjm.com/pjmfiles/pub/planning/project-queues/impact_studies/ac1212_imp.pdf | Document Posted |  | Not Required | N/A | Wholesale Market Participation Agreement | https://www.pjm.com/pjmfiles/pub/planning/project-queues/wmpa/ac1212_wmpa.pdf | https://www.pjm.com/pjmfiles/pub/planning/project-queues/csa/ac1212_wmpa.pdf | Not Required | N/A | N/A |  | 10/31/2016 | N/A | N/A | 7/1/2020 | 12/16/2020 |  | 12/31/2020 | 12/31/2020 |  | N | No
AC1-213 | North Salisbury 25kV |  | MD | Somerset | Withdrawn | DPL | 5.3 | 5.3 | 3.2 |  | Capacity | Generation Interconnection | Solar |  |  | N/A | https://www.pjm.com/pjmfiles/pub/planning/project-queues/feas_docs/ac1213_fea.pdf | Document Posted | https://www.pjm.com/pjmfiles/pub/planning/project-queues/impact_studies/ac1213_imp.pdf | Document Posted |  | Withdrawn | N/A |  | N/A |  |  | N/A | N/A |  | 10/31/2016 | N/A | N/A |  | 5/24/2021 |  | 9/30/2017 |  |  | N | No
AC1-214 | Crescent Ridge | Lone Tree Wind | IL | Bureau | In Service | ComEd | 79.4 | 79.4 | 19 | 79.4 | Capacity | Generation Interconnection | Wind |  |  | N/A | https://www.pjm.com/pjmfiles/pub/planning/project-queues/feas_docs/ac1214_fea.pdf | Document Posted | https://www.pjm.com/pjmfiles/pub/planning/project-queues/impact_studies/ac1214_imp.pdf | Document Posted | https://www.pjm.com/pjmfiles/pub/planning/project-queues/facilities/ac1214_fac.pdf | Document Posted | https://www.pjm.com/pjmfiles/pub/planning/project-queues/isa/ac1_214_isa.pdf | Document Posted | N/A | https://www.pjm.com/pjmfiles/pub/planning/project-queues/csa/ac1_214_csa.pdf | Document Posted | N/A | N/A |  | 10/31/2016 | N/A | N/A | 11/27/2020 |  |  | 12/30/2020 | 12/30/2020 | 11/20/2020 | N | No
AC1-215 | Chase-City-Twittys Creek 115kV |  | VA | Mecklenburg | Withdrawn | Dominion | 100 | 100 | 68.8 |  | Capacity | Generation Interconnection | Solar |  |  | N/A | https://www.pjm.com/pjmfiles/pub/planning/project-queues/feas_docs/ac1215_fea.pdf | Document Posted |  |  |  |  | N/A |  | N/A |  |  | N/A | N/A |  | 10/31/2016 | N/A | N/A |  | 6/21/2017 | Customer Initiated Withdrawal | 6/30/2018 |  |  | N | No
AC1-216 | Hopewell-Surry 230kV | Spring Grove I Solar | VA | Surry | In Service | Dominion | 97.9 | 97.9 | 54.8 | 97.9 | Capacity | Generation Interconnection | Solar |  |  | N/A | https://www.pjm.com/pjmfiles/pub/planning/project-queues/feas_docs/ac1216_fea.pdf | Document Posted | https://www.pjm.com/pjmfiles/pub/planning/project-queues/impact_studies/ac1216_imp.pdf | Document Posted | https://www.pjm.com/pjmfiles/pub/planning/project-queues/facilities/ac1216_fac.pdf | Document Posted | https://www.pjm.com/pjmfiles/pub/planning/project-queues/isa/ac1_216_isa.pdf | Document Posted | N/A | https://www.pjm.com/pjmfiles/pub/planning/project-queues/csa/ac1_216_csa.pdf | Document Posted | N/A | N/A |  | 10/31/2016 | N/A | N/A | 9/14/2020 |  |  | 12/1/2020 | 12/1/2020 | 10/1/2020 | N | No
AC1-217 | McConnellsburg-Texas Eastern 6 138kV |  | PA | Franklin | Withdrawn | APS | 55 | 55 | 37.8 |  | Capacity | Generation Interconnection | Solar |  |  | N/A | https://www.pjm.com/pjmfiles/pub/planning/project-queues/feas_docs/ac1217_fea.pdf | Document Posted | https://www.pjm.com/pjmfiles/pub/planning/project-queues/impact_studies/ac1217_imp.pdf | Document Posted |  |  | N/A |  | N/A |  |  | N/A | N/A |  | 10/31/2016 | N/A | N/A |  | 11/29/2017 |  | 6/30/2018 |  |  | N | No
AC1-218 |  |  | NJ | Morris | Withdrawn | JCPL | 0.25 | 0.25 | 0 |  | Energy | Generation Interconnection | Storage |  |  | N/A |  | Withdrawn |  |  |  |  | N/A |  | N/A |  |  | N/A | N/A |  | 10/31/2016 | N/A | N/A |  | 11/7/2016 |  | 1/31/2017 |  |  | Y | No
AC1-219 |  |  | NJ | Morris | Withdrawn | JCPL | 0.2 | 0.2 | 0 |  | Energy | Generation Interconnection | Storage |  |  | N/A |  | Withdrawn |  |  |  |  | N/A |  | N/A |  |  | N/A | N/A |  | 10/31/2016 | N/A | N/A |  | 11/7/2016 |  | 1/31/2017 |  |  | Y | No
AC1-220 | Price 25kV |  | MD | Queen Anne's | Withdrawn | DPL | 26.5 | 26.5 | 15.5 |  | Capacity | Generation Interconnection | Solar |  |  | N/A | https://www.pjm.com/pjmfiles/pub/planning/project-queues/feas_docs/ac1220_fea.pdf | Document Posted | https://www.pjm.com/pjmfiles/pub/planning/project-queues/impact_studies/ac1220_imp.pdf | Document Posted |  | Withdrawn | N/A |  | N/A |  |  | N/A | N/A |  | 10/31/2016 | N/A | N/A |  | 5/8/2018 |  | 9/30/2018 |  |  | N | No
AC1-221 | Halifax-Person 230kV | Alton Post Office Solar | VA | Halifax | In Service | Dominion | 29.2 | 29.2 | 14.6 | 29.2 | Capacity | Generation Interconnection | Solar |  |  | N/A | https://www.pjm.com/pjmfiles/pub/planning/project-queues/feas_docs/ac1221_fea.pdf | Document Posted | https://www.pjm.com/pjmfiles/pub/planning/project-queues/impact_studies/ac1221_imp.pdf | Document Posted | https://www.pjm.com/pjmfiles/pub/planning/project-queues/facilities/ac1221_fac.pdf | Document Posted | https://www.pjm.com/pjmfiles/pub/planning/project-queues/isa/ac1_221_isa.pdf | Document Posted | N/A | https://www.pjm.com/pjmfiles/pub/planning/project-queues/csa/ac1_221_csa.pdf | Document Posted | N/A | N/A | 9/26/2024 | 11/2/2016 | N/A | N/A | 10/31/2024 |  |  | 12/31/2024 | 12/31/2024 | 1/9/2025 | N | No
AC1-222 | Crystal Hill-Halifax 115kV | Halifax County Solar | VA | Halifax | In Service | Dominion | 44.7 | 44.7 | 22.9 | 44.7 | Capacity | Generation Interconnection | Solar |  |  | N/A | https://www.pjm.com/pjmfiles/pub/planning/project-queues/feas_docs/ac1222_fea.pdf | Document Posted | https://www.pjm.com/pjmfiles/pub/planning/project-queues/impact_studies/ac1222_imp.pdf | Document Posted | https://www.pjm.com/pjmfiles/pub/planning/project-queues/facilities/ac1222_fac.pdf | Document Posted | https://www.pjm.com/pjmfiles/pub/planning/project-queues/isa/ac1_222_isa.pdf | Document Posted | N/A | https://www.pjm.com/pjmfiles/pub/planning/project-queues/csa/ac1_222_csa.pdf | Document Posted | N/A | N/A | 11/20/2023 | 11/3/2016 | N/A | N/A | 12/7/2023 |  |  | 12/29/2023 | 12/29/2023 | 2/15/2024 | N | No
AC1-224 | Wye Mills 25kV |  | MD | Talbot | Withdrawn | DPL | 1 | 1 | 0 |  | Energy | Generation Interconnection | Storage |  |  | N/A | https://www.pjm.com/pjmfiles/pub/planning/project-queues/feas_docs/ac1224_fea.pdf | Document Posted | https://www.pjm.com/pjmfiles/pub/planning/project-queues/impact_studies/ac1224_imp.pdf | Document Posted | https://www.pjm.com/pjmfiles/pub/planning/project-queues/facilities/ac1224_fac.pdf | Document Posted |  | Withdrawn | N/A |  | Not Required | N/A | N/A |  | 10/31/2016 | N/A | N/A |  | 4/4/2018 |  | 2/1/2017 |  |  | Y | No
AC1-225 | Sorenson-Marysville 765kV |  | OH | Van Wert | Withdrawn | AEP | 300.2 | 300.2 | 39 |  | Capacity | Generation Interconnection | Wind |  |  | N/A | https://www.pjm.com/pjmfiles/pub/planning/project-queues/feas_docs/ac1225_fea.pdf | Document Posted | https://www.pjm.com/pjmfiles/pub/planning/project-queues/impact_studies/ac1225_imp.pdf | Document Posted |  |  | N/A |  | N/A |  |  | N/A | N/A |  | 10/31/2016 | N/A | N/A |  | 7/16/2018 |  | 12/31/2019 |  |  | N | No
AC1-226 | Wurno-Claytor 138kV |  | VA | Pulaski | Withdrawn | AEP | 200.1 | 200.1 | 26 |  | Capacity | Generation Interconnection | Wind |  |  | N/A | https://www.pjm.com/pjmfiles/pub/planning/project-queues/feas_docs/ac1226_fea.pdf | Document Posted |  |  |  |  | N/A |  | N/A |  |  | N/A | N/A |  | 10/31/2016 | N/A | N/A |  | 4/3/2017 | Customer Initiated Withdrawal | 12/31/2019 |  |  | N | No
AC1-227 | Low Moor-Lexington 230kV |  | VA | Botetourt | Withdrawn | Dominion | 96.6 | 96.6 | 12 |  | Capacity | Generation Interconnection | Wind |  |  | N/A | https://www.pjm.com/pjmfiles/pub/planning/project-queues/feas_docs/ac1227_fea.pdf | Document Posted | https://www.pjm.com/pjmfiles/pub/planning/project-queues/impact_studies/ac1227_imp.pdf | Document Posted |  | Withdrawn | N/A |  | N/A |  |  | N/A | N/A |  | 10/31/2016 | N/A | N/A |  | 7/13/2018 |  | 12/31/2019 |  |  | N | No
AC1-228 | Todd 25kV |  | MD | Dorchester | Withdrawn | DPL | 3 | 3 | 1.1 |  | Capacity | Generation Interconnection | Solar |  |  | N/A | https://www.pjm.com/pjmfiles/pub/planning/project-queues/feas_docs/ac1228_fea.pdf | Document Posted | https://www.pjm.com/pjmfiles/pub/planning/project-queues/impact_studies/ac1228_imp.pdf | Document Posted |  |  | N/A |  | N/A |  |  | N/A | N/A |  | 10/31/2016 | N/A | N/A |  | 2/23/2018 |  | 3/31/2018 |  |  | N | No
AC1-229 | Omar 12kV |  | DE | Sussex | Withdrawn | DPL | 10 | 10 | 3.8 |  | Capacity | Generation Interconnection | Solar |  |  | N/A | https://www.pjm.com/pjmfiles/pub/planning/project-queues/feas_docs/ac1229_fea.pdf | Document Posted | https://www.pjm.com/pjmfiles/pub/planning/project-queues/impact_studies/ac1229_imp.pdf | Document Posted |  | Withdrawn | N/A |  | N/A |  |  | N/A | N/A |  | 10/31/2016 | N/A | N/A |  | 12/6/2018 |  | 3/31/2018 |  |  | N | No
AC2-001 |  |  | OH | Van Wert | Withdrawn | AEP | 300.2 | 300.2 | 39 |  | Capacity | Generation Interconnection | Wind |  |  | N/A |  | Withdrawn |  |  |  |  | N/A |  | N/A |  |  | N/A | N/A |  | 11/1/2016 | N/A | N/A |  | 12/6/2016 | Queue Not Required | 12/31/2019 |  |  | N | No
AC2-002 |  |  | VA | Pulaski | Withdrawn | AEP | 179.4 | 179.4 | 23 |  | Capacity | Generation Interconnection | Wind |  |  | N/A |  | Withdrawn |  |  |  |  | N/A |  | N/A |  |  | N/A | N/A |  | 11/1/2016 | N/A | N/A |  | 12/6/2016 | Queue Not Required | 12/31/2019 |  |  | N | No
AC2-003 |  |  | VA | Botetourt | Withdrawn | Dominion | 78.2 | 78 | 10 |  | Capacity | Generation Interconnection | Wind |  |  | N/A |  | Withdrawn |  |  |  |  | N/A |  | N/A |  |  | N/A | N/A |  | 11/1/2016 | N/A | N/A |  | 12/6/2016 | Queue Not Required | 10/12/2023 |  |  | N | No
AC2-004 | Meyersdale 115kV |  | PA | Somerset | Withdrawn | PENELEC | 98.75 | 50.75 | 6.6 |  | Capacity | Generation Interconnection | Wind |  |  | N/A | https://www.pjm.com/pjmfiles/pub/planning/project-queues/feas_docs/ac2004_fea.pdf | Document Posted | https://www.pjm.com/pjmfiles/pub/planning/project-queues/impact_studies/ac2004_imp.pdf | Document Posted |  |  | N/A |  | N/A |  |  | N/A | N/A |  | 11/1/2016 | N/A | N/A |  | 7/12/2018 |  | 12/13/2019 |  |  | N | No
AC2-005 | Todd 25kV |  | MD | Dorchester | Withdrawn | DPL | 3 | 3 | 1.1 |  | Capacity | Generation Interconnection | Solar |  |  | N/A |  | Withdrawn |  |  |  |  | N/A |  | N/A |  |  | N/A | N/A |  | 11/1/2016 | N/A | N/A |  | 1/23/2017 |  | 3/31/2018 |  |  | N | No
AC2-006 | Oman 12kV |  | DE | Sussex | Withdrawn | DPL | 10 | 10 | 3.8 |  | Capacity | Generation Interconnection | Solar |  |  | N/A |  | Withdrawn |  |  |  |  | N/A |  | N/A |  |  | N/A | N/A |  | 11/1/2016 | N/A | N/A |  | 1/23/2017 |  | 3/31/2018 |  |  | N | No
AC2-007 | Belvidere |  | IL | Boone | Withdrawn | ComEd | 20 | 20 | 7 |  | Capacity | Generation Interconnection | Solar |  |  | N/A | https://www.pjm.com/pjmfiles/pub/planning/project-queues/feas_docs/ac2007_fea.pdf | Document Posted |  |  |  |  | N/A |  | N/A |  |  | N/A | N/A |  | 11/1/2016 | N/A | N/A |  | 7/5/2018 |  | 12/31/2017 |  |  | N | No
AC2-008 | Wildcat 12kV |  | OH | Highland | Withdrawn | AEP | 10 | 10 | 0 |  | Energy | Generation Interconnection | Solar |  |  | N/A |  | Withdrawn |  |  |  |  | N/A |  | N/A |  |  | N/A | N/A |  | 11/3/2016 | N/A | N/A |  | 6/5/2017 | Customer Initiated Withdrawal | 6/3/2019 |  |  | N | No
AC2-009 | Pennington 13 kV | Pennington 13 kV Solar | NJ | Mercer | In Service | PSEG | 0.59 | 0.59 | 0.1 | 0.55 | Capacity | Generation Interconnection | Solar; Storage |  |  | N/A | https://www.pjm.com/pjmfiles/pub/planning/project-queues/feas_docs/ac2009_fea.pdf | Document Posted | https://www.pjm.com/pjmfiles/pub/planning/project-queues/impact_studies/ac2009_imp.pdf | Document Posted |  | Not Required | N/A | Wholesale Market Participation Agreement | https://www.pjm.com/pjmfiles/pub/planning/project-queues/wmpa/ac2009_wmpa.pdf | https://www.pjm.com/pjmfiles/pub/planning/project-queues/csa/ac2009_wmpa.pdf | Not Required | N/A | N/A |  | 12/1/2016 | N/A | N/A | 6/1/2023 |  |  | 3/2/2018 | 3/2/2018 | 10/19/2017 | N | Yes
AC2-010 | Millsboro 25kV |  | DE | Sussex | Withdrawn | DPL | 6 | 6 | 6 |  | Capacity | Generation Interconnection | Biomass |  |  | N/A |  | Withdrawn |  |  |  |  | N/A |  | N/A |  |  | N/A | N/A |  | 12/5/2016 | N/A | N/A |  | 3/24/2017 | Customer Milestone Not Met | 4/30/2018 |  |  | N | No
AC2-011 | Millsboro 25kV II |  | DE | Sussex | Withdrawn | DPL | 6 | 6 | 6 |  | Capacity | Generation Interconnection | Biomass |  |  | N/A |  | Withdrawn |  |  |  |  | N/A |  | N/A |  |  | N/A | N/A |  | 12/5/2016 | N/A | N/A |  | 3/24/2017 | Customer Milestone Not Met | 7/31/2018 |  |  | N | No
AC2-012 | Grassfield-Great Bridge 115kV | Shillelagh Solar | VA | City of Chesapeake | In Service | Dominion | 118 | 118 | 44.8 | 118 | Capacity | Generation Interconnection | Solar |  |  | N/A | https://www.pjm.com/pjmfiles/pub/planning/project-queues/feas_docs/ac2012_fea.pdf | Document Posted | https://www.pjm.com/pjmfiles/pub/planning/project-queues/impact_studies/ac2012_imp.pdf | Document Posted | https://www.pjm.com/pjmfiles/pub/planning/project-queues/facilities/ac2012_fac.pdf | Document Posted | https://www.pjm.com/pjmfiles/pub/planning/project-queues/isa/ac2_012_isa.pdf | Document Posted | N/A | https://www.pjm.com/pjmfiles/pub/planning/project-queues/csa/ac2_012_csa.pdf | Document Posted | N/A | N/A |  | 12/20/2016 | N/A | N/A | 11/8/2023 |  |  | 12/31/2023 | 12/31/2023 | 12/20/2023 | N | No
AC2-013 | Ripley 69kV |  | MD | Charles | Withdrawn | PEPCO | 27.5 | 27.5 | 0 |  | Energy | Generation Interconnection | Solar |  |  | N/A |  | Withdrawn |  |  |  |  | N/A |  | N/A |  |  | N/A | N/A |  | 12/28/2016 | N/A | N/A |  | 1/24/2017 | Customer Milestone Not Met | 11/30/2018 |  |  | N | No
AC2-014 | Ripley-Nanjemoy 69kV |  | MD | Charles | Withdrawn | PEPCO | 32.5 | 32.5 | 0 |  | Energy | Generation Interconnection | Solar |  |  | N/A |  | Withdrawn |  |  |  |  | N/A |  | N/A |  |  | N/A | N/A |  | 12/28/2016 | N/A | N/A |  | 1/24/2017 | Customer Milestone Not Met | 11/30/2018 |  |  | N | No
AC2-015 | Chatfield-Howard 138kV | Sycamore Creek Solar | OH | Crawford | Under Construction | AEP | 117 | 117 | 53.55 |  | Capacity | Generation Interconnection | Solar |  |  | N/A | https://www.pjm.com/pjmfiles/pub/planning/project-queues/feas_docs/ac2015_fea.pdf | Document Posted | https://www.pjm.com/pjmfiles/pub/planning/project-queues/impact_studies/ac2015_imp.pdf | Document Posted | https://www.pjm.com/pjmfiles/pub/planning/project-queues/facilities/ac2015_fac.pdf | Document Posted | https://www.pjm.com/pjmfiles/pub/planning/project-queues/isa/ac2_015_isa.pdf | Document Posted | N/A | https://www.pjm.com/pjmfiles/pub/planning/project-queues/csa/ac2_015_csa.pdf | Document Posted | N/A | N/A | 6/4/2025 | 12/29/2016 | N/A | N/A | 7/31/2025 |  |  | 9/1/2025 | 9/1/2025 |  | N | No
AC2-016 | Stemple 345kV | Carroll County Energy LLC | OH | Carroll | In Service | AEP | 748 | 6 | 20 | 20 | Capacity | Generation Interconnection | Natural Gas |  |  | N/A | https://www.pjm.com/pjmfiles/pub/planning/project-queues/feas_docs/ac2016_fea.pdf | Document Posted | https://www.pjm.com/pjmfiles/pub/planning/project-queues/impact_studies/ac2016_imp.pdf | Document Posted |  | Not Required | https://www.pjm.com/pjmfiles/pub/planning/project-queues/isa/ac2_016_isa.pdf | Document Posted | N/A |  | Not Required | N/A | N/A |  | 1/3/2017 | N/A | N/A |  |  |  | 9/1/2019 | 9/1/2019 | 2/14/2020 | N | No
AC2-017 | Calvert Cliffs 500kV | Calvert Cliffs Units 1 and 2 (f/k/a PJM Queue M04) | MD | Calvert | In Service | BGE | 1810.4 | 11.1 | 11.1 |  | Capacity | Generation Interconnection | Nuclear |  |  | N/A | https://www.pjm.com/pjmfiles/pub/planning/project-queues/feas_docs/ac2017_fea.pdf | Document Posted | https://www.pjm.com/pjmfiles/pub/planning/project-queues/impact_studies/ac2017_imp.pdf | Document Posted |  | Not Required | https://www.pjm.com/pjmfiles/pub/planning/project-queues/isa/ac2_017_isa.pdf | Document Posted | N/A |  |  | N/A | N/A |  | 1/4/2017 | N/A | N/A |  |  |  | 1/13/2023 | 1/13/2023 | 2/7/2023 | N | No
AC2-018 | Rock Springs 500kV | Rock Springs Units #3 & #4 | MD | Cecil | In Service | Essential Power | 390 | 60 | 8 | 60 | Capacity | Generation Interconnection | Natural Gas |  |  | N/A | https://www.pjm.com/pjmfiles/pub/planning/project-queues/feas_docs/ac2018_fea.pdf | Document Posted | https://www.pjm.com/pjmfiles/pub/planning/project-queues/impact_studies/ac2018_imp.pdf | Document Posted |  |  | https://www.pjm.com/pjmfiles/pub/planning/project-queues/isa/ac2_018_isa.pdf | Document Posted | N/A |  | Not Required | N/A | N/A |  | 1/19/2017 | N/A | N/A |  |  |  | 6/1/2017 |  | 10/1/2017 | N | No
AC2-019 | Highland 12kV |  | OH | Highland | Withdrawn | AEP | 10 | 10 | 3.8 |  | Capacity | Generation Interconnection | Solar |  |  | N/A |  | Withdrawn |  |  |  |  | N/A |  | N/A |  |  | N/A | N/A |  | 1/19/2017 | N/A | N/A |  | 7/13/2017 | Customer Initiated Withdrawal | 12/31/2019 |  |  | N | No
AC2-020 | Greenfield-Buckskin 69kV |  | OH | Ross | Withdrawn | Dayton | 20 | 20 | 7.6 |  | Capacity | Generation Interconnection | Solar |  |  | N/A | https://www.pjm.com/pjmfiles/pub/planning/project-queues/feas_docs/ac2020_fea.pdf | Document Posted | https://www.pjm.com/pjmfiles/pub/planning/project-queues/impact_studies/ac2020_imp.pdf | Document Posted |  |  | N/A |  | N/A |  |  | N/A | N/A |  | 1/19/2017 | N/A | N/A |  | 8/3/2018 |  | 12/31/2019 |  |  | N | No
AC2-021 | Albright-Cross School 138 kV |  | MD | Garrett | Withdrawn | APS | 15 | 15 | 15 |  | Capacity | Generation Interconnection | Hydro |  |  | N/A | https://www.pjm.com/pjmfiles/pub/planning/project-queues/feas_docs/ac2021_fea.pdf | Document Posted | https://www.pjm.com/pjmfiles/pub/planning/project-queues/impact_studies/ac2021_imp.pdf | Document Posted | https://www.pjm.com/pjmfiles/pub/planning/project-queues/facilities/ac2021_fac.pdf | Document Posted |  | Withdrawn | N/A |  | Withdrawn | N/A | N/A |  | 1/25/2017 | N/A | N/A |  | 9/9/2020 |  | 1/15/2019 |  |  | N | No
AC2-022 | Gordonsville-Remington 230kV |  | VA | Culpeper | Withdrawn | Dominion | 100 | 100 | 70.6 |  | Capacity | Generation Interconnection | Solar |  |  | N/A | https://www.pjm.com/pjmfiles/pub/planning/project-queues/feas_docs/ac2022_fea.pdf | Document Posted |  |  |  |  | N/A |  | N/A |  |  | N/A | N/A |  | 1/25/2017 | N/A | N/A |  | 11/1/2017 |  | 9/30/2019 |  |  | N | No
AC2-023 | Hebron 69kV | Porter Mill Solar | MD | Wicomico | Engineering and Procurement | DPL | 45.8 | 45.8 | 26.5 |  | Capacity | Generation Interconnection | Solar |  |  | N/A | https://www.pjm.com/pjmfiles/pub/planning/project-queues/feas_docs/ac2023_fea.pdf | Document Posted | https://www.pjm.com/pjmfiles/pub/planning/project-queues/impact_studies/ac2023_imp.pdf | Document Posted | https://www.pjm.com/pjmfiles/pub/planning/project-queues/facilities/ac2023_fac.pdf | Document Posted | https://www.pjm.com/pjmfiles/pub/planning/project-queues/isa/ac2_023_isa.pdf | Document Posted | N/A | https://www.pjm.com/pjmfiles/pub/planning/project-queues/csa/ac2_023_csa.pdf | Document Posted | N/A | N/A | 6/1/2026 | 1/25/2017 | N/A | N/A | 5/1/2026 |  |  | 5/1/2026 | 5/1/2026 |  | N | No
AC2-024 | Edison 4kV |  | NJ | Middlesex | Withdrawn | PSEG | 1.2 | 1.2 | 0.2 |  | Capacity | Generation Interconnection | Solar |  |  | N/A | https://www.pjm.com/pjmfiles/pub/planning/project-queues/feas_docs/ac2024_fea.pdf | Document Posted | https://www.pjm.com/pjmfiles/pub/planning/project-queues/impact_studies/ac2024_imp.pdf | Document Posted |  | Not Required |  | Withdrawn | N/A |  | Not Required | N/A | N/A |  | 1/25/2017 | N/A | N/A |  | 1/29/2018 |  | 12/31/2017 |  |  | N | Yes
AC2-025 | Hatfield 500kV |  | PA | Greene | Withdrawn | APS | 1140 | 1140 | 1140 |  | Capacity | Generation Interconnection | Natural Gas |  |  | N/A |  | Withdrawn |  |  |  |  | N/A |  | N/A |  |  | N/A | N/A |  | 1/25/2017 | N/A | N/A |  | 3/28/2017 | Customer Initiated Withdrawal | 6/1/2022 |  |  | N | No
AC2-026 | Wakefield 138kV |  | OH | Scioto | Withdrawn | AEP | 50 | 50 | 27.5 |  | Capacity | Generation Interconnection | Solar |  |  | N/A | https://www.pjm.com/pjmfiles/pub/planning/project-queues/feas_docs/ac2026_fea.pdf | Document Posted |  |  |  |  | N/A |  | N/A |  |  | N/A | N/A |  | 1/30/2017 | N/A | N/A |  | 9/6/2017 | Customer Milestone Not Met | 6/30/2019 |  |  | N | No
AC2-027 | Highland 12kV |  | OH | Highland | Withdrawn | AEP | 10 | 10 | 0 |  | Energy | Generation Interconnection | Solar |  |  | N/A |  | Withdrawn |  |  |  |  | N/A |  | N/A |  |  | N/A | N/A |  | 1/30/2017 | N/A | N/A |  | 7/19/2017 | Customer Initiated Withdrawal | 11/30/2018 |  |  | N | No
AC2-028 | Highland 13.2kV |  | OH | Highland | Withdrawn | AEP | 10 | 10 | 3.8 |  | Capacity | Generation Interconnection | Solar |  |  | N/A |  | Withdrawn |  |  |  |  | N/A |  | N/A |  |  | N/A | N/A |  | 1/31/2017 | N/A | N/A |  | 4/12/2017 | Customer Initiated Withdrawal | 10/31/2018 |  |  | N | No
AC2-029 | Circleville 138kV | Circleville Solar Energy | OH | Pickaway | Suspended | AEP | 70 | 70 | 26.6 |  | Capacity | Generation Interconnection | Solar |  |  | N/A | https://www.pjm.com/pjmfiles/pub/planning/project-queues/feas_docs/ac2029_fea.pdf | Document Posted | https://www.pjm.com/pjmfiles/pub/planning/project-queues/impact_studies/ac2029_imp.pdf | Document Posted | https://www.pjm.com/pjmfiles/pub/planning/project-queues/facilities/ac2029_fac.pdf | Document Posted | https://www.pjm.com/pjmfiles/pub/planning/project-queues/isa/ac2_029_isa.pdf | Document Posted | N/A | https://www.pjm.com/pjmfiles/pub/planning/project-queues/csa/ac2_029_csa.pdf | Document Posted | N/A | N/A | 11/1/2026 | 2/2/2017 | N/A | N/A | 12/1/2026 |  |  | 12/31/2027 | 12/31/2027 |  | N | No
AC2-030 | East Beaver 69kV |  | OH | Pike | Withdrawn | AEP | 20 | 20 | 13.3 |  | Capacity | Generation Interconnection | Solar |  |  | N/A | https://www.pjm.com/pjmfiles/pub/planning/project-queues/feas_docs/ac2030_fea.pdf | Document Posted |  |  |  |  | N/A |  | N/A |  |  | N/A | N/A |  | 2/3/2017 | N/A | N/A |  | 12/6/2017 |  | 12/31/2018 |  |  | N | No
AC2-031 | Hillsboro 138kV |  | OH | Highland | Withdrawn | AEP | 100 | 100 | 67 |  | Capacity | Generation Interconnection | Solar |  |  | N/A | https://www.pjm.com/pjmfiles/pub/planning/project-queues/feas_docs/ac2031_fea.pdf | Document Posted |  |  |  |  | N/A |  | N/A |  |  | N/A | N/A |  | 2/3/2017 | N/A | N/A |  | 10/4/2017 |  | 10/1/2019 |  |  | N | No
AC2-035 | Lick-Firebrick 69kV |  | OH | Jackson | Withdrawn | AEP | 49 | 49 | 29.4 |  | Capacity | Generation Interconnection | Solar |  |  | N/A | https://www.pjm.com/pjmfiles/pub/planning/project-queues/feas_docs/ac2035_fea.pdf | Document Posted | https://www.pjm.com/pjmfiles/pub/planning/project-queues/impact_studies/ac2035_imp.pdf | Document Posted |  |  | N/A |  | N/A |  |  | N/A | N/A |  | 2/3/2017 | N/A | N/A |  | 2/25/2019 |  | 6/1/2019 |  |  | N | No
AC2-036 | Ravenswood-East Bashan Switch 69kV |  | OH | Meigs | Withdrawn | AEP | 0 | 20 | 12 |  | Capacity | Generation Interconnection | Solar |  |  | N/A | https://www.pjm.com/pjmfiles/pub/planning/project-queues/feas_docs/ac2036_fea.pdf | Document Posted | https://www.pjm.com/pjmfiles/pub/planning/project-queues/impact_studies/ac2036_imp.pdf | Document Posted |  |  | N/A |  | N/A |  |  | N/A | N/A |  | 2/3/2017 | N/A | N/A |  | 3/12/2019 |  | 6/1/2020 |  |  | N | No
AC2-037 | Lick 69kV |  | OH | Jackson | Withdrawn | AEP | 20 | 20 | 12 |  | Capacity | Generation Interconnection | Solar |  |  | N/A |  | Withdrawn |  |  |  |  | N/A |  | N/A |  |  | N/A | N/A |  | 2/3/2017 | N/A | N/A |  | 5/5/2017 | Customer Initiated Withdrawal | 6/1/2019 |  |  | N | No
AC2-038 | Lee 69kV |  | OH | Athens | Withdrawn | AEP | 20 | 20 | 12 |  | Capacity | Generation Interconnection | Solar |  |  | N/A | https://www.pjm.com/pjmfiles/pub/planning/project-queues/feas_docs/ac2038_fea.pdf | Document Posted | https://www.pjm.com/pjmfiles/pub/planning/project-queues/impact_studies/ac2038_imp.pdf | Document Posted |  |  | N/A |  | N/A |  |  | N/A | N/A |  | 2/3/2017 | N/A | N/A |  | 9/27/2019 |  | 6/1/2019 |  |  | N | No
AC2-039 | Poston-Dexter 69kV |  | OH | Athens | Withdrawn | AEP | 43 | 43 | 29.4 |  | Capacity | Generation Interconnection | Solar |  |  | N/A |  | Withdrawn |  |  |  |  | N/A |  | N/A |  |  | N/A | N/A |  | 2/3/2017 | N/A | N/A |  | 5/5/2017 | Customer Initiated Withdrawal | 6/1/2019 |  |  | N | No
AC2-040 | Hillsboro 138kV |  | OH | Highland | Withdrawn | AEP | 49 | 49 | 29.4 |  | Capacity | Generation Interconnection | Solar |  |  | N/A | https://www.pjm.com/pjmfiles/pub/planning/project-queues/feas_docs/ac2040_imp.pdf | Document Posted |  |  |  |  | N/A |  | N/A |  |  | N/A | N/A |  | 2/3/2017 | N/A | N/A |  | 10/18/2017 |  | 6/1/2019 |  |  | N | No
AC2-041 | Hillsboro 138kV |  | OH | Highland | Withdrawn | AEP | 100 | 100 | 60 |  | Capacity | Generation Interconnection | Solar |  |  | N/A | https://www.pjm.com/pjmfiles/pub/planning/project-queues/feas_docs/ac2041_fea,pdf | Document Posted |  |  |  |  | N/A |  | N/A |  |  | N/A | N/A |  | 2/3/2017 | N/A | N/A |  | 10/18/2017 |  | 6/1/2019 |  |  | N | No
AC2-042 | Hillsboro 138kV |  | OH | Highland | Withdrawn | AEP | 200 | 200 | 120 |  | Capacity | Generation Interconnection | Solar |  |  | N/A | https://www.pjm.com/pjmfiles/pub/planning/project-queues/feas_docs/ac2042_imp.pdf | Document Posted |  |  |  |  | N/A |  | N/A |  |  | N/A | N/A |  | 2/3/2017 | N/A | N/A |  | 10/18/2017 |  | 6/1/2019 |  |  | N | No
AC2-043 | W. Millersport-S. Baltimore 138kV |  | OH | Fairfield | Withdrawn | AEP | 50 | 50 | 20 |  | Capacity | Generation Interconnection | Solar |  |  | N/A | https://www.pjm.com/pjmfiles/pub/planning/project-queues/feas_docs/ac2043_fea.pdf | Document Posted | https://www.pjm.com/pjmfiles/pub/planning/project-queues/impact_studies/ac2043_imp.pdf | Document Posted |  |  | N/A |  | N/A |  |  | N/A | N/A |  | 2/6/2017 | N/A | N/A |  | 9/14/2018 |  | 12/15/2018 |  |  | N | No
AC2-044 | Maddox Creek 345kV | Blue Creek Wind Farm | OH | Van Wert | Suspended | AEP | 370 | 20 | 7.6 |  | Capacity | Generation Interconnection | Solar |  |  | N/A | https://www.pjm.com/pjmfiles/pub/planning/project-queues/feas_docs/ac2044_fea.pdf | Document Posted | https://www.pjm.com/pjmfiles/pub/planning/project-queues/impact_studies/ac2044_imp.pdf | Document Posted | https://www.pjm.com/pjmfiles/pub/planning/project-queues/facilities/ac2044_fac.pdf | Document Posted | https://www.pjm.com/pjmfiles/pub/planning/project-queues/isa/ac2_044_isa.pdf | Document Posted | N/A | https://www.pjm.com/pjmfiles/pub/planning/project-queues/csa/ac2_044_csa.pdf | Document Posted | N/A | N/A |  | 2/7/2017 | N/A | N/A |  |  |  | 11/30/2024 | 11/30/2024 |  | N | No
AC2-045 | Clark 12kV | Solar Power and Light, LLC | OH | Athens | Withdrawn | AEP | 10 | 10 | 3.8 |  | Capacity | Generation Interconnection | Solar |  |  | N/A | https://www.pjm.com/pjmfiles/pub/planning/project-queues/feas_docs/ac2045_fea.pdf | Document Posted | https://www.pjm.com/pjmfiles/pub/planning/project-queues/impact_studies/ac2045_imp.pdf | Document Posted |  | Not Required | N/A | Wholesale Market Participation Agreement | https://www.pjm.com/pjmfiles/pub/planning/project-queues/wmpa/ac2045_wmpa.pdf | https://www.pjm.com/pjmfiles/pub/planning/project-queues/csa/ac2045_wmpa.pdf | Not Required | N/A | N/A |  | 2/7/2017 | N/A | N/A |  | 6/29/2020 |  | 12/31/2019 | 12/31/2019 |  | N | No
AC2-046 | EAst Beaver 138kV |  | OH | Jackson | Withdrawn | AEP | 63 | 63 | 39.3 |  | Capacity | Generation Interconnection | Solar |  |  | N/A | https://www.pjm.com/pjmfiles/pub/planning/project-queues/feas_docs/ac2046_fea.pdf | Document Posted |  |  |  |  | N/A |  | N/A |  |  | N/A | N/A |  | 2/8/2017 | N/A | N/A |  | 9/26/2017 |  | 12/31/2018 |  |  | N | No
AC2-047 | Ashley-Millbrook Park 69 kV |  | OH | Scioto | Withdrawn | AEP | 18.3 | 18.3 | 7 |  | Capacity | Generation Interconnection | Solar |  |  | N/A | https://www.pjm.com/pjmfiles/pub/planning/project-queues/feas_docs/ac2047_fea.pdf | Document Posted |  |  |  |  | N/A |  | N/A |  |  | N/A | N/A |  | 2/8/2017 | N/A | N/A |  | 10/23/2017 |  | 10/31/2018 |  |  | N | No
AC2-048 | Sporn 138kV |  | OH | Meigs | Withdrawn | AEP | 60 | 60 | 22.8 |  | Capacity | Generation Interconnection | Solar |  |  | N/A | https://www.pjm.com/pjmfiles/pub/planning/project-queues/feas_docs/ac2048_fea.pdf | Document Posted | https://www.pjm.com/pjmfiles/pub/planning/project-queues/impact_studies/ac2048_imp.pdf | Document Posted | https://www.pjm.com/pjmfiles/pub/planning/project-queues/facilities/ac2048_fac.pdf | Document Posted |  | Withdrawn | N/A |  | Withdrawn | N/A | N/A |  | 2/10/2017 | N/A | N/A |  | 1/9/2023 |  | 12/31/2018 |  |  | N | No
AC2-049 | Hillsboro-Millbrook 138kV |  | OH | Highland | Withdrawn | AEP | 49 | 49 | 29.4 |  | Capacity | Generation Interconnection | Solar |  |  | N/A | https://www.pjm.com/pjmfiles/pub/planning/project-queues/feas_docs/ac2049_fea.pdf | Document Posted |  |  |  |  | N/A |  | N/A |  |  | N/A | N/A |  | 2/10/2017 | N/A | N/A |  | 10/13/2017 |  | 6/1/2019 |  |  | N | No
AC2-050 | Tabernacle 12kV | Seneca Energy | NJ | Burlington | Withdrawn | AEC | 10 | 10 | 3.8 |  | Capacity | Generation Interconnection | Solar |  |  | N/A | https://www.pjm.com/pjmfiles/pub/planning/project-queues/feas_docs/ac2050_fea.pdf | Document Posted | https://www.pjm.com/pjmfiles/pub/planning/project-queues/impact_studies/ac2050_imp.pdf | Document Posted | https://www.pjm.com/pjmfiles/pub/planning/project-queues/facilities/ac2050_fac.pdf | Document Posted | N/A | Wholesale Market Participation Agreement | https://www.pjm.com/pjmfiles/pub/planning/project-queues/wmpa/ac2050_wmpa.pdf | https://www.pjm.com/pjmfiles/pub/planning/project-queues/csa/ac2050_wmpa.pdf | Not Required | N/A | N/A |  | 2/10/2017 | N/A | N/A |  | 6/27/2022 |  | 11/30/2025 | 11/30/2025 |  | N | No
AC2-051 | Pickaway Solar |  | OH | Pickaway | Withdrawn | AEP | 10 | 10 | 3.8 |  | Capacity | Generation Interconnection | Solar |  |  | N/A |  | Withdrawn |  |  |  |  | N/A |  | N/A |  |  | N/A | N/A |  | 2/13/2017 | N/A | N/A |  | 3/24/2017 | Customer Initiated Withdrawal | 12/31/2018 |  |  | N | No
AC2-053 | Germantown 115kV | Brookview Solar I | PA | Adams | Withdrawn | ME | 55 | 20 | 7.6 |  | Capacity | Generation Interconnection | Solar |  |  | N/A | https://www.pjm.com/pjmfiles/pub/planning/project-queues/feas_docs/ac2053_fea.pdf | Document Posted | https://www.pjm.com/pjmfiles/pub/planning/project-queues/impact_studies/ac2053_imp.pdf | Document Posted | https://www.pjm.com/pjmfiles/pub/planning/project-queues/facilities/ac2053_fac.pdf | Document Posted | https://www.pjm.com/pjmfiles/pub/planning/project-queues/isa/ac2_053_isa.pdf | Document Posted | N/A | https://www.pjm.com/pjmfiles/pub/planning/project-queues/csa/ac2_053_csa.pdf | Document Posted | N/A | N/A | 11/30/2033 | 2/15/2017 | N/A | N/A | 12/30/2033 | 12/11/2023 |  | 12/31/2023 | 12/31/2023 |  | N | No
AC2-054 | South Rultonham 69kV |  | OH | Muskingum | Withdrawn | AEP | 10 | 10 | 3.8 |  | Capacity | Generation Interconnection | Solar |  |  | N/A |  | Withdrawn |  |  |  |  | N/A |  | N/A |  |  | N/A | N/A |  | 2/14/2017 | N/A | N/A |  | 5/1/2017 | Customer Initiated Withdrawal | 12/31/2018 |  |  | N | No
AC2-055 | Buckskin 69kV |  | OH | Highland | Withdrawn | AEP | 47.5 | 47.5 | 18.05 |  | Capacity | Generation Interconnection | Solar |  |  | N/A | https://www.pjm.com/pjmfiles/pub/planning/project-queues/feas_docs/ac2055_fea.pdf | Document Posted | https://www.pjm.com/pjmfiles/pub/planning/project-queues/impact_studies/ac2055_imp.pdf | Document Posted |  | Withdrawn | N/A |  | N/A |  |  | N/A | N/A |  | 2/14/2017 | N/A | N/A |  | 4/22/2021 |  | 7/1/2019 |  |  | N | No
AC2-056 | Killen 345kV |  | OH | Adams | Withdrawn | Dayton | 20 | 20 | 13.4 |  | Capacity | Generation Interconnection | Solar |  |  | N/A |  | Withdrawn |  |  |  |  | N/A |  | N/A |  |  | N/A | N/A |  | 2/15/2017 | N/A | N/A |  | 5/5/2017 | Customer Initiated Withdrawal | 12/31/2018 |  |  | N | No
AC2-057 | Ridgeway-Dan River 69kV |  | VA | Pittsylvania | Withdrawn | AEP | 20 | 20 | 7.6 |  | Capacity | Generation Interconnection | Solar |  |  | N/A | https://www.pjm.com/pjmfiles/pub/planning/project-queues/feas_docs/ac2057_fea.pdf | Document Posted |  |  |  |  | N/A |  | N/A |  |  | N/A | N/A |  | 2/16/2017 | N/A | N/A |  | 10/4/2017 |  | 12/31/2018 |  |  | N | No
AC2-058 | Newcomerstown-N. Philly 69kV |  | OH | Tuscarawas | Withdrawn | AEP | 16.37 | 16.37 | 16.37 |  | Capacity | Generation Interconnection | Solar |  |  | N/A |  | Withdrawn |  |  |  |  | N/A |  | N/A |  |  | N/A | N/A |  | 2/16/2017 | N/A | N/A |  | 7/12/2017 | Customer Initiated Withdrawal | 12/31/2018 |  |  | N | No
AC2-059 | Biers Run-Circleville 138kV | Yellowbud Solar | OH | Ross | In Service | AEP | 127 | 127 | 62.5 | 127 | Capacity | Generation Interconnection | Solar |  |  | N/A | https://www.pjm.com/pjmfiles/pub/planning/project-queues/feas_docs/ac2059_fea.pdf | Document Posted | https://www.pjm.com/pjmfiles/pub/planning/project-queues/impact_studies/ac2059_imp.pdf | Document Posted | https://www.pjm.com/pjmfiles/pub/planning/project-queues/facilities/ac2059_fac.pdf | Document Posted | https://www.pjm.com/pjmfiles/pub/planning/project-queues/isa/ac2_059_isa.pdf | Document Posted | N/A | https://www.pjm.com/pjmfiles/pub/planning/project-queues/csa/ac2_059_csa.pdf | Document Posted | N/A | N/A | 10/24/2022 | 2/16/2017 | N/A | N/A | 12/21/2022 |  |  | 12/15/2022 | 12/15/2022 | 12/21/2022 | N | No
AC2-060 | Buckskin 69kV | Ross County Solar | OH | Ross | In Service | AEP | 100 | 100 | 64 | 100 | Capacity | Generation Interconnection | Solar |  |  | N/A | https://www.pjm.com/pjmfiles/pub/planning/project-queues/feas_docs/ac2060_fea.pdf | Document Posted | https://www.pjm.com/pjmfiles/pub/planning/project-queues/impact_studies/ac2060_imp.pdf | Document Posted | https://www.pjm.com/pjmfiles/pub/planning/project-queues/facilities/ac2060_fac.pdf | Document Posted | https://www.pjm.com/pjmfiles/pub/planning/project-queues/isa/ac2_060_isa.pdf | Document Posted | N/A | https://www.pjm.com/pjmfiles/pub/planning/project-queues/csa/ac2_060_csa.pdf | Document Posted | N/A | N/A | 8/16/2024 | 2/18/2017 | N/A | N/A | 9/17/2024 |  |  | 6/1/2024 | 6/1/2024 | 2/19/2025 | N | No
AC2-061 | Hillsboro-Clinton 138kV | Dodson Creek Solar | OH | Ross | Partially in Service - Under Construction | AEP | 117 | 117 | 58.1 | 117 | Capacity | Generation Interconnection | Solar |  |  | N/A | https://www.pjm.com/pjmfiles/pub/planning/project-queues/feas_docs/ac2061_fea.pdf | Document Posted | https://www.pjm.com/pjmfiles/pub/planning/project-queues/impact_studies/ac2061_imp.pdf | Document Posted | https://www.pjm.com/pjmfiles/pub/planning/project-queues/facilities/ac2061_fac.pdf | Document Posted | https://www.pjm.com/pjmfiles/pub/planning/project-queues/isa/ac2_061_isa.pdf | Document Posted | N/A | https://www.pjm.com/pjmfiles/pub/planning/project-queues/csa/ac2_061_csa.pdf | Document Posted | N/A | N/A | 3/14/2025 | 2/17/2017 | N/A | N/A | 3/30/2025 |  |  | 5/30/2025 | 5/30/2025 |  | N | No
AC2-062 | Emerald-Kenton 138kV |  | OH | Brown | Withdrawn | AEP | 55 | 55 | 55 |  | Capacity | Generation Interconnection | Solar |  |  | N/A | https://www.pjm.com/pjmfiles/pub/planning/project-queues/feas_docs/ac2062_fea.pdf | Document Posted |  |  |  |  | N/A |  | N/A |  |  | N/A | N/A |  | 2/22/2017 | N/A | N/A |  | 10/4/2017 |  | 12/31/2019 |  |  | N | No
AC2-063 | Earleys 230kV |  | NC | Bertie | Withdrawn | Dominion | 100 | 100 | 0 |  | Energy | Generation Interconnection | Solar |  |  | N/A |  | Withdrawn |  |  |  |  | N/A |  | N/A |  |  | N/A | N/A |  | 2/22/2017 | N/A | N/A |  | 3/17/2017 | Customer Milestone Not Met | 10/31/2019 |  |  | N | No
AC2-064 | Hillsboro-Millbrook 138kV |  | OH | Highland | Withdrawn | AEP | 115 | 115 | 69 |  | Capacity | Generation Interconnection | Solar |  |  | N/A | https://www.pjm.com/pjmfiles/pub/planning/project-queues/feas_docs/ac2064_fea.pdf | Document Posted |  | Withdrawn |  |  | N/A |  | N/A |  |  | N/A | N/A |  | 2/22/2017 | N/A | N/A |  | 12/9/2019 |  | 6/1/2019 |  |  | N | No
AC2-066 | Hillcrest 138kV | Hillcrest Solar Facility | OH | Brown | In Service | DEOK | 200 | 75 | 28.5 | 75 | Capacity | Generation Interconnection | Solar |  |  | N/A | https://www.pjm.com/pjmfiles/pub/planning/project-queues/feas_docs/ac2066_fea.pdf | Document Posted | https://www.pjm.com/pjmfiles/pub/planning/project-queues/impact_studies/ac2066_imp.pdf | Document Posted |  |  | https://www.pjm.com/pjmfiles/pub/planning/project-queues/isa/ac2_066_isa.pdf | Document Posted | N/A | https://www.pjm.com/pjmfiles/pub/planning/project-queues/csa/ac2_066_csa.pdf | Document Posted | N/A | N/A | 8/19/2020 | 2/24/2017 | N/A | N/A | 11/15/2020 |  |  | 12/31/2020 | 12/31/2020 | 12/18/2020 | N | No
AC2-067 | Camden-Crystal I 69kV | Eaton OH Solar | OH | Preble | Suspended | Dayton | 49.9 | 49.9 | 18.9 |  | Capacity | Generation Interconnection | Solar |  |  | N/A | https://www.pjm.com/pjmfiles/pub/planning/project-queues/feas_docs/ac2067_fea.pdf | Document Posted | https://www.pjm.com/pjmfiles/pub/planning/project-queues/impact_studies/ac2067_imp.pdf | Document Posted | https://www.pjm.com/pjmfiles/pub/planning/project-queues/facilities/ac2067_fac.pdf | Document Posted | https://www.pjm.com/pjmfiles/pub/planning/project-queues/isa/ac2_067_isa.pdf | Document Posted | N/A | https://www.pjm.com/pjmfiles/pub/planning/project-queues/csa/ac2_067_csa.pdf | Document Posted | N/A | N/A |  | 2/27/2017 | N/A | N/A | 8/15/2026 |  |  | 12/31/2024 | 12/31/2024 |  | N | No
AC2-068 | Camden-Crystal II 69kV | Eaton OH Solar | OH | Preble | Suspended | Dayton | 69.9 | 20 | 7.6 |  | Capacity | Generation Interconnection | Solar |  |  | N/A | https://www.pjm.com/pjmfiles/pub/planning/project-queues/feas_docs/ac2068_fea.pdf | Document Posted | https://www.pjm.com/pjmfiles/pub/planning/project-queues/impact_studies/ac2068_imp.pdf | Document Posted | https://www.pjm.com/pjmfiles/pub/planning/project-queues/facilities/ac2068_fac.pdf | Document Posted | https://www.pjm.com/pjmfiles/pub/planning/project-queues/isa/ac2_068_isa.pdf | Document Posted | N/A | https://www.pjm.com/pjmfiles/pub/planning/project-queues/csa/ac2_068_csa.pdf | Document Posted | N/A | N/A |  | 2/27/2017 | N/A | N/A | 1/1/2022 |  |  | 12/31/2024 | 12/31/2024 |  | N | No
AC2-069 | Jacsonville-Renaker 138kV III |  | KY | Harrison | Withdrawn | EKPC | 60 | 60 | 40.2 |  | Capacity | Generation Interconnection | Solar |  |  | N/A | https://www.pjm.com/pjmfiles/pub/planning/project-queues/feas_docs/ac2069_fea.pdf | Document Posted |  |  |  |  | N/A |  | N/A |  |  | N/A | N/A |  | 2/27/2017 | N/A | N/A |  | 9/11/2017 | Customer Initiated Withdrawal | 6/1/2019 |  |  | N | No
AC2-070 | Old Church 34.5kV | Hollyfield II | VA | King William | Withdrawn | Dominion | 13 | 13 | 9.2 |  | Capacity | Generation Interconnection | Solar |  |  | N/A | https://www.pjm.com/pjmfiles/pub/planning/project-queues/feas_docs/ac2070_fea.pdf | Document Posted | https://www.pjm.com/pjmfiles/pub/planning/project-queues/impact_studies/ac2070_imp.pdf | Document Posted |  | Not Required | N/A | Wholesale Market Participation Agreement | https://www.pjm.com/pjmfiles/pub/planning/project-queues/wmpa/ac2070_wmpa.pdf | https://www.pjm.com/pjmfiles/pub/planning/project-queues/csa/ac2070_wmpa.pdf | Not Required | N/A | N/A |  | 2/27/2017 | N/A | N/A | 12/30/2021 | 1/22/2021 |  | 12/31/2021 | 12/31/2021 |  | N | No
AC2-071 | Buckingham 35kV | Buckingham IIK | VA | Buckingham | Withdrawn | Dominion | 20 | 20 | 13.3 |  | Capacity | Generation Interconnection | Solar |  |  | N/A | https://www.pjm.com/pjmfiles/pub/planning/project-queues/feas_docs/ac2070_fea.pdf | Document Posted | https://www.pjm.com/pjmfiles/pub/planning/project-queues/impact_studies/ac2071_imp.pdf | Document Posted |  | Not Required | N/A | Wholesale Market Participation Agreement | https://www.pjm.com/pjmfiles/pub/planning/project-queues/wmpa/ac2071_wmpa.pdf | https://www.pjm.com/pjmfiles/pub/planning/project-queues/csa/ac2071_wmpa.pdf | Not Required | N/A | N/A |  | 2/27/2017 | N/A | N/A | 12/31/2021 | 1/22/2021 |  | 12/31/2021 | 12/31/2021 |  | N | No
AC2-072 | Nokesville 35kV | Nokesville | VA | Prince William | Withdrawn | Dominion | 20 | 20 | 13.3 |  | Capacity | Generation Interconnection | Solar |  |  | N/A | https://www.pjm.com/pjmfiles/pub/planning/project-queues/feas_docs/ac2072_fea.pdf | Document Posted | https://www.pjm.com/pjmfiles/pub/planning/project-queues/impact_studies/ac2072_imp.pdf | Document Posted |  | Not Required | N/A | Wholesale Market Participation Agreement | https://www.pjm.com/pjmfiles/pub/planning/project-queues/wmpa/ac2072_wmpa.pdf | https://www.pjm.com/pjmfiles/pub/planning/project-queues/csa/ac2072_wmpa.pdf | Not Required | N/A | N/A |  | 2/27/2017 | N/A | N/A | 12/31/2021 | 1/22/2021 |  | 12/31/2021 | 12/31/2021 |  | N | No
AC2-073 | Harmony Village 35kV | Church View | VA | Middlesex | Withdrawn | Dominion | 20 | 20 | 13.3 |  | Capacity | Generation Interconnection | Solar |  |  | N/A | https://www.pjm.com/pjmfiles/pub/planning/project-queues/feas_docs/ac2073_fea.pdf | Document Posted | https://www.pjm.com/pjmfiles/pub/planning/project-queues/impact_studies/ac2073_imp.pdf | Document Posted |  | Not Required | N/A | Wholesale Market Participation Agreement | https://www.pjm.com/pjmfiles/pub/planning/project-queues/wmpa/ac2073_wmpa.pdf | https://www.pjm.com/pjmfiles/pub/planning/project-queues/csa/ac2073_wmpa.pdf | Not Required | N/A | N/A |  | 2/27/2017 | N/A | N/A | 12/31/2021 | 9/24/2019 |  | 12/31/2021 | 12/31/2021 |  | N | No
AC2-074 | Mt. Jackson 35kV | Mt. Jackson I | VA | Shenandoah | Withdrawn | Dominion | 15.65 | 15.65 | 10.4 |  | Capacity | Generation Interconnection | Solar |  |  | N/A | https://www.pjm.com/pjmfiles/pub/planning/project-queues/feas_docs/ac2074_fea.pdf | Document Posted | https://www.pjm.com/pjmfiles/pub/planning/project-queues/impact_studies/ac2074_imp.pdf | Document Posted |  | Not Required | N/A | Wholesale Market Participation Agreement | https://www.pjm.com/pjmfiles/pub/planning/project-queues/wmpa/ac2074_wmpa.pdf | https://www.pjm.com/pjmfiles/pub/planning/project-queues/csa/ac2074_wmpa.pdf | Not Required | N/A | N/A |  | 2/27/2017 | N/A | N/A | 12/31/2021 | 1/22/2021 |  | 12/31/2021 | 12/31/2021 |  | N | No
AC2-075 | Jacksonville-Renaker 138 kV | Bluebird Solar | KY | Harrison | Under Construction | EKPC | 100 | 20 | 13.3 |  | Capacity | Generation Interconnection | Solar |  |  | N/A | https://www.pjm.com/pjmfiles/pub/planning/project-queues/feas_docs/ac2075_fea.pdf | Document Posted | https://www.pjm.com/pjmfiles/pub/planning/project-queues/impact_studies/ac2075_imp.pdf | Document Posted | https://www.pjm.com/pjmfiles/pub/planning/project-queues/facilities/ac2075_fac.pdf | Document Posted | https://www.pjm.com/pjmfiles/pub/planning/project-queues/isa/ac2_075_isa.pdf | Document Posted | N/A |  | Not Required | N/A | N/A | 11/6/2024 | 2/28/2017 | N/A | N/A | 5/28/2025 |  |  | 5/28/2025 | 5/28/2025 |  | N | No
AC2-076 | Kiski Valley–Vandergrift 25 kV | Kiski Valley | PA | Westmoreland | Withdrawn | APS | 19.9 | 19.9 | 19.9 |  | Capacity | Generation Interconnection | Natural Gas |  |  | N/A | https://www.pjm.com/pjmfiles/pub/planning/project-queues/feas_docs/ac2076_fea.pdf | Document Posted | https://www.pjm.com/pjmfiles/pub/planning/project-queues/impact_studies/ac2076_imp.pdf | Document Posted |  | Not Required | N/A | Wholesale Market Participation Agreement | https://www.pjm.com/pjmfiles/pub/planning/project-queues/wmpa/ac2076_wmpa.pdf | https://www.pjm.com/pjmfiles/pub/planning/project-queues/csa/ac2076_wmpa.pdf | Not Required | N/A | N/A |  | 2/28/2017 | N/A | N/A |  | 10/22/2018 |  | 4/30/2020 | 4/30/2020 |  | N | No
AC2-077 | Sabinsville 34.5kV |  | PA | Tioga | Withdrawn | PENELEC | 20 | 20 | 20 |  | Capacity | Generation Interconnection | Natural Gas |  |  | N/A | https://www.pjm.com/pjmfiles/pub/planning/project-queues/feas_docs/ac2077_fea.pdf | Document Posted | https://www.pjm.com/pjmfiles/pub/planning/project-queues/impact_studies/ac2077_imp.pdf | Document Posted |  | Withdrawn | N/A |  | N/A |  |  | N/A | N/A |  | 2/28/2017 | N/A | N/A |  | 8/1/2019 |  | 5/31/2018 |  |  | N | No
AC2-078 | Disputanta-Waverly 115kV | Warwick PVI | VA | Prince George | Withdrawn | Dominion | 60 | 60 | 22.8 |  | Capacity | Generation Interconnection | Solar |  |  | N/A | https://www.pjm.com/pjmfiles/pub/planning/project-queues/feas_docs/ac2078_fea.pdf | Document Posted | https://www.pjm.com/pjmfiles/pub/planning/project-queues/impact_studies/ac2078_imp.pdf | Document Posted | https://www.pjm.com/pjmfiles/pub/planning/project-queues/facilities/ac2078_fac.pdf | Document Posted | https://www.pjm.com/pjmfiles/pub/planning/project-queues/isa/ac2_078_isa.pdf | Document Posted | N/A |  | Withdrawn | N/A | N/A |  | 2/28/2017 | N/A | N/A |  | 2/9/2021 |  | 12/1/2022 | 12/1/2022 |  | N | No
AC2-079 | Ivor-Oak Ridge 115kV | Windsor PVI | VA | Isle of Wight | Suspended | Dominion | 85 | 85 | 32.3 |  | Capacity | Generation Interconnection | Solar |  |  | N/A | https://www.pjm.com/pjmfiles/pub/planning/project-queues/feas_docs/ac2079_fea.pdf | Document Posted | https://www.pjm.com/pjmfiles/pub/planning/project-queues/impact_studies/ac2079_imp.pdf | Document Posted | https://www.pjm.com/pjmfiles/pub/planning/project-queues/facilities/ac2079_fac.pdf | Document Posted | https://www.pjm.com/pjmfiles/pub/planning/project-queues/isa/ac2_079_isa.pdf | Document Posted | N/A | https://www.pjm.com/pjmfiles/pub/planning/project-queues/csa/ac2_079_csa.pdf | Document Posted | N/A | N/A | 10/29/2024 | 3/3/2017 | N/A | N/A | 11/29/2025 |  |  | 6/1/2023 | 6/1/2023 |  | N | No
AC2-080 | Olive-Reynolds 345kV |  | IN | Jasper | Withdrawn | AEP | 200 | 200 | 26 |  | Capacity | Generation Interconnection | Wind |  |  | N/A | https://www.pjm.com/pjmfiles/pub/planning/project-queues/feas_docs/ac2080_fea.pdf | Document Posted | https://www.pjm.com/pjmfiles/pub/planning/project-queues/impact_studies/ac2080_imp.pdf | Document Posted |  | Withdrawn | N/A |  | N/A |  |  | N/A | N/A |  | 2/28/2017 | N/A | N/A |  | 4/21/2021 |  | 12/31/2019 |  |  | N | No
AC2-081 | Battle Town 115kV |  | VA | Clarke | Withdrawn | APS | 100 | 100 | 38 |  | Capacity | Generation Interconnection | Solar |  |  | N/A |  | Withdrawn |  |  |  |  | N/A |  | N/A |  |  | N/A | N/A |  | 2/28/2017 | N/A | N/A |  | 3/24/2017 | Customer Milestone Not Met | 12/31/2019 |  |  | N | No
AC2-082 | Remington-Gainesville 230kV |  | VA | Fauquier | Withdrawn | Dominion | 85 | 85 | 32.3 |  | Capacity | Generation Interconnection | Solar |  |  | N/A | https://www.pjm.com/pjmfiles/pub/planning/project-queues/feas_docs/ac2082_fea.pdf | Document Posted | https://www.pjm.com/pjmfiles/pub/planning/project-queues/impact_studies/ac2082_imp.pdf | Document Posted |  |  | N/A |  | N/A |  |  | N/A | N/A |  | 2/28/2017 | N/A | N/A |  | 6/5/2018 |  | 12/31/2019 |  |  | N | No
AC2-083 | Dawson-South Justice 115kV |  | NC | Halifax | Withdrawn | Dominion | 20 | 20 | 13.4 |  | Capacity | Generation Interconnection | Solar |  |  | N/A | https://www.pjm.com/pjmfiles/pub/planning/project-queues/feas_docs/ac2083_fea.pdf | Document Posted | https://www.pjm.com/pjmfiles/pub/planning/project-queues/impact_studies/ac2084_imp.pdf | Document Posted |  | Withdrawn | N/A |  | N/A |  |  | N/A | N/A |  | 2/28/2017 | N/A | N/A |  | 10/3/2020 |  | 6/1/2019 |  |  | N | No
AC2-084 | Dawson-South Justice 115kV | American Beech Solar | NC | Halifax | Under Construction | Dominion | 140 | 60 | 40.2 |  | Capacity | Generation Interconnection | Solar |  |  | N/A | https://www.pjm.com/pjmfiles/pub/planning/project-queues/feas_docs/ac2084_fea.pdf | Document Posted | https://www.pjm.com/pjmfiles/pub/planning/project-queues/impact_studies/ac2084_imp.pdf | Document Posted |  | Not Required | https://www.pjm.com/pjmfiles/pub/planning/project-queues/isa/ac2_084_isa.pdf | Document Posted | N/A | https://www.pjm.com/pjmfiles/pub/planning/project-queues/csa/ac2_084_csa.pdf | Document Posted | N/A | N/A | 7/8/2025 | 3/2/2017 | N/A | N/A | 7/15/2025 |  |  | 6/30/2025 | 6/30/2025 |  | N | No
AC2-085 | Eastwood 34kV |  | OH | Clermont | Withdrawn | DEOK | 20 | 20 | 10.8 |  | Capacity | Generation Interconnection | Solar |  |  | N/A | https://www.pjm.com/pjmfiles/pub/planning/project-queues/feas_docs/ac2085_fea.pdf | Document Posted | https://www.pjm.com/pjmfiles/pub/planning/project-queues/impact_studies/ac2085_imp.pdf | Document Posted |  | Not Required |  | Withdrawn | N/A |  | Not Required | N/A | N/A |  | 2/28/2017 | N/A | N/A |  | 7/2/2018 |  | 5/31/2019 |  |  | N | No
AC2-086 | Eastwood 34.5kV |  | OH | Clermont | Withdrawn | DEOK | 20 | 20 | 10.8 |  | Capacity | Generation Interconnection | Solar |  |  | N/A |  | Withdrawn |  |  |  |  | N/A |  | N/A |  |  | N/A | N/A |  | 2/28/2017 | N/A | N/A |  | 4/10/2017 | Customer Initiated Withdrawal | 5/30/2019 |  |  | N | No
AC2-087 | Buckskin 69kV |  | OH | Ross | Withdrawn | AEP | 85 | 85 | 47.4 |  | Capacity | Generation Interconnection | Solar |  |  | N/A | https://www.pjm.com/pjmfiles/pub/planning/project-queues/feas_docs/ac2087_fea.pdf | Document Posted | https://www.pjm.com/pjmfiles/pub/planning/project-queues/impact_studies/ac2087_imp.pdf | Document Posted |  |  | N/A |  | N/A |  |  | N/A | N/A |  | 2/28/2017 | N/A | N/A |  | 1/15/2020 |  | 5/31/2019 |  |  | N | No
AC2-088 | S. Bethel-Brown 69kV | Nestlewood Solar | OH | Clermont | In Service | DEOK | 70 | 70 | 38.4 | 70 | Capacity | Generation Interconnection | Solar |  |  | N/A | https://www.pjm.com/pjmfiles/pub/planning/project-queues/feas_docs/ac2088_fea.pdf | Document Posted | https://www.pjm.com/pjmfiles/pub/planning/project-queues/impact_studies/ac2088_imp.pdf | Document Posted | https://www.pjm.com/pjmfiles/pub/planning/project-queues/facilities/ac2088_fac.pdf | Document Posted | https://www.pjm.com/pjmfiles/pub/planning/project-queues/isa/ac2_088_isa.pdf | Document Posted | N/A | https://www.pjm.com/pjmfiles/pub/planning/project-queues/csa/ac2_088_csa.pdf | Document Posted | N/A | N/A | 12/7/2023 | 3/1/2017 | N/A | N/A | 12/20/2023 |  |  | 3/31/2024 | 3/31/2024 | 12/27/2023 | N | No
AC2-089 | Klockner 34.5 kV | Silverside Solar | VA | Wythe | Withdrawn | AEP | 18.2 | 18.2 | 8.8 |  | Capacity | Generation Interconnection | Solar |  |  | N/A | https://www.pjm.com/pjmfiles/pub/planning/project-queues/feas_docs/ac2089_fea.pdf | Document Posted | https://www.pjm.com/pjmfiles/pub/planning/project-queues/impact_studies/ac2089_imp.pdf | Document Posted |  | Not Required | N/A | Wholesale Market Participation Agreement | https://www.pjm.com/pjmfiles/pub/planning/project-queues/wmpa/ac2089_wmpa.pdf | https://www.pjm.com/pjmfiles/pub/planning/project-queues/csa/ac2089_wmpa.pdf | Not Required | N/A | N/A |  | 2/28/2017 | N/A | N/A |  | 3/22/2019 |  | 12/31/2019 | 12/31/2019 |  | N | No
AC2-090 | Losantville 345kV | Riverstart Solar Park III | IN | Randolph | In Service | AEP | 100 | 100 | 38 | 100 | Capacity | Generation Interconnection | Solar |  |  | N/A | https://www.pjm.com/pjmfiles/pub/planning/project-queues/feas_docs/ac2090_fea.pdf | Document Posted | https://www.pjm.com/pjmfiles/pub/planning/project-queues/impact_studies/ac2090_imp.pdf | Document Posted | https://www.pjm.com/pjmfiles/pub/planning/project-queues/facilities/ac2090_fac.pdf | Document Posted | https://www.pjm.com/pjmfiles/pub/planning/project-queues/isa/ac2_090_isa.pdf | Document Posted | N/A | https://www.pjm.com/pjmfiles/pub/planning/project-queues/csa/ac2_090_csa.pdf | Document Posted | N/A | N/A | 3/26/2024 | 3/7/2017 | N/A | N/A | 8/21/2024 |  | Customer Milestone Not Met | 12/31/2024 | 12/31/2024 | 12/18/2024 | N | No
AC2-091 | Modoc (Riverstart Solar IV) 138kV |  | IN | Randolph | Withdrawn | AEP | 100 | 100 | 38 |  | Capacity | Generation Interconnection | Solar |  |  | N/A |  | Withdrawn |  |  |  |  | N/A |  | N/A |  |  | N/A | N/A |  | 2/28/2017 | N/A | N/A |  | 3/31/2017 | Customer Milestone Not Met | 11/30/2019 |  |  | N | No
AC2-092 | Susquehanna-Lackawanna 500kV | Freedom Generation Plant | PA | Luzerne | In Service | PPL | 1105 | 55 | 65 | 55 | Capacity | Generation Interconnection | Natural Gas |  |  | N/A | https://www.pjm.com/pjmfiles/pub/planning/project-queues/feas_docs/ac2092_fea.pdf | Document Posted | https://www.pjm.com/pjmfiles/pub/planning/project-queues/impact_studies/ac2092_imp.pdf | Document Posted |  | Not Required | https://www.pjm.com/pjmfiles/pub/planning/project-queues/isa/ac2_092_isa.pdf | Document Posted | N/A |  | Not Required | N/A | N/A |  | 3/1/2017 | N/A | N/A | 6/1/2023 |  |  | 6/1/2022 | 6/1/2022 | 1/26/2023 | N | No
AC2-093 | Brunswick-Wake 500 kV |  | NC | Northhampton | Withdrawn | Dominion | 675 | 675 | 429.4 |  | Capacity | Generation Interconnection | Solar |  |  | N/A | https://www.pjm.com/pjmfiles/pub/planning/project-queues/feas_docs/ac2093_fea.pdf | Document Posted | https://www.pjm.com/pjmfiles/pub/planning/project-queues/impact_studies/ac2093_imp.pdf | Document Posted |  |  | N/A |  | N/A |  |  | N/A | N/A |  | 3/2/2017 | N/A | N/A |  | 7/6/2018 |  | 12/1/2021 |  |  | N | No
AC2-094 | Louisa-North Anna 230kV |  | VA | Louisa | Withdrawn | Dominion | 99.9 | 99.9 | 63.3 |  | Capacity | Generation Interconnection | Solar |  |  | N/A | https://www.pjm.com/pjmfiles/pub/planning/project-queues/feas_docs/ac2094_fea.pdf | Document Posted |  |  |  |  | N/A |  | N/A |  |  | N/A | N/A |  | 3/6/2017 | N/A | N/A |  | 10/30/2017 |  | 10/1/2019 |  |  | N | No
AC2-095 | Eastwood 138kV |  | OH | Clermont | Withdrawn | DEOK | 10 | 10 | 5.4 |  | Capacity | Generation Interconnection | Solar |  |  | N/A |  | Withdrawn |  |  |  |  | N/A |  | N/A |  |  | N/A | N/A |  | 3/8/2017 | N/A | N/A |  | 4/11/2017 | Customer Initiated Withdrawal | 5/30/2019 |  |  | N | No
AC2-096 | Wurno I 34.5KV |  | VA | Pulaski | Withdrawn | AEP | 20 | 20 | 12 |  | Capacity | Generation Interconnection | Solar |  |  | N/A |  | Withdrawn |  | Withdrawn |  |  | N/A |  | N/A |  |  | N/A | N/A |  | 3/9/2017 | N/A | N/A |  | 1/10/2018 |  | 6/1/2018 |  |  | N | No
AC2-097 | Wurno II 34.5kV |  | VA | Pulaski | Withdrawn | AEP | 20 | 20 | 12 |  | Capacity | Generation Interconnection | Solar |  |  | N/A |  | Withdrawn |  | Withdrawn |  |  | N/A |  | N/A |  |  | N/A | N/A |  | 3/9/2017 | N/A | N/A |  | 1/10/2018 |  | 6/1/2018 |  |  | N | No
AC2-098 | Buckhorn-Lonesome Pine 138kV |  | VA | Tazewell | Withdrawn | AEP | 100 | 100 | 60 |  | Capacity | Generation Interconnection | Solar |  |  | N/A | https://www.pjm.com/pjmfiles/pub/planning/project-queues/feas_docs/ac2098_fea.pdf | Document Posted |  |  |  |  | N/A |  | N/A |  |  | N/A | N/A |  | 3/9/2017 | N/A | N/A |  | 8/30/2017 | Customer Initiated Withdrawal | 6/1/2018 |  |  | N | No
AC2-099 | Nursery 36kV |  | OH | Lake | Withdrawn | ATSI | 3 | 3 | 3 |  | Capacity | Generation Interconnection | Methane |  |  | N/A | https://www.pjm.com/pjmfiles/pub/planning/project-queues/feas_docs/ac2099_fea.pdf | Document Posted |  |  |  |  | N/A |  | N/A |  |  | N/A | N/A |  | 3/9/2017 | N/A | N/A |  | 9/8/2017 | Customer Initiated Withdrawal | 6/30/2018 |  |  | N | Yes
AC2-100 | Halifax-Person 230kV | Powells Creek Solar | VA | Halifax | In Service | Dominion | 50 | 50 | 33.6 | 50 | Capacity | Generation Interconnection | Solar |  |  | N/A | https://www.pjm.com/pjmfiles/pub/planning/project-queues/feas_docs/ac2100_fea.pdf | Document Posted | https://www.pjm.com/pjmfiles/pub/planning/project-queues/impact_studies/ac2100_imp.pdf | Document Posted | https://www.pjm.com/pjmfiles/pub/planning/project-queues/facilities/ac2100_fac.pdf | Document Posted | https://www.pjm.com/pjmfiles/pub/planning/project-queues/isa/ac2_100_isa.pdf | Document Posted | N/A | https://www.pjm.com/pjmfiles/pub/planning/project-queues/csa/ac2_100_csa.pdf | Document Posted | N/A | N/A | 7/26/2023 | 3/12/2017 | N/A | N/A | 7/31/2023 |  |  | 11/1/2023 | 11/1/2023 | 8/23/2023 | N | No
AC2-101 | Ripley-Nanjemoy 69kV | Shugart Solar | MD | Charles | Withdrawn | SMECO | 32.5 | 32.5 | 12.35 |  | Capacity | Generation Interconnection | Solar |  |  | N/A | https://www.pjm.com/pjmfiles/pub/planning/project-queues/feas_docs/ac2101_fea.pdf | Document Posted | https://www.pjm.com/pjmfiles/pub/planning/project-queues/impact_studies/ac2101_imp.pdf | Document Posted | https://www.pjm.com/pjmfiles/pub/planning/project-queues/facilities/ac2101_fac.pdf | Document Posted | N/A | Wholesale Market Participation Agreement | https://www.pjm.com/pjmfiles/pub/planning/project-queues/wmpa/ac2101_wmpa.pdf | https://www.pjm.com/pjmfiles/pub/planning/project-queues/csa/ac2101_wmpa.pdf | Not Required | N/A | N/A |  | 3/10/2017 | N/A | N/A | 12/31/2020 | 12/3/2020 |  | 3/15/2021 | 3/15/2021 |  | N | No
AC2-102 | Mitchell DP 115kV |  | VA | Culpeper | Withdrawn | Dominion | 80 | 80 | 30.4 |  | Capacity | Generation Interconnection | Solar |  |  | N/A | https://www.pjm.com/pjmfiles/pub/planning/project-queues/feas_docs/ac2102_fea.pdf | Document Posted | https://www.pjm.com/pjmfiles/pub/planning/project-queues/impact_studies/ac2102_imp.pdf | Document Posted |  | Withdrawn | N/A |  | N/A |  |  | N/A | N/A |  | 3/10/2017 | N/A | N/A |  | 4/15/2020 |  | 6/30/2019 |  |  | N | No
AC2-103 | Beaver-Davis Besse 345 kV I | Firelands Wind | OH | Erie | Engineering and Procurement | ATSI | 297.66 | 297.66 | 38.69 |  | Capacity | Generation Interconnection | Wind |  |  | N/A | https://www.pjm.com/pjmfiles/pub/planning/project-queues/feas_docs/ac2103_fea.pdf | Document Posted | https://www.pjm.com/pjmfiles/pub/planning/project-queues/impact_studies/ac2103_imp.pdf | Document Posted | https://www.pjm.com/pjmfiles/pub/planning/project-queues/facilities/ac2103_fac.pdf | Document Posted | https://www.pjm.com/pjmfiles/pub/planning/project-queues/isa/ac2_103_isa.pdf | Document Posted | N/A | https://www.pjm.com/pjmfiles/pub/planning/project-queues/csa/ac2_103_csa.pdf | Document Posted | N/A | N/A | 12/18/2026 | 3/10/2017 | N/A | N/A | 11/23/2026 |  |  | 6/7/2025 | 6/7/2025 |  | N | No
AC2-104 | Marysville-Sorenson 765kv |  | OH | Van Wert | Withdrawn | AEP | 500.25 | 500.25 | 65.03 |  | Capacity | Generation Interconnection | Wind |  |  | N/A | https://www.pjm.com/pjmfiles/pub/planning/project-queues/feas_docs/ac2104_fea.pdf | Document Posted | https://www.pjm.com/pjmfiles/pub/planning/project-queues/impact_studies/ac2104_imp.pdf | Document Posted |  |  | N/A |  | N/A |  |  | N/A | N/A |  | 3/10/2017 | N/A | N/A |  | 11/7/2019 |  | 12/31/2020 |  |  | N | No
AC2-105 | Saddler 115kV |  | VA | Southampton | Withdrawn | Dominion | 100 | 100 | 73.51 |  | Capacity | Generation Interconnection | Solar |  |  | N/A |  | Withdrawn |  |  |  |  | N/A |  | N/A |  |  | N/A | N/A |  | 3/13/2017 | N/A | N/A |  | 3/29/2017 | Customer Initiated Withdrawal | 10/1/2019 |  |  | N | No
AC2-106 | Biers Run 138kV |  | OH | Ross | Withdrawn | AEP | 100 | 100 | 68.4 |  | Capacity | Generation Interconnection | Solar |  |  | N/A | https://www.pjm.com/pjmfiles/pub/planning/project-queues/feas_docs/ac2106_fea.pdf | Document Posted |  | Withdrawn |  |  | N/A |  | N/A |  |  | N/A | N/A |  | 3/13/2017 | N/A | N/A |  | 12/13/2017 |  | 10/1/2019 |  |  | N | No
AC2-107 | Perth 115kV |  | VA | Halifax | Withdrawn | Dominion | 100 | 100 | 68.1 |  | Capacity | Generation Interconnection | Solar |  |  | N/A | https://www.pjm.com/pjmfiles/pub/planning/project-queues/feas_docs/ac2107_fea.pdf | Document Posted | https://www.pjm.com/pjmfiles/pub/planning/project-queues/impact_studies/ac2107_imp.pdf | Document Posted |  | Withdrawn | N/A |  | N/A |  |  | N/A | N/A |  | 3/13/2017 | N/A | N/A |  | 3/27/2019 |  | 10/1/2019 |  |  | N | No
AC2-108 | Wharton 115kV |  | NC | Beaufort | Withdrawn | Dominion | 100 | 100 | 100 |  | Capacity | Generation Interconnection | Solar |  |  | N/A |  | Withdrawn |  |  |  |  | N/A |  | N/A |  |  | N/A | N/A |  | 3/13/2017 | N/A | N/A |  | 3/31/2017 | Customer Milestone Not Met | 9/30/2019 |  |  | N | No
AC2-110 | Harmony Village-Shackleford 115kV | Walnut Solar I | VA | King and Queen | Under Construction | Dominion | 70 | 20 | 7.6 |  | Capacity | Generation Interconnection | Solar |  |  | N/A | https://www.pjm.com/pjmfiles/pub/planning/project-queues/feas_docs/ac2110_fea.pdf | Document Posted | https://www.pjm.com/pjmfiles/pub/planning/project-queues/impact_studies/ac2110_imp.pdf | Document Posted | https://www.pjm.com/pjmfiles/pub/planning/project-queues/facilities/ac2110_fac.pdf | Document Posted | https://www.pjm.com/pjmfiles/pub/planning/project-queues/isa/ac2_110_isa.pdf | Document Posted | N/A | https://www.pjm.com/pjmfiles/pub/planning/project-queues/csa/ac2_110_csa.pdf | Document Posted | N/A | N/A |  | 3/14/2017 | N/A | N/A | 10/28/2025 |  |  | 7/14/2026 | 7/14/2026 |  | N | No
AC2-111 | College Corner 138kV | Angelina Solar I | OH | Preble | Engineering and Procurement | AEP | 80 | 80 | 30.4 |  | Capacity | Generation Interconnection | Solar |  |  | N/A | https://www.pjm.com/pjmfiles/pub/planning/project-queues/feas_docs/ac2111_fea.pdf | Document Posted | https://www.pjm.com/pjmfiles/pub/planning/project-queues/impact_studies/ac2111_imp.pdf | Document Posted | https://www.pjm.com/pjmfiles/pub/planning/project-queues/facilities/ac2111_fac.pdf | Document Posted | https://www.pjm.com/pjmfiles/pub/planning/project-queues/gia/ac2_111_gia.pdf | Document Posted | N/A | https://www.pjm.com/pjmfiles/pub/planning/project-queues/csa/ac2_111_csa.pdf | Document Posted | N/A | N/A | 4/1/2024 | 3/16/2017 | N/A | N/A |  |  |  | 4/1/2027 | 4/1/2027 |  | N | No
AC2-112 | Stuarts Draft-Waynesboro 115kV | Augusta Solar | VA | Augusta | Withdrawn | Dominion | 150 | 150 | 103.1 |  | Capacity | Generation Interconnection | Solar |  |  | N/A | https://www.pjm.com/pjmfiles/pub/planning/project-queues/feas_docs/ac2112_fea.pdf | Document Posted | https://www.pjm.com/pjmfiles/pub/planning/project-queues/impact_studies/ac2112_imp.pdf | Document Posted | https://www.pjm.com/pjmfiles/pub/planning/project-queues/facilities/ac2112_fac.pdf | Document Posted | https://www.pjm.com/pjmfiles/pub/planning/project-queues/isa/ac2_112_isa.pdf | Document Posted | N/A | https://www.pjm.com/pjmfiles/pub/planning/project-queues/csa/ac2_112_csa.pdf | Document Posted | N/A | N/A |  | 3/17/2017 | N/A | N/A | 12/31/2024 | 9/27/2024 |  | 12/15/2023 | 12/15/2023 |  | N | No
AC2-113 | Culpeper 35kV | Culpeper North | VA | Culpeper | Withdrawn | Dominion | 20 | 20 | 13.3 |  | Capacity | Generation Interconnection | Solar |  |  | N/A | https://www.pjm.com/pjmfiles/pub/planning/project-queues/feas_docs/ac2113_fea.pdf | Document Posted | https://www.pjm.com/pjmfiles/pub/planning/project-queues/impact_studies/ac2113_imp.pdf | Document Posted |  | Not Required | N/A | Wholesale Market Participation Agreement | https://www.pjm.com/pjmfiles/pub/planning/project-queues/wmpa/ac2113_wmpa.pdf | https://www.pjm.com/pjmfiles/pub/planning/project-queues/csa/ac2113_wmpa.pdf | Not Required | N/A | N/A |  | 3/17/2017 | N/A | N/A |  | 10/8/2018 |  | 12/31/2021 | 12/31/2021 |  | N | No
AC2-114 | Magnolia-Summersville 69kV |  | KY | Campbell | Withdrawn | EKPC | 49.9 | 49.9 | 18.9 |  | Capacity | Generation Interconnection | Solar |  |  | N/A | https://www.pjm.com/pjmfiles/pub/planning/project-queues/feas_docs/ac2114_fea.pdf | Document Posted |  |  |  |  | N/A |  | N/A |  |  | N/A | N/A |  | 3/20/2017 | N/A | N/A |  | 9/13/2017 | Customer Initiated Withdrawal | 7/1/2019 |  |  | N | No
AC2-115 | Rockford | Rockford I Energy Center | IL | Winnebago | In Service | ComEd | 360 | 40 | 40 | 40 | Capacity | Generation Interconnection | Natural Gas |  |  | N/A | https://www.pjm.com/pjmfiles/pub/planning/project-queues/feas_docs/ac2115_fea.pdf | Document Posted | https://www.pjm.com/pjmfiles/pub/planning/project-queues/impact_studies/ac2115_imp.pdf | Document Posted |  |  | https://www.pjm.com/pjmfiles/pub/planning/project-queues/isa/ac2_115_isa.pdf | Document Posted | N/A |  | Not Required | N/A | N/A |  | 3/21/2017 | N/A | N/A |  |  |  | 12/31/2021 | 12/31/2021 | 8/27/2021 | N | No
AC2-116 | Rockford II | Rockford II Energy Center | IL | Winnebago | In Service | ComEd | 180 | 7 | 7 | 7 | Capacity | Generation Interconnection | Natural Gas |  |  | N/A | https://www.pjm.com/pjmfiles/pub/planning/project-queues/feas_docs/ac2116_fea.pdf | Document Posted | https://www.pjm.com/pjmfiles/pub/planning/project-queues/impact_studies/ac2116_imp.pdf | Document Posted |  |  | https://www.pjm.com/pjmfiles/pub/planning/project-queues/isa/ac2_116_isa.pdf | Document Posted | N/A |  | Not Required | N/A | N/A |  | 3/21/2017 | N/A | N/A |  |  |  | 6/1/2021 | 6/1/2021 | 8/25/2021 | N | No
AC2-117 | University Park North | University Park North Energy Center | IL | Will | In Service | ComEd | 606 | 46 | 46 | 46 | Capacity | Generation Interconnection | Natural Gas |  |  | N/A | https://www.pjm.com/pjmfiles/pub/planning/project-queues/feas_docs/ac2117_fea.pdf | Document Posted | https://www.pjm.com/pjmfiles/pub/planning/project-queues/impact_studies/ac2117_imp.pdf | Document Posted |  |  | https://www.pjm.com/pjmfiles/pub/planning/project-queues/isa/ac2_117_isa.pdf | Document Posted | N/A |  | Not Required | N/A | N/A |  | 3/21/2017 | N/A | N/A |  |  |  | 5/31/2021 | 5/31/2021 | 11/6/2023 | N | No
AC2-118 | Cabot-Keystone 500kV |  | PA | Armstrong | Withdrawn | APS | 1200 | 1200 | 1100 |  | Capacity | Generation Interconnection | Natural Gas |  |  | N/A | https://www.pjm.com/pjmfiles/pub/planning/project-queues/feas_docs/ac2118_fea.pdf | Document Posted |  |  |  |  | N/A |  | N/A |  |  | N/A | N/A |  | 3/21/2017 | N/A | N/A |  | 8/22/2017 | Customer Initiated Withdrawal | 6/1/2021 |  |  | N | No
AC2-119 | Grandview 138kV |  | WV | Raliegh | Withdrawn | AEP | 25 | 25 | 17.5 |  | Capacity | Generation Interconnection | Solar |  |  | N/A | https://www.pjm.com/pjmfiles/pub/planning/project-queues/feas_docs/ac2119_fea.pdf | Document Posted |  |  |  |  | N/A |  | N/A |  |  | N/A | N/A |  | 3/22/2017 | N/A | N/A |  | 9/6/2017 | Customer Milestone Not Met | 12/31/2018 |  |  | N | No
AC2-120 | Ripley 69kV | Ripley Solar | MD | Charles | In Service | SMECO | 27.5 | 27.5 | 10.45 | 10.45 | Capacity | Generation Interconnection | Solar |  |  | N/A | https://www.pjm.com/pjmfiles/pub/planning/project-queues/feas_docs/ac2120_fea.pdf | Document Posted | https://www.pjm.com/pjmfiles/pub/planning/project-queues/impact_studies/ac2120_imp.pdf | Document Posted | https://www.pjm.com/pjmfiles/pub/planning/project-queues/facilities/ac2120_fac.pdf | Document Posted | N/A | Wholesale Market Participation Agreement | https://www.pjm.com/pjmfiles/pub/planning/project-queues/wmpa/ac2120_wmpa.pdf | https://www.pjm.com/pjmfiles/pub/planning/project-queues/csa/ac2120_wmpa.pdf | Not Required | N/A | N/A |  | 3/24/2017 | N/A | N/A | 2/28/2023 |  |  | 7/13/2022 | 7/13/2022 | 6/23/2023 | N | No
AC2-121 | Gordonsville-Remington 230kV |  | VA | Culpeper | Withdrawn | Dominion | 150 | 150 | 57 |  | Capacity | Generation Interconnection | Solar |  |  | N/A | https://www.pjm.com/pjmfiles/pub/planning/project-queues/feas_docs/ac2121_fea.pdf | Document Posted |  |  |  |  | N/A |  | N/A |  |  | N/A | N/A |  | 3/23/2017 | N/A | N/A |  | 11/2/2017 |  | 9/15/2019 |  |  | N | No
AC2-122 | Lick Run 115kV |  | PA | Somerset | Withdrawn | PENELEC | 50 | 50 | 19 |  | Capacity | Generation Interconnection | Solar |  |  | N/A | https://www.pjm.com/pjmfiles/pub/planning/project-queues/feas_docs/ac2122_fea.pdf | Document Posted | https://www.pjm.com/pjmfiles/pub/planning/project-queues/impact_studies/ac2122_imp.pdf | Document Posted |  | Withdrawn | N/A |  | N/A |  |  | N/A | N/A |  | 3/23/2017 | N/A | N/A |  | 12/10/2018 |  | 12/15/2019 |  |  | N | No
AC2-123 | Jacksons Ferry 138kV | Wythe County Solar Project | VA | Wythe | In Service | AEP | 75 | 75 | 44.6 | 75 | Capacity | Generation Interconnection | Solar |  |  | N/A | https://www.pjm.com/pjmfiles/pub/planning/project-queues/feas_docs/ac2123_fea.pdf | Document Posted | https://www.pjm.com/pjmfiles/pub/planning/project-queues/impact_studies/ac2123_imp.pdf | Document Posted | https://www.pjm.com/pjmfiles/pub/planning/project-queues/facilities/ac2123_fac.pdf | Document Posted | https://www.pjm.com/pjmfiles/pub/planning/project-queues/gia/ac2_123_gia.pdf | Document Posted | N/A | https://www.pjm.com/pjmfiles/pub/planning/project-queues/csa/ac2_123_csa.pdf | Document Posted | N/A | N/A | 5/16/2024 | 3/25/2017 | N/A | N/A | 2/28/2025 |  |  | 3/30/2025 | 3/30/2025 | 4/3/2025 | N | No
AC2-124 | Gunn Road 345kV |  | OH | Hardin | Withdrawn | AEP | 50 | 50 | 19 |  | Capacity | Generation Interconnection | Solar |  |  | N/A | https://www.pjm.com/pjmfiles/pub/planning/project-queues/feas_docs/ac2124_fea.pdf | Document Posted | https://www.pjm.com/pjmfiles/pub/planning/project-queues/impact_studies/ac2124_imp.pdf | Document Posted |  |  | N/A |  | N/A |  |  | N/A | N/A |  | 3/24/2017 | N/A | N/A |  | 11/19/2018 |  | 12/15/2019 |  |  | N | No
AC2-125 | Ladysmith 230 kV I | Ladysmith Combustion Turbines Unit 1 | VA | Caroline | In Service | Dominion | 209 | 19 | 14.9 | 19 | Capacity | Generation Interconnection | Natural Gas |  |  | N/A | https://www.pjm.com/pjmfiles/pub/planning/project-queues/feas_docs/ac2125_fea.pdf | Document Posted | https://www.pjm.com/pjmfiles/pub/planning/project-queues/impact_studies/ac2125_imp.pdf | Document Posted |  |  | https://www.pjm.com/pjmfiles/pub/planning/project-queues/isa/ac2_125_isa.pdf | Document Posted | N/A |  | Not Required | N/A | N/A |  | 3/24/2017 | N/A | N/A | 6/1/2021 |  |  | 6/1/2020 | 6/1/2020 | 5/17/2019 | N | No
AC2-126 | Ladysmith 230 kV II | Ladysmith Combustion Turbines Unit 2 | VA | Caroline | In Service | Dominion | 209 | 19 | 15 | 19 | Capacity | Generation Interconnection | Natural Gas |  |  | N/A | https://www.pjm.com/pjmfiles/pub/planning/project-queues/feas_docs/ac2126_fea.pdf | Document Posted | https://www.pjm.com/pjmfiles/pub/planning/project-queues/impact_studies/ac2126_imp.pdf | Document Posted |  |  | https://www.pjm.com/pjmfiles/pub/planning/project-queues/isa/ac2_126_isa.pdf | Document Posted | N/A |  | Not Required | N/A | N/A |  | 3/24/2017 | N/A | N/A | 6/1/2021 |  |  | 6/1/2020 | 6/1/2020 | 5/17/2019 | N | No
AC2-127 | Ladysmith CT Unit 3 |  | VA | Caroline | Withdrawn | Dominion | 209 | 19 | 8.2 |  | Capacity | Generation Interconnection | Natural Gas |  |  | N/A | https://www.pjm.com/pjmfiles/pub/planning/project-queues/feas_docs/ac2127_fea.pdf | Document Posted | https://www.pjm.com/pjmfiles/pub/planning/project-queues/impact_studies/ac2127_imp.pdf | Document Posted |  |  | N/A |  | N/A |  |  | N/A | N/A |  | 3/24/2017 | N/A | N/A |  | 4/12/2019 |  | 6/1/2017 |  |  | N | No
AC2-128 | Ladysmith CT Unit 4 |  | VA | Caroline | Withdrawn | Dominion | 209 | 19 | 7.9 |  | Capacity | Generation Interconnection | Natural Gas |  |  | N/A | https://www.pjm.com/pjmfiles/pub/planning/project-queues/feas_docs/ac2128_fea.pdf | Document Posted | https://www.pjm.com/pjmfiles/pub/planning/project-queues/impact_studies/ac2128_imp.pdf | Document Posted |  |  | N/A |  | N/A |  |  | N/A | N/A |  | 3/24/2017 | N/A | N/A |  | 4/12/2019 |  | 6/1/2017 |  |  | N | No
AC2-129 | Ladysmith CT Unit 5 |  | VA | Caroline | Withdrawn | Dominion | 209 | 19 | 7.4 |  | Capacity | Generation Interconnection | Natural Gas |  |  | N/A | https://www.pjm.com/pjmfiles/pub/planning/project-queues/feas_docs/ac2129_fea.pdf | Document Posted | https://www.pjm.com/pjmfiles/pub/planning/project-queues/impact_studies/ac2129_imp.pdf | Document Posted |  |  | N/A |  | N/A |  |  | N/A | N/A |  | 3/24/2017 | N/A | N/A |  | 4/12/2019 |  | 6/1/2017 |  |  | N | No
AC2-130 | Chesterfield 230kV 5 | Chesterfield Unit 5 | VA | Chesterfield | Deactivated | Dominion | 370 | 14 | 13.2 | 14 | Capacity | Generation Interconnection | Coal |  |  | N/A | https://www.pjm.com/pjmfiles/pub/planning/project-queues/feas_docs/ac2130_fea.pdf | Document Posted | https://www.pjm.com/pjmfiles/pub/planning/project-queues/impact_studies/ac2130_imp.pdf | Document Posted |  |  | https://www.pjm.com/pjmfiles/pub/planning/project-queues/isa/ac2_130_isa.pdf | Document Posted | N/A |  | Not Required | N/A | N/A |  | 3/24/2017 | N/A | N/A |  |  |  | 12/31/2018 | 12/31/2018 | 12/31/2018 | N | No
AC2-131 | Chesterfield 230kV 7 |  | VA | Chesterfield | Withdrawn | Dominion | 246 | 14 | 14.3 |  | Capacity | Generation Interconnection | Natural Gas |  |  | N/A | https://www.pjm.com/pjmfiles/pub/planning/project-queues/feas_docs/ac2131_fea.pdf | Document Posted | https://www.pjm.com/pjmfiles/pub/planning/project-queues/impact_studies/ac2131_imp.pdf | Document Posted |  |  | N/A |  | N/A |  |  | N/A | N/A |  | 3/24/2017 | N/A | N/A |  | 12/17/2018 |  | 6/1/2017 |  |  | N | No
AC2-132 | Chesterfield 230kV 8 |  | VA | Chesterfield | Withdrawn | Dominion | 246 | 11 | 8.8 |  | Capacity | Generation Interconnection | Natural Gas |  |  | N/A | https://www.pjm.com/pjmfiles/pub/planning/project-queues/feas_docs/ac2132_fea.pdf | Document Posted | https://www.pjm.com/pjmfiles/pub/planning/project-queues/impact_studies/ac2132_imp.pdf | Document Posted |  |  | N/A |  | N/A |  |  | N/A | N/A |  | 3/24/2017 | N/A | N/A |  | 12/17/2018 |  | 6/1/2017 |  |  | N | No
AC2-133 | Warren County 500kV | Warren County Power Station | VA | Warren | In Service | Dominion | 1484 | 20 | 20 | 20 | Capacity | Generation Interconnection | Natural Gas |  |  | N/A | https://www.pjm.com/pjmfiles/pub/planning/project-queues/feas_docs/ac2133_fea.pdf | Document Posted | https://www.pjm.com/pjmfiles/pub/planning/project-queues/impact_studies/ac2133_imp.pdf | Document Posted |  |  | https://www.pjm.com/pjmfiles/pub/planning/project-queues/isa/ac2_133_isa.pdf | Document Posted | N/A |  | Not Required | N/A | N/A |  | 3/24/2017 | N/A | N/A |  |  |  | 9/30/2018 | 9/30/2018 | 9/4/2018 | N | No
AC2-134 | Hamburg 34.5kV |  | NJ | Sussex | Withdrawn | JCPL | 9 | 9 | 1.8 |  | Capacity | Generation Interconnection | Solar |  |  | N/A | https://www.pjm.com/pjmfiles/pub/planning/project-queues/feas_docs/ac2134_fea.pdf | Document Posted | https://www.pjm.com/pjmfiles/pub/planning/project-queues/impact_studies/ac2134_imp.pdf | Document Posted |  | Withdrawn | N/A |  | N/A |  |  | N/A | N/A |  | 3/27/2017 | N/A | N/A |  | 10/24/2017 |  | 12/31/2018 |  |  | N | Yes
AC2-135 | Double Toll Gate 34.5kV |  | VA | Clarke | Withdrawn | APS | 20 | 20 | 9.6 |  | Capacity | Generation Interconnection | Solar |  |  | N/A |  | Withdrawn |  |  |  |  | N/A |  | N/A |  |  | N/A | N/A |  | 3/27/2017 | N/A | N/A |  | 6/20/2017 | Customer Initiated Withdrawal | 6/30/2018 |  |  | N | No
AC2-136 | East Hagerstown 12kV | East Hagerstown Solar | MD | Washington | Under Construction | APS | 11.8 | 11.8 | 5.5 |  | Capacity | Generation Interconnection | Solar |  |  | N/A | https://www.pjm.com/pjmfiles/pub/planning/project-queues/feas_docs/ac2136_fea.pdf | Document Posted | https://www.pjm.com/pjmfiles/pub/planning/project-queues/impact_studies/ac2136_imp.pdf | Document Posted |  | Not Required | N/A | Wholesale Market Participation Agreement | https://www.pjm.com/pjmfiles/pub/planning/project-queues/wmpa/ac2136_wmpa.pdf | https://www.pjm.com/pjmfiles/pub/planning/project-queues/csa/ac2136_wmpa.pdf | Not Required | N/A | N/A | 11/14/2025 | 3/29/2017 | N/A | N/A | 12/15/2025 |  |  | 5/1/2026 | 5/1/2026 |  | N | No
AC2-137 | Elko 34.5kV | Briel Farm Solar | VA | Henrico | In Service | Dominion | 18.8 | 18.8 | 11.4 | 18.8 | Capacity | Generation Interconnection | Solar |  |  | N/A | https://www.pjm.com/pjmfiles/pub/planning/project-queues/feas_docs/ac2137_fea.pdf | Document Posted | https://www.pjm.com/pjmfiles/pub/planning/project-queues/impact_studies/ac2137_imp.pdf | Document Posted |  | Not Required | N/A | Wholesale Market Participation Agreement | https://www.pjm.com/pjmfiles/pub/planning/project-queues/wmpa/ac2137_wmpa.pdf | https://www.pjm.com/pjmfiles/pub/planning/project-queues/csa/ac2137_wmpa.pdf | Not Required | N/A | N/A |  | 3/27/2017 | N/A | N/A | 10/15/2020 |  |  | 12/30/2020 | 12/30/2020 | 12/21/2020 | N | No
AC2-138 | Northern Neck 34.5kV | Gardy's Mill Solar | VA | Westmoreland | In Service | Dominion | 10.8 | 10.8 | 4.8 | 10.8 | Capacity | Generation Interconnection | Solar |  |  | N/A | https://www.pjm.com/pjmfiles/pub/planning/project-queues/feas_docs/ac2138_fea.pdf | Document Posted | https://www.pjm.com/pjmfiles/pub/planning/project-queues/impact_studies/ac2138_imp.pdf | Document Posted |  | Not Required | N/A | Wholesale Market Participation Agreement | https://www.pjm.com/pjmfiles/pub/planning/project-queues/wmpa/ac2138_wmpa.pdf | https://www.pjm.com/pjmfiles/pub/planning/project-queues/csa/ac2138_wmpa.pdf | Not Required | N/A | N/A |  | 3/27/2017 | N/A | N/A | 10/15/2020 |  |  | 12/30/2020 | 12/30/2020 | 12/21/2020 | N | No
AC2-139 | Mantua 12kV | The Home Depot Store # 0974 | NJ | Gloucester | Withdrawn | AEC | 0.21 | 0.21 | 0 |  | Energy | Generation Interconnection | Natural Gas |  |  | N/A | https://www.pjm.com/pjmfiles/pub/planning/project-queues/feas_docs/ac2139_fea.pdf | Document Posted | https://www.pjm.com/pjmfiles/pub/planning/project-queues/impact_studies/ac2139_imp.pdf | Document Posted |  | Not Required | N/A | Wholesale Market Participation Agreement | https://www.pjm.com/pjmfiles/pub/planning/project-queues/wmpa/ac2139_wmpa.pdf | https://www.pjm.com/pjmfiles/pub/planning/project-queues/csa/ac2139_wmpa.pdf | Not Required | N/A | N/A |  | 3/27/2017 | N/A | N/A |  | 11/12/2018 |  | 12/30/2018 | 12/30/2018 |  | Y | No
AC2-140 | DC Cook Unit 2 | DC Cook Generating Plant Unit No. 2 | MI | Berrien | In Service | AEP | 1220 | 28 | 38 | 28 | Capacity | Generation Interconnection | Nuclear |  |  | N/A | https://www.pjm.com/pjmfiles/pub/planning/project-queues/feas_docs/ac2140_fea.pdf | Document Posted | https://www.pjm.com/pjmfiles/pub/planning/project-queues/impact_studies/ac2140_imp.pdf | Document Posted |  | Not Required | https://www.pjm.com/pjmfiles/pub/planning/project-queues/isa/ac2_140_isa.pdf | Document Posted | N/A |  | Not Required | N/A | N/A |  | 3/27/2017 | N/A | N/A |  |  |  | 6/1/2020 | 6/1/2020 | 1/14/2017 | N | No
AC2-141 | Septa 500kV | Sycamore Cross Solar | VA | Isle of Wight | Engineering and Procurement | Dominion | 240 | 240 | 168.2 |  | Capacity | Generation Interconnection | Solar |  |  | N/A | https://www.pjm.com/pjmfiles/pub/planning/project-queues/feas_docs/ac2141_fea.pdf | Document Posted | https://www.pjm.com/pjmfiles/pub/planning/project-queues/impact_studies/ac2141_imp.pdf | Document Posted |  | Not Required | https://www.pjm.com/pjmfiles/pub/planning/project-queues/isa/ac2_141_isa.pdf | Document Posted | N/A |  | Not Required | N/A | N/A |  | 3/30/2017 | N/A | N/A | 3/1/2026 |  |  | 4/1/2026 | 4/1/2026 |  | N | No
AC2-142 | Hatfield 500kV | Hilltop Energy Center Facility | PA | Greene | In Service | APS | 664.7 | 129.7 | 129.7 | 129.7 | Capacity | Generation Interconnection | Natural Gas |  |  | N/A | https://www.pjm.com/pjmfiles/pub/planning/project-queues/feas_docs/ac2142_fea.pdf | Document Posted | https://www.pjm.com/pjmfiles/pub/planning/project-queues/impact_studies/ac2142_imp.pdf | Document Posted |  |  | https://www.pjm.com/pjmfiles/pub/planning/project-queues/isa/ac2_142_isa.pdf | Document Posted | N/A |  | Not Required | N/A | N/A |  | 3/28/2017 | N/A | N/A | 3/16/2021 |  |  | 5/9/2021 | 5/9/2021 | 4/1/2021 | N | No
AC2-143 | Cranbury 34.5kV |  | NJ | Middlesex | Withdrawn | JCPL | 3 | 3 | 0 |  | Energy | Generation Interconnection | Solar |  |  | N/A | https://www.pjm.com/pjmfiles/pub/planning/project-queues/feas_docs/ac2143_fea.pdf | Document Posted | https://www.pjm.com/pjmfiles/pub/planning/project-queues/impact_studies/ac2143_imp.pdf | Document Posted |  | Not Required |  | Withdrawn | N/A |  | Withdrawn | N/A | N/A |  | 3/28/2017 | N/A | N/A |  | 11/13/2017 | Customer Initiated Withdrawal | 3/31/2019 |  |  | Y | Yes
AC2-144 | Newburgh 12.47kV | 59 Newburgh | NJ | Warren | Withdrawn | JCPL | 0.25 | 0.25 | 0 |  | Energy | Generation Interconnection | Storage |  |  | N/A | https://www.pjm.com/pjmfiles/pub/planning/project-queues/feas_docs/ac2144_fea.pdf | Document Posted | https://www.pjm.com/pjmfiles/pub/planning/project-queues/impact_studies/ac2144_imp.pdf | Document Posted |  | Not Required | N/A | Wholesale Market Participation Agreement | https://www.pjm.com/pjmfiles/pub/planning/project-queues/wmpa/ac2144_wmpa.pdf | https://www.pjm.com/pjmfiles/pub/planning/project-queues/csa/ac2144_wmpa.pdf | Not Required | N/A | N/A |  | 3/28/2017 | N/A | N/A |  | 3/17/2021 |  | 6/1/2018 | 6/1/2018 |  | Y | Yes
AC2-145 | Beach Glen 4.8kV | 94-98 Ford | NJ | Morris | Withdrawn | JCPL | 0.2 | 0.2 | 0 |  | Energy | Generation Interconnection | Storage |  |  | N/A | https://www.pjm.com/pjmfiles/pub/planning/project-queues/feas_docs/ac2145_fea.pdf | Document Posted | https://www.pjm.com/pjmfiles/pub/planning/project-queues/impact_studies/ac2145_imp.pdf | Document Posted |  | Not Required | N/A | Wholesale Market Participation Agreement | https://www.pjm.com/pjmfiles/pub/planning/project-queues/wmpa/ac2145_wmpa.pdf | https://www.pjm.com/pjmfiles/pub/planning/project-queues/csa/ac2145_wmpa.pdf | Not Required | N/A | N/A |  | 3/28/2017 | N/A | N/A |  | 3/17/2021 |  | 6/1/2018 | 6/1/2018 |  | Y | Yes
AC2-146 | Modoc 138kV |  | IN | Randolph | Withdrawn | AEP | 50 | 50 | 19 |  | Capacity | Generation Interconnection | Solar |  |  | N/A |  | Withdrawn |  |  |  |  | N/A |  | N/A |  |  | N/A | N/A |  | 3/28/2017 | N/A | N/A |  | 3/31/2017 | Customer Milestone Not Met | 11/30/2019 |  |  | N | No
AC2-147 | Maryland |  | IL | Ogle | Withdrawn | ComEd | 20 | 20 | 7.6 |  | Capacity | Generation Interconnection | Solar |  |  | N/A | https://www.pjm.com/pjmfiles/pub/planning/project-queues/feas_docs/ac2147_fea.pdf | Document Posted |  | Withdrawn |  |  | N/A |  | N/A |  |  | N/A | N/A |  | 3/28/2017 | N/A | N/A |  | 2/18/2020 |  | 5/1/2019 |  |  | N | No
AC2-148 | South Dixon |  | IL | Lee | Withdrawn | ComEd | 20 | 20 | 7.6 |  | Capacity | Generation Interconnection | Solar |  |  | N/A |  | Withdrawn |  | Withdrawn |  |  | N/A |  | N/A |  |  | N/A | N/A |  | 3/28/2017 | N/A | N/A |  | 2/6/2018 |  | 5/1/2019 |  |  | N | No
AC2-149 | Glidden |  | IL | DeKalb | Withdrawn | ComEd | 20 | 20 | 7.6 |  | Capacity | Generation Interconnection | Solar |  |  | N/A | https://www.pjm.com/pjmfiles/pub/planning/project-queues/feas_docs/ac2149_fea.pdf | Document Posted |  |  |  |  | N/A |  | N/A |  |  | N/A | N/A |  | 3/28/2017 | N/A | N/A |  | 7/5/2018 |  | 5/1/2019 |  |  | N | No
AC2-150 | Dixon |  | IL | Lee | Withdrawn | ComEd | 20 | 20 | 7.6 |  | Capacity | Generation Interconnection | Solar |  |  | N/A |  | Withdrawn |  | Withdrawn |  |  | N/A |  | N/A |  |  | N/A | N/A |  | 3/28/2017 | N/A | N/A |  | 2/6/2018 |  | 5/1/2019 |  |  | N | No
AC2-151 | Mazon |  | IL | Grundy | Withdrawn | ComEd | 20 | 20 | 7.6 |  | Capacity | Generation Interconnection | Solar |  |  | N/A |  | Withdrawn |  |  |  |  | N/A |  | N/A |  |  | N/A | N/A |  | 3/28/2017 | N/A | N/A |  | 5/30/2018 |  | 5/1/2019 |  |  | N | No
AC2-152 | Pontiac Midpoint |  | IL | Livingston | Withdrawn | ComEd | 10 | 10 | 3.8 |  | Capacity | Generation Interconnection | Solar |  |  | N/A |  | Withdrawn |  | Withdrawn |  |  | N/A |  | N/A |  |  | N/A | N/A |  | 3/28/2017 | N/A | N/A |  | 4/10/2018 |  | 5/1/2019 |  |  | N | No
AC2-153 | Steward |  | IL | DeKalb | Withdrawn | ComEd | 10 | 10 | 3.8 |  | Capacity | Generation Interconnection | Solar |  |  | N/A |  | Withdrawn |  | Withdrawn |  |  | N/A |  | N/A |  |  | N/A | N/A |  | 3/28/2017 | N/A | N/A |  | 4/10/2018 |  | 5/1/2019 |  |  | N | No
AC2-154 | Davis Creek 138kV | Staley Solar | IL | Kankakee | Engineering and Procurement | ComEd | 50 | 50 | 19 |  | Capacity | Generation Interconnection | Solar |  |  | N/A | https://www.pjm.com/pjmfiles/pub/planning/project-queues/feas_docs/ac2154_fea.pdf | Document Posted | https://www.pjm.com/pjmfiles/pub/planning/project-queues/impact_studies/ac2154_imp.pdf | Document Posted | https://www.pjm.com/pjmfiles/pub/planning/project-queues/facilities/ac2154_fac.pdf | Document Posted | https://www.pjm.com/pjmfiles/pub/planning/project-queues/isa/ac2_154_isa.pdf | Document Posted | N/A | https://www.pjm.com/pjmfiles/pub/planning/project-queues/csa/ac2_154_csa.pdf | Document Posted | N/A | N/A |  | 3/29/2017 | N/A | N/A |  |  |  | 6/28/2024 | 6/28/2024 |  | N | No
AC2-155 | North Franklin 138kV |  | WV | Pendleton | Withdrawn | APS | 100 | 100 | 13 |  | Capacity | Generation Interconnection | Wind |  |  | N/A | https://www.pjm.com/pjmfiles/pub/planning/project-queues/feas_docs/ac2155_fea.pdf | Document Posted |  |  |  |  | N/A |  | N/A |  |  | N/A | N/A |  | 3/29/2017 | N/A | N/A |  | 8/16/2017 | Customer Initiated Withdrawal | 12/31/2019 |  |  | N | No
AC2-156 | Sandwich 34.5kV |  | IL | DeKalb | Withdrawn | ComEd | 20 | 20 | 7.6 |  | Capacity | Generation Interconnection | Solar |  |  | N/A | https://www.pjm.com/pjmfiles/pub/planning/project-queues/feas_docs/ac2156_fea.pdf | Document Posted | https://www.pjm.com/pjmfiles/pub/planning/project-queues/impact_studies/ac2156_imp.pdf | Document Posted |  |  | N/A |  | N/A |  |  | N/A | N/A |  | 3/29/2017 | N/A | N/A |  | 5/5/2021 |  | 3/31/2019 |  |  | N | No
AC2-157 | Sullivan 345 kV | Trade Post Solar Energy Center | IN | Sullivan | Under Construction | AEP | 200 | 200 | 76 |  | Capacity | Generation Interconnection | Solar |  |  | N/A | https://www.pjm.com/pjmfiles/pub/planning/project-queues/feas_docs/ac2157_fea.pdf | Document Posted | https://www.pjm.com/pjmfiles/pub/planning/project-queues/impact_studies/ac2157_imp.pdf | Document Posted | https://www.pjm.com/pjmfiles/pub/planning/project-queues/facilities/ac2157_fac.pdf | Document Posted | https://www.pjm.com/pjmfiles/pub/planning/project-queues/isa/ac2_157_isa.pdf | Document Posted | N/A | https://www.pjm.com/pjmfiles/pub/planning/project-queues/csa/ac2_157_csa.pdf | Document Posted | N/A | N/A | 11/17/2025 | 3/29/2017 | N/A | N/A | 12/1/2025 |  |  | 6/30/2026 | 6/30/2026 |  | N | No
AC2-158 | Cashie-Earleys 230kV |  | NC | Bertie | Withdrawn | Dominion | 65 | 65 | 32.5 |  | Capacity | Generation Interconnection | Solar |  |  | N/A | https://www.pjm.com/pjmfiles/pub/planning/project-queues/feas_docs/ac2158_fea.pdf | Document Posted |  |  |  |  | N/A |  | N/A |  |  | N/A | N/A |  | 3/29/2017 | N/A | N/A |  | 11/2/2017 |  | 5/1/2019 |  |  | N | No
AC2-159 | Jackson-Woodland 115kV |  | NC | Northhampton | Withdrawn | Dominion | 80 | 80 | 40 |  | Capacity | Generation Interconnection | Solar |  |  | N/A | https://www.pjm.com/pjmfiles/pub/planning/project-queues/feas_docs/ac2159_fea.pdf | Document Posted |  |  |  |  | N/A |  | N/A |  |  | N/A | N/A |  | 3/29/2017 | N/A | N/A |  | 11/2/2017 |  | 5/1/2019 |  |  | N | No
AC2-160 | Centreville 12kV |  | MD | Queen Anne's | Withdrawn | DPL |  | 1.9 | 0 |  | Energy | Generation Interconnection | Solar |  |  | N/A | https://www.pjm.com/pjmfiles/pub/planning/project-queues/feas_docs/ac2160_fea.pdf | Document Posted | https://www.pjm.com/pjmfiles/pub/planning/project-queues/impact_studies/ac2160_imp.pdf | Document Posted |  |  | N/A |  | N/A |  |  | N/A | N/A |  | 3/29/2017 | N/A | N/A |  | 9/8/2017 | Customer Initiated Withdrawal | 12/1/2017 |  |  | Y | No
AC2-161 | Smithfield 34.5kV | Solidago | VA | Isle of Wight | Withdrawn | Dominion | 20 | 20 | 13.2 |  | Capacity | Generation Interconnection | Solar |  |  | N/A | https://www.pjm.com/pjmfiles/pub/planning/project-queues/feas_docs/ac2161_fea.pdf | Document Posted | https://www.pjm.com/pjmfiles/pub/planning/project-queues/impact_studies/ac2161_imp.pdf | Document Posted |  | Not Required | N/A | Wholesale Market Participation Agreement | https://www.pjm.com/pjmfiles/pub/planning/project-queues/wmpa/ac2161_wmpa.pdf | https://www.pjm.com/pjmfiles/pub/planning/project-queues/csa/ac2161_wmpa.pdf | Not Required | N/A | N/A |  | 3/29/2017 | N/A | N/A |  | 9/5/2018 |  | 12/31/2020 | 12/31/2020 |  | N | No
AC2-162 | Old Church 34.5kV | Sweetspire | VA | Hanover | Withdrawn | Dominion | 20 | 20 | 13.2 |  | Capacity | Generation Interconnection | Solar |  |  | N/A | https://www.pjm.com/pjmfiles/pub/planning/project-queues/feas_docs/ac2162_fea.pdf | Document Posted | https://www.pjm.com/pjmfiles/pub/planning/project-queues/impact_studies/ac2162_imp.pdf | Document Posted |  | Not Required | N/A | Wholesale Market Participation Agreement | https://www.pjm.com/pjmfiles/pub/planning/project-queues/wmpa/ac2162_wmpa.pdf | https://www.pjm.com/pjmfiles/pub/planning/project-queues/csa/ac2162_wmpa.pdf | Not Required | N/A | N/A |  | 3/29/2017 | N/A | N/A |  | 9/10/2018 |  | 12/31/2020 | 12/31/2020 |  | N | No
AC2-163 | Harmony Village-Dunnsville 34.5kV |  | VA | Middlesex | Withdrawn | Dominion | 17.5 | 17.5 | 12.79 |  | Capacity | Generation Interconnection | Solar |  |  | N/A |  | Withdrawn |  |  |  |  | N/A |  | N/A |  |  | N/A | N/A |  | 3/29/2017 | N/A | N/A |  | 3/30/2017 | Customer Initiated Withdrawal | 6/3/2019 |  |  | N | No
AC2-164 | Darby-Urbana 138kV |  | OH | Champaign | Withdrawn | Dayton | 200 | 0 | 14.4 |  | Capacity | Generation Interconnection | Solar |  |  | N/A | https://www.pjm.com/pjmfiles/pub/planning/project-queues/feas_docs/ac2164_fea.pdf | Document Posted |  | Withdrawn |  |  | N/A |  | N/A |  |  | N/A | N/A |  | 3/29/2017 | N/A | N/A |  | 2/22/2018 |  | 12/15/2019 |  |  | N | No
AC2-165 | Bremo-Powhatan 230kV | Cartersville Solar | VA | Powhatan | Engineering and Procurement | Dominion | 99.9 | 99.9 | 57 |  | Capacity | Generation Interconnection | Solar |  |  | N/A | https://www.pjm.com/pjmfiles/pub/planning/project-queues/feas_docs/ac2165_fea.pdf | Document Posted | https://www.pjm.com/pjmfiles/pub/planning/project-queues/impact_studies/ac2165_imp.pdf | Document Posted | https://www.pjm.com/pjmfiles/pub/planning/project-queues/facilities/ac2165_fac.pdf | Document Posted | https://www.pjm.com/pjmfiles/pub/planning/project-queues/isa/ac2_165_isa.pdf | Document Posted | N/A | https://www.pjm.com/pjmfiles/pub/planning/project-queues/csa/ac2_165_csa.pdf | Document Posted | N/A | N/A | 10/30/2026 | 3/30/2017 | N/A | N/A | 2/1/2027 |  |  | 5/17/2026 | 5/17/2026 |  | N | No
AC2-166 | Waterman 34 kV |  | IL | DeKalb | Withdrawn | ComEd | 40 | 40 | 19 |  | Capacity | Generation Interconnection | Solar |  |  | N/A | https://www.pjm.com/pjmfiles/pub/planning/project-queues/feas_docs/ac2166_fea.pdf | Document Posted |  | Withdrawn |  |  | N/A |  | N/A |  |  | N/A | N/A |  | 3/30/2017 | N/A | N/A |  | 9/25/2018 |  | 12/1/2019 |  |  | N | No
AC2-167 | Boykins-Murphy 115kV |  | VA | Southampton | Withdrawn | Dominion | 50 | 50 | 19 |  | Capacity | Generation Interconnection | Solar |  |  | N/A |  | Withdrawn |  |  |  |  | N/A |  | N/A |  |  | N/A | N/A |  | 3/30/2017 | N/A | N/A |  | 6/20/2017 | Customer Initiated Withdrawal | 6/30/2019 |  |  | N | No
AC2-168 | Clinton 23kV | Gaucho Solar | PA | Washington | In Service | DL | 11.7 | 11.7 | 4.4 | 11.7 | Capacity | Generation Interconnection | Solar |  |  | N/A | https://www.pjm.com/pjmfiles/pub/planning/project-queues/feas_docs/ac2168_fea.pdf | Document Posted | https://www.pjm.com/pjmfiles/pub/planning/project-queues/impact_studies/ac2168_imp.pdf | Document Posted |  | Not Required | N/A | Wholesale Market Participation Agreement | https://www.pjm.com/pjmfiles/pub/planning/project-queues/wmpa/ac2168_wmpa.pdf | https://www.pjm.com/pjmfiles/pub/planning/project-queues/csa/ac2168_wmpa.pdf | Not Required | N/A | N/A | 3/21/2023 | 3/30/2017 | N/A | N/A | 3/21/2023 |  |  | 6/1/2023 | 6/1/2023 | 6/29/2023 | N | Yes
AC2-169 | Nortonville 12kV |  | NJ | Gloucester | Withdrawn | AEC | 4.14 | 4.14 | 2.07 |  | Capacity | Generation Interconnection | Solar |  |  | N/A |  | Withdrawn |  |  |  |  | N/A |  | N/A |  |  | N/A | N/A |  | 3/30/2017 | N/A | N/A |  | 5/1/2017 | Customer Initiated Withdrawal | 12/31/2017 |  |  | N | No
AC2-170 | Quarryville | Keystone Solar | PA | Lancaster | Withdrawn | PPL | 5 | 0 | 1.1 |  | Capacity | Generation Interconnection | Solar |  |  | N/A | https://www.pjm.com/pjmfiles/pub/planning/project-queues/feas_docs/ac2170_fea.pdf | Document Posted | https://www.pjm.com/pjmfiles/pub/planning/project-queues/impact_studies/ac2170_imp.pdf | Document Posted |  | Not Required | https://www.pjm.com/pjmfiles/pub/planning/project-queues/isa/ac2_170_isa.pdf | Document Posted | N/A |  | Not Required | N/A | N/A |  | 3/30/2017 | N/A | N/A | 12/31/2022 | 10/2/2023 |  | 11/1/2021 | 11/1/2021 |  | N | No
AC2-171 | Jeffersonville 69kV |  | OH | Ross | Withdrawn | Dayton | 29 | 29 | 11 |  | Capacity | Generation Interconnection | Solar |  |  | N/A | https://www.pjm.com/pjmfiles/pub/planning/project-queues/feas_docs/ac2171_fea.pdf | Document Posted |  |  |  |  | N/A |  | N/A |  |  | N/A | N/A |  | 3/30/2017 | N/A | N/A |  | 8/23/2017 | Customer Initiated Withdrawal | 5/31/2019 |  |  | N | No
AC2-172 | Big Sandy 1 138kV | Big Sandy #1 | KY | Lawrence | In Service | AEP | 310 | 17 | 12 | 17 | Capacity | Generation Interconnection | Natural Gas |  |  | N/A | https://www.pjm.com/pjmfiles/pub/planning/project-queues/feas_docs/ac2172_fea.pdf | Document Posted | https://www.pjm.com/pjmfiles/pub/planning/project-queues/impact_studies/ac2172_imp.pdf | Document Posted |  |  | https://www.pjm.com/pjmfiles/pub/planning/project-queues/isa/ac2_172_isa.pdf | Document Posted | N/A |  | Not Required | N/A | N/A |  | 3/30/2017 | N/A | N/A |  |  |  | 10/1/2018 | 10/1/2018 | 5/30/2016 | N | No
AC2-173 | Wempleton-Belvidere |  | IL | Winnebago | Withdrawn | ComEd | 90 | 90 | 60.8 |  | Capacity | Generation Interconnection | Solar |  |  | N/A | https://www.pjm.com/pjmfiles/pub/planning/project-queues/feas_docs/ac2173_fea.pdf | Document Posted |  |  |  |  | N/A |  | N/A |  |  | N/A | N/A |  | 3/30/2017 | N/A | N/A |  | 10/13/2017 |  | 11/1/2018 | 11/1/2018 |  | N | No
AC2-174 | Double Tollgate 34.5kV | Double Tollgate Solar Project | VA | Clarke | Withdrawn | APS | 10 | 10 | 3.8 |  | Capacity | Generation Interconnection | Solar |  |  | N/A | https://www.pjm.com/pjmfiles/pub/planning/project-queues/feas_docs/ac2174_fea.pdf | Document Posted | https://www.pjm.com/pjmfiles/pub/planning/project-queues/impact_studies/ac2174_imp.pdf | Document Posted |  | Not Required | N/A | Wholesale Market Participation Agreement | https://www.pjm.com/pjmfiles/pub/planning/project-queues/wmpa/ac2174_wmpa.pdf | https://www.pjm.com/pjmfiles/pub/planning/project-queues/csa/ac2174_wmpa.pdf | Not Required | N/A | N/A |  | 4/1/2017 | N/A | N/A |  | 2/28/2024 |  | 3/31/2023 | 3/31/2023 |  | N | No
AC2-175 | Berkshire Solar 12 kV | Berkshire Solar | NJ | Morris | In Service | JCPL | 1.6 | 1.6 | 0 | 1.6 | Energy | Generation Interconnection | Solar |  |  | N/A | https://www.pjm.com/pjmfiles/pub/planning/project-queues/feas_docs/ac2175_fea.pdf | Document Posted | https://www.pjm.com/pjmfiles/pub/planning/project-queues/impact_studies/ac2175_imp.pdf | Document Posted |  | Not Required | N/A | Wholesale Market Participation Agreement | https://www.pjm.com/pjmfiles/pub/planning/project-queues/wmpa/ac2175_wmpa.pdf | https://www.pjm.com/pjmfiles/pub/planning/project-queues/csa/ac2175_wmpa.pdf | Not Required | N/A | N/A |  | 3/31/2017 | N/A | N/A | 9/30/2021 |  |  | 9/30/2021 | 9/30/2021 | 11/6/2021 | N | Yes
AC2-176 | Jay 138 kV | Bitter Ridge Wind Farm | IN | Jay | In Service | AEP | 130 | 130 | 16.9 | 130 | Capacity | Generation Interconnection | Wind |  |  | N/A | https://www.pjm.com/pjmfiles/pub/planning/project-queues/feas_docs/ac2176_fea.pdf | Document Posted | https://www.pjm.com/pjmfiles/pub/planning/project-queues/impact_studies/ac2176_imp.pdf | Document Posted | https://www.pjm.com/pjmfiles/pub/planning/project-queues/facilities/ac2176_fac.pdf | Document Posted | https://www.pjm.com/pjmfiles/pub/planning/project-queues/gia/ac2_176_gia.pdf | Document Posted | N/A | https://www.pjm.com/pjmfiles/pub/planning/project-queues/csa/ac2_176_csa.pdf | Document Posted | N/A | N/A | 9/2/2020 | 3/31/2017 | N/A | N/A | 9/5/2020 |  |  | 10/31/2020 | 10/31/2020 | 9/5/2020 | N | No
AC2-177 | Desoto-Tanners Creek 345kV |  | IN | Henry | Withdrawn | AEP | 200 | 200 | 26 |  | Capacity | Generation Interconnection | Wind |  |  | N/A | https://www.pjm.com/pjmfiles/pub/planning/project-queues/feas_docs/ac2177_fea.pdf | Document Posted | https://www.pjm.com/pjmfiles/pub/planning/project-queues/impact_studies/ac2177_imp.pdf | Document Posted |  | Withdrawn | N/A |  | N/A |  |  | N/A | N/A |  | 3/31/2017 | N/A | N/A |  | 6/17/2021 |  | 12/31/2019 |  |  | N | No
AC2-178 | Ortanna 138kV |  | MD | Frederick | Withdrawn | APS | 100 | 100 | 38 |  | Capacity | Generation Interconnection | Solar |  |  | N/A |  | Withdrawn |  |  |  |  | N/A |  | N/A |  |  | N/A | N/A |  | 3/31/2017 | N/A | N/A |  | 3/31/2017 | Customer Milestone Not Met | 5/31/2019 |  |  | N | No
AC2-179 | Natrium 138kV |  | WV | Marshall | Withdrawn | AEP | 57 | 57 | 48.2 |  | Capacity | Generation Interconnection | Natural Gas |  |  | N/A | https://www.pjm.com/pjmfiles/pub/planning/project-queues/feas_docs/ac2179_fea.pdf | Document Posted |  |  |  |  | N/A |  | N/A |  |  | N/A | N/A |  | 3/31/2017 | N/A | N/A |  | 7/12/2017 | Customer Initiated Withdrawal | 6/1/2019 |  |  | N | No
AC2-180 | Babcock & Wilcox 69kV |  | VA | Campbell | Withdrawn | AEP | 12 | 12 | 4 |  | Capacity | Generation Interconnection | Natural Gas |  |  | N/A | https://www.pjm.com/pjmfiles/pub/planning/project-queues/feas_docs/ac2180_fea.pdf | Document Posted |  | Withdrawn |  |  | N/A |  | N/A |  |  | N/A | N/A |  | 3/31/2017 | N/A | N/A |  | 11/20/2019 |  | 10/1/2018 |  |  | N | No
AC2-181 | Payne 69kV |  | IN | Randolph | Withdrawn | AEP | 49.9 | 49.9 | 18.96 |  | Capacity | Generation Interconnection | Solar |  |  | N/A |  | Withdrawn |  |  |  |  | N/A |  | N/A |  |  | N/A | N/A |  | 3/31/2017 | N/A | N/A |  | 3/31/2017 | Customer Milestone Not Met | 11/30/2019 |  |  | N | No
AC2-182 | McConnelsburg-Texas Eastern |  | PA | Franklin | Withdrawn | PENELEC | 80 | 80 | 57.2 |  | Capacity | Generation Interconnection | Solar |  |  | N/A |  | Withdrawn |  |  |  |  | N/A |  | N/A |  |  | N/A | N/A |  | 3/31/2017 | N/A | N/A |  | 3/31/2017 | Customer Milestone Not Met | 6/30/2018 |  |  | N | No
AC2-183 | Pepper 69kV |  | DE | Sussex | Withdrawn | DPL | 20 | 20 | 7.6 |  | Capacity | Generation Interconnection | Solar |  |  | N/A |  | Withdrawn |  |  |  |  | N/A |  | N/A |  |  | N/A | N/A |  | 3/31/2017 | N/A | N/A |  | 5/1/2017 | Customer Initiated Withdrawal | 12/15/2018 |  |  | N | No
AC2-184 | Cedar Creek 138kV I | Cedar Creek Solar | DE | Kent | Engineering and Procurement | DPL | 94.3 | 20 | 7.6 |  | Capacity | Generation Interconnection | Solar |  |  | N/A | https://www.pjm.com/pjmfiles/pub/planning/project-queues/feas_docs/ac2184_fea.pdf | Document Posted | https://www.pjm.com/pjmfiles/pub/planning/project-queues/impact_studies/ac2184_imp.pdf | Document Posted |  | Not Required | https://www.pjm.com/pjmfiles/pub/planning/project-queues/isa/ac2_184_isa.pdf | Document Posted | N/A | https://www.pjm.com/pjmfiles/pub/planning/project-queues/csa/ac2_184_csa.pdf | Document Posted | N/A | N/A | 5/10/2025 | 4/1/2017 | N/A | N/A | 3/2/2026 |  |  | 6/15/2025 | 6/15/2025 |  | N | No
AC2-185 | Cedar Creek 138kV II | Cedar Creek Solar | DE | Kent | Engineering and Procurement | DPL | 114.3 | 20 | 7.6 |  | Capacity | Generation Interconnection | Solar |  |  | N/A | https://www.pjm.com/pjmfiles/pub/planning/project-queues/feas_docs/ac2185_fea.pdf | Document Posted | https://www.pjm.com/pjmfiles/pub/planning/project-queues/impact_studies/ac2185_imp.pdf | Document Posted |  | Not Required | https://www.pjm.com/pjmfiles/pub/planning/project-queues/isa/ac2_185_isa.pdf | Document Posted | N/A | https://www.pjm.com/pjmfiles/pub/planning/project-queues/csa/ac2_185_csa.pdf | Document Posted | N/A | N/A | 5/10/2025 | 4/1/2017 | N/A | N/A | 3/2/2026 |  |  | 6/15/2025 | 6/15/2025 |  | N | No
AC2-186 | Harrington 25kV | Raceway Solar | DE | Kent | Under Construction | DPL | 10 | 10 | 3.8 |  | Capacity | Generation Interconnection | Solar |  |  | N/A | https://www.pjm.com/pjmfiles/pub/planning/project-queues/feas_docs/ac2186_fea.pdf | Document Posted | https://www.pjm.com/pjmfiles/pub/planning/project-queues/impact_studies/ac2186_imp.pdf | Document Posted | https://www.pjm.com/pjmfiles/pub/planning/project-queues/facilities/ac2186_fac.pdf | Document Posted | https://www.pjm.com/pjmfiles/pub/planning/project-queues/isa/ac2_186_isa.pdf | Document Posted | N/A | https://www.pjm.com/pjmfiles/pub/planning/project-queues/csa/ac2_186_csa.pdf | Document Posted | N/A | N/A | 4/1/2026 | 4/1/2017 | N/A | N/A | 4/15/2026 |  |  | 3/1/2025 | 3/1/2025 |  | N | No
AC2-187 | Harrington 69kV | Raceway Solar | DE | Kent | Under Construction | DPL | 30 | 20 | 7.6 |  | Capacity | Generation Interconnection | Solar |  |  | N/A | https://www.pjm.com/pjmfiles/pub/planning/project-queues/feas_docs/ac2187_fea.pdf | Document Posted | https://www.pjm.com/pjmfiles/pub/planning/project-queues/impact_studies/ac2187_imp.pdf | Document Posted | https://www.pjm.com/pjmfiles/pub/planning/project-queues/facilities/ac2187_fac.pdf | Document Posted | https://www.pjm.com/pjmfiles/pub/planning/project-queues/isa/ac2_187_isa.pdf | Document Posted | N/A | https://www.pjm.com/pjmfiles/pub/planning/project-queues/csa/ac2_187_csa.pdf | Document Posted | N/A | N/A | 4/1/2026 | 3/31/2017 | N/A | N/A | 4/15/2026 |  |  | 3/1/2025 | 3/1/2025 |  | N | No
AC2-188 | Harrington 69 kV | Raceway Solar | DE | Kent | Under Construction | DPL | 50 | 20 | 7.6 |  | Capacity | Generation Interconnection | Solar |  |  | N/A | https://www.pjm.com/pjmfiles/pub/planning/project-queues/feas_docs/ac2188_fea.pdf | Document Posted | https://www.pjm.com/pjmfiles/pub/planning/project-queues/impact_studies/ac2188_imp.pdf | Document Posted | https://www.pjm.com/pjmfiles/pub/planning/project-queues/facilities/ac2188_fac.pdf | Document Posted | https://www.pjm.com/pjmfiles/pub/planning/project-queues/isa/ac2_188_isa.pdf | Document Posted | N/A | https://www.pjm.com/pjmfiles/pub/planning/project-queues/csa/ac2_188_csa.pdf | Document Posted | N/A | N/A | 4/1/2026 | 3/31/2017 | N/A | N/A | 4/15/2026 |  |  | 3/1/2025 | 3/1/2025 |  | N | No
AC2-189 | Crisfield-Kings Creek 69kV |  | MD | Somerset | Withdrawn | DPL | 11.6 | 11.6 | 10.3 |  | Capacity | Generation Interconnection | Methane; Solar |  |  | N/A | https://www.pjm.com/pjmfiles/pub/planning/project-queues/feas_docs/ac2189_fea.pdf | Document Posted | https://www.pjm.com/pjmfiles/pub/planning/project-queues/impact_studies/ac2189_imp.pdf | Document Posted |  |  | N/A |  | N/A |  |  | N/A | N/A |  | 3/31/2017 | N/A | N/A |  | 4/17/2018 |  | 12/31/2018 |  |  | N | No
AC2-190 | Sussex-Harbeson 69kV |  | DE | Sussex | Withdrawn | DPL | 9.6 | 9.6 | 9.6 |  | Capacity | Generation Interconnection | Methane |  |  | N/A | https://www.pjm.com/pjmfiles/pub/planning/project-queues/feas_docs/ac2190_fea.pdf | Document Posted |  |  |  |  | N/A |  | N/A |  |  | N/A | N/A |  | 3/31/2017 | N/A | N/A |  | 9/15/2017 |  | 12/31/2018 |  |  | N | No
AC2-191 | Sussex-Harbeson 69kV II |  | DE | Sussex | Withdrawn | DPL | 9.6 | 9.6 | 9.6 |  | Capacity | Generation Interconnection | Methane |  |  | N/A | https://www.pjm.com/pjmfiles/pub/planning/project-queues/feas_docs/ac2191_fea.pdf | Document Posted |  |  |  |  | N/A |  | N/A |  |  | N/A | N/A |  | 3/31/2017 | N/A | N/A |  | 9/15/2017 |  | 9/28/2018 |  |  | N | No
AC2-192 | Greene-Clark 138kV |  | OH | Fayette | Withdrawn | ATSI | 56 | 56 | 21 |  | Capacity | Generation Interconnection | Solar |  |  | N/A | https://www.pjm.com/pjmfiles/pub/planning/project-queues/feas_docs/ac2192_fea.pdf | Document Posted |  |  |  |  | N/A |  | N/A |  |  | N/A | N/A |  | 3/31/2017 | N/A | N/A |  | 8/29/2017 | Customer Initiated Withdrawal | 5/31/2019 |  |  | N | No
AC2-193 | Camden 26kV |  | NJ | Camden | Withdrawn | PSEG | 10 | 10 | 10 |  | Capacity | Generation Interconnection | Solar |  |  | N/A |  | Withdrawn |  |  |  |  | N/A |  | N/A |  |  | N/A | N/A |  | 3/31/2017 | N/A | N/A |  | 3/31/2017 | Customer Milestone Not Met | 12/31/2017 |  |  | N | No
AC2-194 | WinFall 34.5kV |  | NC | Perquimans | Withdrawn | Dominion | 16.2 | 16.2 | 6.2 |  | Capacity | Generation Interconnection | Solar |  |  | N/A | https://www.pjm.com/pjmfiles/pub/planning/project-queues/feas_docs/ac2194_fea.pdf | Document Posted |  |  |  |  | N/A |  | N/A |  |  | N/A | N/A |  | 3/31/2017 | N/A | N/A |  | 11/8/2017 |  | 12/22/2017 |  |  | N | No
AC2-195 | Galion-Roberts South 138 kV | Marion County Solar Project | OH | Marion | Under Construction | ATSI | 99.96 | 99.96 | 62.1 |  | Capacity | Generation Interconnection | Solar |  |  | N/A | https://www.pjm.com/pjmfiles/pub/planning/project-queues/feas_docs/ac2195_fea.pdf | Document Posted | https://www.pjm.com/pjmfiles/pub/planning/project-queues/impact_studies/ac2195_imp.pdf | Document Posted | https://www.pjm.com/pjmfiles/pub/planning/project-queues/facilities/ac2195_fac.pdf | Document Posted | https://www.pjm.com/pjmfiles/pub/planning/project-queues/isa/ac2_195_isa.pdf | Document Posted | N/A | https://www.pjm.com/pjmfiles/pub/planning/project-queues/csa/ac2_195_csa.pdf | Document Posted | N/A | N/A | 8/2/2025 | 4/1/2017 | N/A | N/A | 11/17/2025 |  |  | 12/31/2025 | 12/31/2025 |  | N | No
AC2-196 | Fentress 34.5kV | Centerville Pike Solar | VA | City of Chesapeake | Withdrawn | Dominion | 16.66 | 16.7 | 10 |  | Capacity | Generation Interconnection | Solar |  |  | N/A | https://www.pjm.com/pjmfiles/pub/planning/project-queues/feas_docs/ac2196_fea.pdf | Document Posted | https://www.pjm.com/pjmfiles/pub/planning/project-queues/impact_studies/ac2196_imp.pdf | Document Posted |  | Not Required | N/A | Wholesale Market Participation Agreement | https://www.pjm.com/pjmfiles/pub/planning/project-queues/wmpa/ac2196_wmpa.pdf | https://www.pjm.com/pjmfiles/pub/planning/project-queues/csa/ac2196_wmpa.pdf | Not Required | N/A | N/A |  | 3/31/2017 | N/A | N/A | 11/15/2021 | 2/8/2021 |  | 12/15/2021 | 12/15/2021 |  | N | No
AD1-001 | Kilmer 480 v | Kilmer 480V | NJ | Union | Withdrawn | PSEG | 0.21 | 0.21 | 0 |  | Energy | Generation Interconnection | Natural Gas |  |  | N/A | https://www.pjm.com/pjmfiles/pub/planning/project-queues/feas_docs/ad1001_fea.pdf | Document Posted | https://www.pjm.com/pjmfiles/pub/planning/project-queues/impact_studies/ad1001_imp.pdf | Document Posted |  | Not Required |  | Withdrawn | N/A |  | Not Required | N/A | N/A |  | 4/3/2017 | N/A | N/A |  | 6/6/2018 |  | 1/31/2020 | 1/31/2020 |  | Y | No
AD1-002 | North Bergen I 480 v | North Bergen I 480V | NJ | Hudson | Withdrawn | PSEG | 0.21 | 0.21 | 0 |  | Energy | Generation Interconnection | Natural Gas |  |  | N/A | https://www.pjm.com/pjmfiles/pub/planning/project-queues/feas_docs/ad1002_fea.pdf | Document Posted | https://www.pjm.com/pjmfiles/pub/planning/project-queues/impact_studies/ad1002_imp.pdf | Document Posted |  | Not Required |  | Withdrawn | N/A |  | Not Required | N/A | N/A |  | 4/3/2017 | N/A | N/A |  | 6/6/2018 |  | 1/31/2020 | 1/31/2020 |  | Y | No
AD1-003 | North Bergen II 480 v | North Bergen II 480V | NJ | Bergen | Withdrawn | PSEG | 0.21 | 0.21 | 0 |  | Energy | Generation Interconnection | Natural Gas |  |  | N/A | https://www.pjm.com/pjmfiles/pub/planning/project-queues/feas_docs/ad1003_fea.pdf | Document Posted | https://www.pjm.com/pjmfiles/pub/planning/project-queues/impact_studies/ad1003_imp.pdf | Document Posted |  | Not Required |  | Withdrawn | N/A |  | Not Required | N/A | N/A |  | 4/3/2017 | N/A | N/A |  | 6/6/2018 |  | 1/1/2020 | 1/1/2020 |  | Y | No
AD1-004 | Paramus 480 v | Paramus 480V | NJ | Bergen | Withdrawn | PSEG | 0.21 | 0.21 | 0 |  | Energy | Generation Interconnection | Natural Gas |  |  | N/A | https://www.pjm.com/pjmfiles/pub/planning/project-queues/feas_docs/ad1004_fea.pdf | Document Posted | https://www.pjm.com/pjmfiles/pub/planning/project-queues/impact_studies/ad1004_imp.pdf | Document Posted |  | Not Required |  | Withdrawn | N/A |  | Not Required | N/A | N/A |  | 4/3/2017 | N/A | N/A |  | 6/6/2018 |  | 1/31/2020 | 1/31/2020 |  | Y | No
AD1-005 | Jackson Rd 480 v | Jackson Road 480V | NJ | Passaic | Withdrawn | PSEG | 0.21 | 0.21 | 0 |  | Energy | Generation Interconnection | Natural Gas |  |  | N/A | https://www.pjm.com/pjmfiles/pub/planning/project-queues/feas_docs/ad1005_fea.pdf | Document Posted | https://www.pjm.com/pjmfiles/pub/planning/project-queues/impact_studies/ad1005_imp.pdf | Document Posted |  | Not Required |  | Withdrawn | N/A |  | Not Required | N/A | N/A |  | 4/3/2017 | N/A | N/A |  | 6/6/2018 |  | 1/31/2020 | 1/31/2020 |  | Y | No
AD1-006 | Secaucus 480 v |  | NJ | Hudson | Withdrawn | PSEG | 0.21 | 0.21 | 0 |  | Energy | Generation Interconnection | Natural Gas |  |  | N/A |  | Withdrawn |  |  |  |  | N/A |  | N/A |  |  | N/A | N/A |  | 4/3/2017 | N/A | N/A |  | 10/26/2017 |  | 12/31/2017 |  |  | Y | No
AD1-007 | Bergenfield 480 v | Bergenfield 480V | NJ | Bergen | Withdrawn | PSEG | 0.21 | 0.21 | 0 |  | Energy | Generation Interconnection | Natural Gas |  |  | N/A | https://www.pjm.com/pjmfiles/pub/planning/project-queues/feas_docs/ad1007_fea.pdf | Document Posted | https://www.pjm.com/pjmfiles/pub/planning/project-queues/impact_studies/ad1007_imp.pdf | Document Posted |  | Not Required |  | Withdrawn | N/A |  | Not Required | N/A | N/A |  | 4/3/2017 | N/A | N/A |  | 6/6/2018 |  | 1/31/2020 | 1/31/2020 |  | Y | No
AD1-008 | Sand Hills 480 v | Sand Hills 480V | NJ | Middlesex | Withdrawn | PSEG | 0.21 | 0.21 | 0 |  | Energy | Generation Interconnection | Natural Gas |  |  | N/A | https://www.pjm.com/pjmfiles/pub/planning/project-queues/feas_docs/ad1008_fea.pdf | Document Posted | https://www.pjm.com/pjmfiles/pub/planning/project-queues/impact_studies/ad1008_imp.pdf | Document Posted |  | Not Required |  | Withdrawn | N/A |  | Not Required | N/A | N/A |  | 4/3/2017 | N/A | N/A |  | 6/6/2018 |  | 1/21/2020 | 1/21/2020 |  | Y | No
AD1-009 | Saddle Brook 480 v | Saddle Brook 480V | NJ | Passaic | Withdrawn | PSEG | 0.21 | 0.21 | 0 |  | Energy | Generation Interconnection | Natural Gas |  |  | N/A | https://www.pjm.com/pjmfiles/pub/planning/project-queues/feas_docs/ad1009_fea.pdf | Document Posted | https://www.pjm.com/pjmfiles/pub/planning/project-queues/impact_studies/ad1009_imp.pdf | Document Posted |  | Not Required |  | Withdrawn | N/A |  | Not Required | N/A | N/A |  | 4/3/2017 | N/A | N/A |  | 6/6/2018 |  | 1/31/2020 | 1/31/2020 |  | Y | No
AD1-010 | McLean 480 v | McLean 480V | NJ | Passaic | Withdrawn | PSEG | 0.21 | 0.21 | 0 |  | Energy | Generation Interconnection | Natural Gas |  |  | N/A | https://www.pjm.com/pjmfiles/pub/planning/project-queues/feas_docs/ad1010_fea.pdf | Document Posted | https://www.pjm.com/pjmfiles/pub/planning/project-queues/impact_studies/ad1010_imp.pdf | Document Posted |  | Not Required |  | Withdrawn | N/A |  | Not Required | N/A | N/A |  | 4/3/2017 | N/A | N/A |  | 6/6/2018 |  | 1/31/2020 | 1/31/2020 |  | Y | No
AD1-011 | Athenia 480 v | Atheina 480V | NJ | Passaic | Withdrawn | PSEG | 0.21 | 0.21 | 0 |  | Energy | Generation Interconnection | Natural Gas |  |  | N/A | https://www.pjm.com/pjmfiles/pub/planning/project-queues/feas_docs/ad1011_fea.pdf | Document Posted | https://www.pjm.com/pjmfiles/pub/planning/project-queues/impact_studies/ad1011_imp.pdf | Document Posted |  | Not Required |  | Withdrawn | N/A |  | Not Required | N/A | N/A |  | 4/3/2017 | N/A | N/A |  | 6/6/2018 |  | 1/31/2020 | 1/31/2020 |  | Y | No
AD1-012 | Cheesequake 12.5 kV |  | NJ | Middlesex | Withdrawn | JCPL | 0.21 | 0.21 | 0 |  | Energy | Generation Interconnection | Natural Gas |  |  | N/A |  | Withdrawn |  |  |  |  | N/A |  | N/A |  |  | N/A | N/A |  | 4/3/2017 | N/A | N/A |  | 6/1/2017 | Customer Milestone Not Met | 3/31/2018 |  |  | Y | No
AD1-013 | Twombly Road 138kV | Rochelle Solar | IL | Ogle | Engineering and Procurement | ComEd | 40 | 40 | 15.4 |  | Capacity | Generation Interconnection | Solar |  |  | N/A | https://www.pjm.com/pjmfiles/pub/planning/project-queues/feas_docs/ad1013_fea.pdf | Document Posted | https://www.pjm.com/pjmfiles/pub/planning/project-queues/impact_studies/ad1013_imp.pdf | Document Posted | https://www.pjm.com/pjmfiles/pub/planning/project-queues/facilities/ad1013_fac.pdf | Document Posted | https://www.pjm.com/pjmfiles/pub/planning/project-queues/gia/ad1_013_gia.pdf | Document Posted | N/A | https://www.pjm.com/pjmfiles/pub/planning/project-queues/csa/ad1_013_csa.pdf | Document Posted | N/A | N/A | 12/31/2026 | 4/6/2017 | N/A | N/A | 1/1/2027 |  |  | 5/27/2028 | 5/27/2028 |  | N | No
AD1-015 | Frazeysburg 138 kV | Muskingum Solar | OH | Muskingum | Withdrawn | AEP | 150 | 150 | 57 |  | Capacity | Generation Interconnection | Solar |  |  | N/A | https://www.pjm.com/pjmfiles/pub/planning/project-queues/feas_docs/ad1015_fea.pdf | Document Posted | https://www.pjm.com/pjmfiles/pub/planning/project-queues/impact_studies/ad1015_imp.pdf | Document Posted | https://www.pjm.com/pjmfiles/pub/planning/project-queues/facilities/ad1015_fac.pdf | Document Posted | https://www.pjm.com/pjmfiles/pub/planning/project-queues/isa/ad1_015_isa.pdf | Document Posted | N/A | https://www.pjm.com/pjmfiles/pub/planning/project-queues/csa/ad1_015_csa.pdf | Document Posted | N/A | N/A |  | 4/21/2017 | N/A | N/A |  | 2/14/2022 |  | 12/31/2023 | 12/31/2023 |  | N | No
AD1-016 | Marengo | Marengo Solar, LLC | IL | McHenry | Withdrawn | ComEd | 20 | 20 | 7.6 |  | Capacity | Generation Interconnection | Solar |  |  | N/A | https://www.pjm.com/pjmfiles/pub/planning/project-queues/feas_docs/ad1016_fea.pdf | Document Posted | https://www.pjm.com/pjmfiles/pub/planning/project-queues/impact_studies/ad1016_imp.pdf | Document Posted |  | Not Required | N/A | Wholesale Market Participation Agreement | https://www.pjm.com/pjmfiles/pub/planning/project-queues/wmpa/ad1016_wmpa.pdf | https://www.pjm.com/pjmfiles/pub/planning/project-queues/csa/ad1016_wmpa.pdf | Not Required | N/A | N/A |  | 4/29/2017 | N/A | N/A | 3/31/2026 | 8/26/2024 |  | 8/31/2026 | 8/31/2026 |  | N | No
AD1-017 | Smith Mountain-Bearskin 138 kV | Maplewood Solar | VA | Pittsylvania | In Service | AEP | 120 | 20 | 7.6 | 20 | Capacity | Generation Interconnection | Solar |  |  | N/A | https://www.pjm.com/pjmfiles/pub/planning/project-queues/feas_docs/ad1017_fea.pdf | Document Posted | https://www.pjm.com/pjmfiles/pub/planning/project-queues/impact_studies/ad1017_imp.pdf | Document Posted | https://www.pjm.com/pjmfiles/pub/planning/project-queues/facilities/ad1017_fac.pdf | Document Posted | https://www.pjm.com/pjmfiles/pub/planning/project-queues/isa/ad1_017_isa.pdf | Document Posted | N/A | https://www.pjm.com/pjmfiles/pub/planning/project-queues/csa/ad1_017_csa.pdf | Document Posted | N/A | N/A | 12/17/2021 | 5/11/2017 | N/A | N/A | 12/28/2021 |  |  | 12/1/2022 | 12/1/2022 | 9/2/2022 | N | No
AD1-018 | Carlos Jct - Plaza 34 kV | Pigtoe Bobcat Solar | MD | Allegany | Withdrawn | APS | 20 | 20 | 7.6 |  | Capacity | Generation Interconnection | Solar |  |  | N/A | https://www.pjm.com/pjmfiles/pub/planning/project-queues/feas_docs/ad1018_fea.pdf | Document Posted | https://www.pjm.com/pjmfiles/pub/planning/project-queues/impact_studies/ad1018_imp.pdf | Document Posted |  |  | N/A | Wholesale Market Participation Agreement | https://www.pjm.com/pjmfiles/pub/planning/project-queues/wmpa/ad1018_wmpa.pdf | https://www.pjm.com/pjmfiles/pub/planning/project-queues/csa/ad1018_wmpa.pdf | Not Required | N/A | N/A |  | 5/12/2017 | N/A | N/A | 1/1/2021 | 10/6/2022 |  | 1/1/2021 | 1/1/2021 |  | N | No
AD1-019 | Ontario 23 kV |  | NJ | Atlantic | Withdrawn | AEC | 13.1 | 7.6 | 0 |  | Energy | Generation Interconnection | Natural Gas |  |  | N/A | https://www.pjm.com/pjmfiles/pub/planning/project-queues/feas_docs/ad1019_fea.pdf | Document Posted | https://www.pjm.com/pjmfiles/pub/planning/project-queues/impact_studies/ad1019_imp.pdf | Document Posted |  | Withdrawn | N/A |  | N/A |  |  | N/A | N/A |  | 5/24/2017 | N/A | N/A |  | 3/8/2022 |  | 6/3/2019 |  |  | N | No
AD1-020 | Hunterstown-Lincoln 115 kV | Adams Solar LLC | PA | Adams | In Service | ME | 80 | 80 | 53.6 | 80 | Capacity | Generation Interconnection | Solar |  |  | N/A | https://www.pjm.com/pjmfiles/pub/planning/project-queues/feas_docs/ad1020_fea.pdf | Document Posted | https://www.pjm.com/pjmfiles/pub/planning/project-queues/impact_studies/ad1020_imp.pdf | Document Posted | https://www.pjm.com/pjmfiles/pub/planning/project-queues/facilities/ad1020_fac.pdf | Document Posted | https://www.pjm.com/pjmfiles/pub/planning/project-queues/isa/ad1_020_isa.pdf | Document Posted | N/A | https://www.pjm.com/pjmfiles/pub/planning/project-queues/csa/ad1_020_csa.pdf | Document Posted | N/A | N/A | 12/22/2023 | 6/9/2017 | N/A | N/A | 12/27/2023 |  |  | 2/25/2024 | 2/25/2024 | 3/21/2024 | N | No
AD1-022 | Cashie-Trowbridge 230 kV | Sumac Solar | NC | Bertie | Engineering and Procurement | Dominion | 80 | 80 | 51.8 |  | Capacity | Generation Interconnection | Solar |  |  | N/A | https://www.pjm.com/pjmfiles/pub/planning/project-queues/feas_docs/ad1022_fea.pdf | Document Posted | https://www.pjm.com/pjmfiles/pub/planning/project-queues/impact_studies/ad1022_imp.pdf | Document Posted | https://www.pjm.com/pjmfiles/pub/planning/project-queues/facilities/ad1022_fac.pdf | Document Posted | https://www.pjm.com/pjmfiles/pub/planning/project-queues/isa/ad1_022_isa.pdf | Document Posted | N/A | https://www.pjm.com/pjmfiles/pub/planning/project-queues/csa/ad1_022_csa.pdf | Document Posted | N/A | N/A |  | 6/19/2017 | N/A | N/A | 5/1/2028 |  |  | 7/1/2028 | 7/1/2028 |  | N | No
AD1-023 | Cashie-Trowbridge 230 kV |  | NC | Bertie | Withdrawn | Dominion | 40 | 40 | 25.9 |  | Capacity | Generation Interconnection | Solar |  |  | N/A | https://www.pjm.com/pjmfiles/pub/planning/project-queues/feas_docs/ad1023_fea.pdf | Document Posted | https://www.pjm.com/pjmfiles/pub/planning/project-queues/impact_studies/ad1023_imp.pdf | Document Posted |  | Withdrawn | N/A |  | N/A |  |  | N/A | N/A |  | 6/19/2017 | N/A | N/A |  | 4/21/2022 |  | 6/1/2019 |  |  | N | No
AD1-024 | Davis Creek-Wilmington |  | IL | Kankakee | Withdrawn | ComEd | 50 | 50 | 19 |  | Capacity | Generation Interconnection | Solar |  |  | N/A | https://www.pjm.com/pjmfiles/pub/planning/project-queues/feas_docs/ad1024_fea.pdf | Document Posted |  |  |  |  | N/A |  | N/A |  |  | N/A | N/A |  | 6/19/2017 | N/A | N/A |  | 3/1/2018 |  | 5/1/2019 |  |  | N | No
AD1-025 | Hopewell-Surry 230 kV | Spring Grove Solar II | VA | Surry | Under Construction | Dominion | 150 | 150 | 94.2 |  | Capacity | Generation Interconnection | Solar |  |  | N/A | https://www.pjm.com/pjmfiles/pub/planning/project-queues/feas_docs/ad1025_fea.pdf | Document Posted | https://www.pjm.com/pjmfiles/pub/planning/project-queues/impact_studies/ad1025_imp.pdf | Document Posted | https://www.pjm.com/pjmfiles/pub/planning/project-queues/facilities/ad1025_fac.pdf | Document Posted | https://www.pjm.com/pjmfiles/pub/planning/project-queues/isa/ad1_025_isa.pdf | Document Posted | N/A | https://www.pjm.com/pjmfiles/pub/planning/project-queues/csa/ad1_025_csa.pdf | Document Posted | N/A | N/A | 6/24/2025 | 6/28/2017 | N/A | N/A | 9/1/2025 |  |  | 6/30/2025 | 6/30/2025 |  | N | No
AD1-026 | Shenango-Hoytdale 345 kV | Hickory Run Energy Station | PA | Lawrence | In Service | ATSI | 1000 | 0 | 130 | 0 | Capacity | Generation Interconnection | Natural Gas |  |  | N/A | https://www.pjm.com/pjmfiles/pub/planning/project-queues/feas_docs/ad1026_fea.pdf | Document Posted | https://www.pjm.com/pjmfiles/pub/planning/project-queues/impact_studies/ad1026_imp.pdf | Document Posted |  |  | https://www.pjm.com/pjmfiles/pub/planning/project-queues/isa/ad1_026_isa.pdf | Document Posted | N/A |  | Not Required | N/A | N/A | 4/22/2019 | 6/28/2017 | N/A | N/A |  |  |  | 3/30/2020 | 3/30/2020 | 4/28/2020 | N | No
AD1-027 | Camden 26 kV |  | NJ | Camden | Withdrawn | PSEG | 10 | 10 | 4.2 |  | Capacity | Generation Interconnection | Solar |  |  | N/A |  | Withdrawn |  |  |  |  | N/A |  | N/A |  |  | N/A | N/A |  | 7/3/2017 | N/A | N/A |  | 8/9/2017 | Customer Milestone Not Met | 12/31/2017 |  |  | N | No
AD1-028 | Home DepotNJ #957 - Old Bridge | Old Bridge Fuel Cell | NJ | Middlesex | Withdrawn | JCPL | 0.2 | 0.2 | 0 |  | Energy | Generation Interconnection | Solar |  |  | N/A | https://www.pjm.com/pjmfiles/pub/planning/project-queues/feas_docs/ad1028_fea.pdf | Document Posted | https://www.pjm.com/pjmfiles/pub/planning/project-queues/impact_studies/ad1028_imp.pdf | Document Posted |  | Not Required | N/A | Wholesale Market Participation Agreement | https://www.pjm.com/pjmfiles/pub/planning/project-queues/wmpa/ad1028_wmpa.pdf | https://www.pjm.com/pjmfiles/pub/planning/project-queues/csa/ad1028_wmpa.pdf | Not Required | N/A | N/A |  | 7/11/2017 | N/A | N/A |  | 12/18/2018 |  | 3/31/2020 | 3/31/2020 |  | N | Yes
AD1-029 | Scotland Neck-South Justice 115 kV |  | NC | Halifax | Withdrawn | Dominion | 110 | 110 | 66.3 |  | Capacity | Generation Interconnection | Storage; Solar |  |  | N/A | https://www.pjm.com/pjmfiles/pub/planning/project-queues/feas_docs/ad1029_fea.pdf | Document Posted |  |  |  |  | N/A |  | N/A |  |  | N/A | N/A |  | 7/20/2017 | N/A | N/A |  | 3/6/2018 |  | 12/1/2019 |  |  | N | No
AD1-030 | Camden 26 kV II |  | NJ | Burlington | Withdrawn | PSEG | 7 | 7 | 2.94 |  | Capacity | Generation Interconnection | Solar |  |  | N/A |  | Withdrawn |  |  |  |  | N/A |  | N/A |  |  | N/A | N/A |  | 7/20/2017 | N/A | N/A |  | 8/9/2017 | Customer Milestone Not Met | 5/31/2018 |  |  | N | No
AD1-031 | Kewanee - E.D. Edwards 138 kV |  | IL | Henry | Suspended | ComEd | 70 | 70 | 26.6 |  | Capacity | Generation Interconnection | Solar |  |  | N/A | https://www.pjm.com/pjmfiles/pub/planning/project-queues/feas_docs/ad1031_fea.pdf | Document Posted | https://www.pjm.com/pjmfiles/pub/planning/project-queues/impact_studies/ad1031_imp.htm | Document Posted | https://www.pjm.com/pjmfiles/pub/planning/project-queues/facilities/ad1031_fac.pdf | Document Posted | https://www.pjm.com/pjmfiles/pub/planning/project-queues/isa/ad1_031_isa.pdf | Document Posted | N/A | https://www.pjm.com/pjmfiles/pub/planning/project-queues/csa/ad1_031_csa.pdf | Document Posted | N/A | N/A | 4/15/2027 | 7/24/2017 | N/A | N/A | 4/15/2027 |  |  | 6/15/2027 | 6/15/2027 |  | N | No
AD1-033 | Fentress-Landstown 230 kV | Bedford Solar Center | VA | City of Chesapeake | In Service | Dominion | 70 | 70 | 42 | 70 | Capacity | Generation Interconnection | Solar |  |  | N/A | https://www.pjm.com/pjmfiles/pub/planning/project-queues/feas_docs/ad1033_fea.pdf | Document Posted | https://www.pjm.com/pjmfiles/pub/planning/project-queues/impact_studies/ad1033_imp.pdf | Document Posted | https://www.pjm.com/pjmfiles/pub/planning/project-queues/facilities/ad1033_fac.pdf | Document Posted | https://www.pjm.com/pjmfiles/pub/planning/project-queues/isa/ad1_033_isa.pdf | Document Posted | N/A | https://www.pjm.com/pjmfiles/pub/planning/project-queues/csa/ad1_033_csa.pdf | Document Posted | N/A | N/A |  | 7/26/2017 | N/A | N/A | 12/31/2021 |  |  | 12/1/2021 | 12/1/2021 | 11/23/2021 | N | No
AD1-034 | Sapony 230 kV |  | VA | Sussex | Withdrawn | Dominion | 74.9 | 74.9 | 44.9 |  | Capacity | Generation Interconnection | Solar |  |  | N/A | https://www.pjm.com/pjmfiles/pub/planning/project-queues/feas_docs/ad1034_fea.pdf | Document Posted |  |  |  |  | N/A |  | N/A |  |  | N/A | N/A |  | 7/26/2017 | N/A | N/A |  | 3/16/2018 |  | 12/31/2020 |  |  | N | No
AD1-035 | Darby-East Liberty 69 kV |  | OH | Union | Withdrawn | Dayton | 50 | 50 | 19 |  | Capacity | Generation Interconnection | Solar |  |  | N/A | https://www.pjm.com/pjmfiles/pub/planning/project-queues/feas_docs/ad1035_fea.pdf | Document Posted |  |  |  |  | N/A |  | N/A |  |  | N/A | N/A |  | 7/27/2017 | N/A | N/A |  | 2/20/2018 |  | 10/1/2019 |  |  | N | No
AD1-036 | Chatfield 138 kV |  | OH | Crawford | Withdrawn | AEP | 35 | 35 | 13.3 |  | Capacity | Generation Interconnection | Solar |  |  | N/A |  | Withdrawn |  |  |  |  | N/A |  | N/A |  |  | N/A | N/A |  | 7/27/2017 | N/A | N/A |  | 9/15/2017 |  | 12/31/2020 |  |  | N | No
AD1-037 | Martins Creek 230 kV | Lower Mount Bethel | PA | Northampton | In Service | PPL | 651.6 | 51.6 | 86.6 | 51.6 | Capacity | Generation Interconnection | Natural Gas |  |  | N/A | https://www.pjm.com/pjmfiles/pub/planning/project-queues/feas_docs/ad1037_fea.pdf | Document Posted | https://www.pjm.com/pjmfiles/pub/planning/project-queues/impact_studies/ad1037_imp.pdf | Document Posted |  |  | https://www.pjm.com/pjmfiles/pub/planning/project-queues/isa/ad1_037_isa.pdf | Document Posted | N/A |  | Not Required | N/A | N/A |  | 7/28/2017 | N/A | N/A | 8/16/2022 |  |  | 9/29/2019 | 9/29/2019 | 7/10/2019 | N | No
AD1-038 | Oliver Solar |  | NJ | Burlington | Withdrawn | PSEG | 0.3 | 0.3 | 0 |  | Energy | Generation Interconnection | Solar |  |  | N/A |  | Withdrawn |  |  |  |  | N/A |  | N/A |  |  | N/A | N/A |  | 7/28/2017 | N/A | N/A |  | 8/25/2017 | Customer Milestone Not Met | 10/31/2019 |  |  | Y | No
AD1-039 | Kendall-Tazewell & Dresden-Mole Creek | Three Rivers Energy Center | IL | Grundy | Partially in Service - Under Construction | ComEd | 1262.7 | 102.7 | 93 | 102.7 | Capacity | Generation Interconnection | Natural Gas |  |  | N/A | https://www.pjm.com/pjmfiles/pub/planning/project-queues/feas_docs/ad1039_fea.pdf | Document Posted | https://www.pjm.com/pjmfiles/pub/planning/project-queues/impact_studies/ad1039_imp.htm | Document Posted |  | Not Required | https://www.pjm.com/pjmfiles/pub/planning/project-queues/isa/ad1_039_isa.pdf | Document Posted | N/A |  | Not Required | N/A | N/A | 10/12/2022 | 7/29/2017 | N/A | N/A | 12/30/2022 |  |  | 2/28/2025 | 2/28/2025 | 6/16/2023 | N | No | This project slid to the next queue
AD1-040 | Mount Eagle 34.5 kV |  | VA | Albemarle | Withdrawn | Dominion | 11 | 11 | 4.18 |  | Capacity | Generation Interconnection | Solar |  |  | N/A |  | Withdrawn |  |  |  |  | N/A |  | N/A |  |  | N/A | N/A |  | 7/31/2017 | N/A | N/A |  | 8/10/2017 | Customer Initiated Withdrawal | 4/30/2018 |  |  | N | No
AD1-041 | Harmony Village-Shackleford 115 kV | Carvers Creek Solar | VA | Gloucester | In Service | Dominion | 50 | 50 | 30 | 50 | Capacity | Generation Interconnection | Solar |  |  | N/A | https://www.pjm.com/pjmfiles/pub/planning/project-queues/feas_docs/ad1041_fea.pdf | Document Posted | https://www.pjm.com/pjmfiles/pub/planning/project-queues/impact_studies/ad1041_imp.pdf | Document Posted | https://www.pjm.com/pjmfiles/pub/planning/project-queues/facilities/ad1041_fac.pdf | Document Posted | https://www.pjm.com/pjmfiles/pub/planning/project-queues/isa/ad1_041_isa.pdf | Document Posted | N/A | https://www.pjm.com/pjmfiles/pub/planning/project-queues/csa/ad1_041_csa.pdf | Document Posted | N/A | N/A | 4/4/2024 | 8/3/2017 | N/A | N/A | 7/17/2024 |  |  | 6/28/2024 | 6/28/2024 | 8/22/2024 | N | No
AD1-042 | Stuarts Draft-Waynesboro 115 kV |  | VA | Augusta | Withdrawn | Dominion | 150 | 0 | 12.5 |  | Capacity | Generation Interconnection | Storage |  |  | N/A | https://www.pjm.com/pjmfiles/pub/planning/project-queues/feas_docs/ad1042_fea.pdf | Document Posted |  |  |  |  | N/A |  | N/A |  |  | N/A | N/A |  | 7/31/2017 | N/A | N/A |  | 4/10/2018 |  | 10/31/2018 |  |  | N | No
AD1-043 | Makahoy 138 kV | Lone Oak Solar | IN | Madison | Suspended | AEP | 120 | 120 | 45.6 |  | Capacity | Generation Interconnection | Solar |  |  | N/A | https://www.pjm.com/pjmfiles/pub/planning/project-queues/feas_docs/ad1043_fea.pdf | Document Posted | https://www.pjm.com/pjmfiles/pub/planning/project-queues/impact_studies/ad1043_imp.pdf | Document Posted | https://www.pjm.com/pjmfiles/pub/planning/project-queues/facilities/ad1043_fac.pdf | Document Posted | https://www.pjm.com/pjmfiles/pub/planning/project-queues/isa/ad1_043_isa.pdf | Document Posted | N/A | https://www.pjm.com/pjmfiles/pub/planning/project-queues/csa/ad1_043_csa.pdf | Document Posted | N/A | N/A | 6/1/2028 | 8/1/2017 | N/A | N/A |  |  |  | 7/1/2028 | 7/1/2028 |  | N | No
AD1-044 | Oak Grove 34.5 kV I | Oak Grove I | VA | Westmoreland | Withdrawn | Dominion | 20 | 20 | 12 |  | Capacity | Generation Interconnection | Solar |  |  | N/A | https://www.pjm.com/pjmfiles/pub/planning/project-queues/feas_docs/ad1044_fea.pdf | Document Posted | https://www.pjm.com/pjmfiles/pub/planning/project-queues/impact_studies/ad1044_imp.pdf | Document Posted |  | Not Required | N/A | Wholesale Market Participation Agreement | https://www.pjm.com/pjmfiles/pub/planning/project-queues/wmpa/ad1044_wmpa.pdf | https://www.pjm.com/pjmfiles/pub/planning/project-queues/csa/ad1044_wmpa.pdf | Not Required | N/A | N/A |  | 7/31/2017 | N/A | N/A | 6/30/2021 | 8/14/2020 |  | 6/30/2021 | 6/30/2021 |  | N | No
AD1-045 | Oak Grove 34.5 kV II | Oak Grove II | VA | Westmoreland | Withdrawn | Dominion | 20 | 20 | 12 |  | Capacity | Generation Interconnection | Solar |  |  | N/A | https://www.pjm.com/pjmfiles/pub/planning/project-queues/feas_docs/ad1045_fea.pdf | Document Posted | https://www.pjm.com/pjmfiles/pub/planning/project-queues/impact_studies/ad1045_imp.pdf | Document Posted |  | Not Required | N/A | Wholesale Market Participation Agreement | https://www.pjm.com/pjmfiles/pub/planning/project-queues/wmpa/ad1045_wmpa.pdf | https://www.pjm.com/pjmfiles/pub/planning/project-queues/csa/ad1045_wmpa.pdf | Not Required | N/A | N/A |  | 7/31/2017 | N/A | N/A | 6/30/2021 | 8/14/2020 |  | 6/30/2021 | 6/30/2021 |  | N | No
AD1-046 | Oak Grove 34.5 kV III | Oak Grove III | VA | Westmoreland | Withdrawn | Dominion | 11.2 | 11.2 | 6.7 |  | Capacity | Generation Interconnection | Solar |  |  | N/A | https://www.pjm.com/pjmfiles/pub/planning/project-queues/feas_docs/ad1046_fea.pdf | Document Posted | https://www.pjm.com/pjmfiles/pub/planning/project-queues/impact_studies/ad1046_imp.pdf | Document Posted |  | Not Required | N/A | Wholesale Market Participation Agreement | https://www.pjm.com/pjmfiles/pub/planning/project-queues/wmpa/ad1046_wmpa.pdf | https://www.pjm.com/pjmfiles/pub/planning/project-queues/csa/ad1046_wmpa.pdf | Not Required | N/A | N/A |  | 7/31/2017 | N/A | N/A | 6/30/2021 | 8/14/2020 |  | 6/30/2021 | 6/30/2021 |  | N | No
AD1-047 | Brink 115 kV |  | VA | Greensville | Withdrawn | Dominion | 80 | 80 | 48 |  | Capacity | Generation Interconnection | Solar |  |  | N/A | https://www.pjm.com/pjmfiles/pub/planning/project-queues/feas_docs/ad1047_fea.pdf | Document Posted | https://www.pjm.com/pjmfiles/pub/planning/project-queues/impact_studies/ad1047_imp.pdf | Document Posted |  |  | N/A |  | N/A |  |  | N/A | N/A |  | 7/31/2017 | N/A | N/A |  | 1/30/2020 |  | 12/1/2018 |  |  | N | No
AD1-048 | Turner 34.5 kV | Turner I Solar | VA | Henrico | Withdrawn | Dominion | 20 | 20 | 13.3 |  | Capacity | Generation Interconnection | Solar |  |  | N/A | https://www.pjm.com/pjmfiles/pub/planning/project-queues/feas_docs/ad1048_fea.pdf | Document Posted | https://www.pjm.com/pjmfiles/pub/planning/project-queues/impact_studies/ad1048_imp.pdf | Document Posted |  | Not Required | N/A | Wholesale Market Participation Agreement | https://www.pjm.com/pjmfiles/pub/planning/project-queues/wmpa/ad1048_wmpa.pdf | https://www.pjm.com/pjmfiles/pub/planning/project-queues/csa/ad1048_wmpa.pdf | Not Required | N/A | N/A |  | 8/3/2017 | N/A | N/A | 12/31/2022 | 9/5/2019 |  | 12/31/2022 | 12/31/2022 |  | N | No
AD1-049 | Culpeper 34.5 kV |  | VA | Culpeper | Withdrawn | Dominion | 20 | 20 | 6.3 |  | Capacity | Generation Interconnection | Solar |  |  | N/A | https://www.pjm.com/pjmfiles/pub/planning/project-queues/feas_docs/ad1049_fea.pdf | Document Posted |  | Withdrawn |  |  | N/A |  | N/A |  |  | N/A | N/A |  | 8/3/2017 | N/A | N/A |  | 9/11/2018 |  | 12/1/2019 |  |  | N | No
AD1-050 | Beechwood DP-Palmer Springs 115 kV |  | VA | Mecklenburg | Withdrawn | Dominion | 45 | 45 | 29.1 |  | Capacity | Generation Interconnection | Solar; Storage |  |  | N/A | https://www.pjm.com/pjmfiles/pub/planning/project-queues/feas_docs/ad1050_fea.pdf | Document Posted | https://www.pjm.com/pjmfiles/pub/planning/project-queues/impact_studies/ad1050_imp.pdf | Document Posted |  | Withdrawn | N/A |  | N/A |  |  | N/A | N/A |  | 8/7/2017 | N/A | N/A |  | 10/15/2019 |  | 12/1/2019 |  |  | N | No
AD1-051 | Sporn South 138 kV |  | WV | Mason | Withdrawn | AEP | 30 | 30 | 18.4 |  | Capacity | Generation Interconnection | Solar |  |  | N/A | https://www.pjm.com/pjmfiles/pub/planning/project-queues/feas_docs/ad1051_fea.pdf | Document Posted |  |  |  |  | N/A |  | N/A |  |  | N/A | N/A |  | 8/7/2017 | N/A | N/A |  | 6/4/2018 |  | 12/31/2018 |  |  | N | No
AD1-052 | Freemont Energy Center | Freemont Energy Center | OH | Sandusky | In Service | ATSI | 745 | 38 | 26.3 | 38 | Capacity | Generation Interconnection | Natural Gas |  |  | N/A | https://www.pjm.com/pjmfiles/pub/planning/project-queues/feas_docs/ad1052_fea.pdf | Document Posted | https://www.pjm.com/pjmfiles/pub/planning/project-queues/impact_studies/ad1052_imp.pdf | Document Posted |  | Not Required | https://www.pjm.com/pjmfiles/pub/planning/project-queues/isa/ad1_052_isa.pdf | Document Posted | N/A |  | Not Required | N/A | N/A |  | 8/10/2017 | N/A | N/A | 10/1/2020 |  |  | 10/1/2020 | 10/1/2020 | 2/24/2021 | N | No
AD1-053 | Plainsboro 13 kV | Plainsboro 13kV | NJ | Middlesex | Withdrawn | PSEG | 3 | 3 | 0 |  | Energy | Generation Interconnection | Solar |  |  | N/A | https://www.pjm.com/pjmfiles/pub/planning/project-queues/feas_docs/ad1053_fea.pdf | Document Posted | https://www.pjm.com/pjmfiles/pub/planning/project-queues/impact_studies/ad1053_imp.pdf | Document Posted |  | Not Required | N/A | Wholesale Market Participation Agreement | https://www.pjm.com/pjmfiles/pub/planning/project-queues/wmpa/ad1053_wmpa.pdf | https://www.pjm.com/pjmfiles/pub/planning/project-queues/csa/ad1053_wmpa.pdf | Not Required | N/A | N/A |  | 8/11/2017 | N/A | N/A |  | 3/6/2019 |  | 12/31/2018 | 12/31/2018 |  | Y | Yes
AD1-054 | Bergen 13 kV | Bergen 13kV | NJ | Bergen | In Service | PSEG | 1.5 | 1.5 | 0 | 1.5 | Energy | Generation Interconnection | Solar |  |  | N/A | https://www.pjm.com/pjmfiles/pub/planning/project-queues/feas_docs/ad1054_fea.pdf | Document Posted | https://www.pjm.com/pjmfiles/pub/planning/project-queues/impact_studies/ad1054_imp.pdf | Document Posted |  | Not Required | N/A | Wholesale Market Participation Agreement | https://www.pjm.com/pjmfiles/pub/planning/project-queues/wmpa/ad1054_wmpa.pdf | https://www.pjm.com/pjmfiles/pub/planning/project-queues/csa/ad1054_wmpa.pdf | Not Required | N/A | N/A |  | 8/11/2017 | N/A | N/A | 12/20/2019 |  |  | 10/15/2019 | 10/15/2019 | 12/31/2019 | Y | Yes
AD1-055 | Crystal Hill-Halifax 115 kV | Halifax County Solar | VA | Halifax | In Service | Dominion | 64.7 | 20 | 15.9 | 20 | Capacity | Generation Interconnection | Solar |  |  | N/A | https://www.pjm.com/pjmfiles/pub/planning/project-queues/feas_docs/ad1055_fea.pdf | Document Posted | https://www.pjm.com/pjmfiles/pub/planning/project-queues/impact_studies/ad1055_imp.pdf | Document Posted | https://www.pjm.com/pjmfiles/pub/planning/project-queues/facilities/ad1055_fac.pdf | Document Posted | https://www.pjm.com/pjmfiles/pub/planning/project-queues/isa/ad1_055_isa.pdf | Document Posted | N/A | https://www.pjm.com/pjmfiles/pub/planning/project-queues/csa/ad1_055_csa.pdf | Document Posted | N/A | N/A | 11/20/2023 | 8/16/2017 | N/A | N/A | 12/7/2023 |  |  | 12/29/2023 | 12/29/2023 | 2/15/2024 | N | No
AD1-056 | Hornertown-Hathaway 230 kV | Sweetleaf Solar | NC | Halifax | Engineering and Procurement | Dominion | 60 | 60 | 38.9 |  | Capacity | Generation Interconnection | Solar |  |  | N/A | https://www.pjm.com/pjmfiles/pub/planning/project-queues/feas_docs/ad1056_fea.pdf | Document Posted | https://www.pjm.com/pjmfiles/pub/planning/project-queues/impact_studies/ad1056_imp.pdf | Document Posted | https://www.pjm.com/pjmfiles/pub/planning/project-queues/facilities/ad1056_fac.pdf | Document Posted | https://www.pjm.com/pjmfiles/pub/planning/project-queues/isa/ad1_056_isa.pdf | Document Posted | N/A | https://www.pjm.com/pjmfiles/pub/planning/project-queues/csa/ad1_056_csa.pdf | Document Posted | N/A | N/A |  | 8/14/2017 | N/A | N/A | 12/1/2026 |  |  | 12/31/2026 | 12/31/2026 |  | N | No
AD1-057 | Hornertown-Hathaway 230 kV | Sweetleaf Solar | NC | Halifax | Engineering and Procurement | Dominion | 93 | 33 | 21.7 |  | Capacity | Generation Interconnection | Solar |  |  | N/A | https://www.pjm.com/pjmfiles/pub/planning/project-queues/feas_docs/ad1057_fea.pdf | Document Posted | https://www.pjm.com/pjmfiles/pub/planning/project-queues/impact_studies/ad1057_imp.pdf | Document Posted | https://www.pjm.com/pjmfiles/pub/planning/project-queues/facilities/ad1057_fac.pdf | Document Posted | https://www.pjm.com/pjmfiles/pub/planning/project-queues/isa/ad1_057_isa.pdf | Document Posted | N/A | https://www.pjm.com/pjmfiles/pub/planning/project-queues/csa/ad1_057_csa.pdf | Document Posted | N/A | N/A |  | 8/14/2017 | N/A | N/A | 12/1/2026 |  |  | 12/31/2026 | 12/31/2026 |  | N | No
AD1-058 | Halifax-Person 230 kV | Alton Post Office Solar | VA | Halifax | In Service | Dominion | 75.1 | 45.9 | 36.6 | 45.9 | Capacity | Generation Interconnection | Solar |  |  | N/A | https://www.pjm.com/pjmfiles/pub/planning/project-queues/feas_docs/ad1058_fea.pdf | Document Posted | https://www.pjm.com/pjmfiles/pub/planning/project-queues/impact_studies/ad1058_imp.pdf | Document Posted | https://www.pjm.com/pjmfiles/pub/planning/project-queues/facilities/ad1058_fac.pdf | Document Posted | https://www.pjm.com/pjmfiles/pub/planning/project-queues/isa/ad1_058_isa.pdf | Document Posted | N/A | https://www.pjm.com/pjmfiles/pub/planning/project-queues/csa/ad1_058_csa.pdf | Document Posted | N/A | N/A | 9/26/2024 | 8/16/2017 | N/A | N/A | 10/31/2024 |  |  | 12/31/2024 | 12/31/2024 | 1/9/2025 | N | No
AD1-059 | Lakewood 230 kV | Lakewood Cogeneration Plant | NJ | Ocean | In Service | JCPL | 280 | 0 | 14.9 |  | Capacity | Generation Interconnection | Natural Gas |  |  | N/A | https://www.pjm.com/pjmfiles/pub/planning/project-queues/feas_docs/ad1059_fea.pdf | Document Posted | https://www.pjm.com/pjmfiles/pub/planning/project-queues/impact_studies/ad1059_imp.pdf | Document Posted |  | Not Required | https://www.pjm.com/pjmfiles/pub/planning/project-queues/isa/ad1_059_isa.pdf | Document Posted | N/A |  | Not Required | N/A | N/A |  | 8/17/2017 | N/A | N/A |  |  |  | 9/30/2019 | 9/30/2019 | 5/7/2018 | N | No
AD1-060 | Mercersburg-Milnor 34.5 kV | Upton Solar | PA | Franklin | In Service | APS | 15 | 15 | 5.7 | 15 | Capacity | Generation Interconnection | Solar |  |  | N/A | https://www.pjm.com/pjmfiles/pub/planning/project-queues/feas_docs/ad1060_fea.pdf | Document Posted | https://www.pjm.com/pjmfiles/pub/planning/project-queues/impact_studies/ad1060_imp.pdf | Document Posted |  | Not Required | https://www.pjm.com/pjmfiles/pub/planning/project-queues/isa/ad1_060_isa.pdf | Document Posted | N/A | https://www.pjm.com/pjmfiles/pub/planning/project-queues/csa/ad1_060_csa.pdf | Document Posted | N/A | N/A |  | 8/18/2017 | N/A | N/A | 9/1/2021 |  |  | 9/1/2021 | 9/1/2021 | 12/17/2020 | N | No
AD1-061 | McConnelsburg-Mercersburg 34 kV |  | PA | Franklin | In Service | APS | 20 | 20 | 7.6 | 20 | Capacity | Generation Interconnection | Solar |  |  | N/A | https://www.pjm.com/pjmfiles/pub/planning/project-queues/feas_docs/ad1061_fea.pdf | Document Posted | https://www.pjm.com/pjmfiles/pub/planning/project-queues/impact_studies/ad1061_imp.pdf | Document Posted | https://www.pjm.com/pjmfiles/pub/planning/project-queues/facilities/ad1061_fac.pdf | Document Posted | https://www.pjm.com/pjmfiles/pub/planning/project-queues/isa/ad1_061_isa.pdf | Document Posted | N/A | https://www.pjm.com/pjmfiles/pub/planning/project-queues/csa/ad1_061_csa.pdf | Document Posted | N/A | N/A |  | 8/18/2017 | N/A | N/A |  |  |  | 3/31/2022 | 3/31/2022 | 5/6/2022 | N | No
AD1-062 | Itasca 12.5 kV | 0 | IL | Du Page | Withdrawn | ComEd | 1 | 1 | 0 | 1 | Energy | Generation Interconnection | Storage |  |  | N/A | https://www.pjm.com/pjmfiles/pub/planning/project-queues/feas_docs/ad1062_fea.pdf | Document Posted | https://www.pjm.com/pjmfiles/pub/planning/project-queues/impact_studies/ad1062_imp.pdf | Document Posted |  | Not Required | N/A | Wholesale Market Participation Agreement | https://www.pjm.com/pjmfiles/pub/planning/project-queues/wmpa/ad1062_wmpa.pdf | https://www.pjm.com/pjmfiles/pub/planning/project-queues/csa/ad1062_wmpa.pdf | Not Required | N/A | N/A |  | 8/18/2017 | N/A | N/A |  |  |  | 12/1/2018 | 12/1/2018 | 9/5/2018 | Y | No
AD1-063 | Harmony Village 34.5 kV | Puller Solar | VA | Middlesex | In Service | Dominion | 15 | 15 | 9 | 15 | Capacity | Generation Interconnection | Solar |  |  | N/A | https://www.pjm.com/pjmfiles/pub/planning/project-queues/feas_docs/ad1063_fea.pdf | Document Posted | https://www.pjm.com/pjmfiles/pub/planning/project-queues/impact_studies/ad1063_imp.pdf | Document Posted |  | Not Required | N/A | Wholesale Market Participation Agreement | https://www.pjm.com/pjmfiles/pub/planning/project-queues/wmpa/ad1063_wmpa.pdf | https://www.pjm.com/pjmfiles/pub/planning/project-queues/csa/ad1063_wmpa.pdf | Not Required | N/A | N/A |  | 8/22/2017 | N/A | N/A | 10/8/2018 |  |  | 12/1/2018 | 12/1/2018 | 10/8/2018 | N | No
AD1-064 | White Rock-Wayne 345kV |  | IL | DeKalb | Withdrawn | ComEd | 150 | 150 | 26.4 |  | Capacity | Generation Interconnection | Wind |  |  | N/A | https://www.pjm.com/pjmfiles/pub/planning/project-queues/feas_docs/ad1064_fea.pdf | Document Posted |  | Withdrawn |  |  | N/A |  | N/A |  |  | N/A | N/A |  | 8/25/2017 | N/A | N/A |  | 9/19/2019 |  | 12/15/2019 |  |  | N | No
AD1-065 | Eldred-Frackville 230kV |  | PA | Schuylkill | Withdrawn | PPL | 175.8 | 175.8 | 25.84 |  | Capacity | Generation Interconnection | Wind |  |  | N/A | https://www.pjm.com/pjmfiles/pub/planning/project-queues/feas_docs/ad1065_fea.pdf | Document Posted | https://www.pjm.com/pjmfiles/pub/planning/project-queues/impact_studies/ad1065_imp.pdf | Document Posted |  |  | N/A |  | N/A |  |  | N/A | N/A |  | 8/31/2017 | N/A | N/A |  | 10/15/2018 |  | 12/31/2020 |  |  | N | No
AD1-066 | Crescent Ridge |  | IL | Bureau | Withdrawn | ComEd | 79.4 | 0 | 9.9 |  | Capacity | Generation Interconnection | Solar |  |  | N/A | https://www.pjm.com/pjmfiles/pub/planning/project-queues/feas_docs/ad1066_fea.pdf | Document Posted |  |  |  |  | N/A |  | N/A |  |  | N/A | N/A |  | 8/31/2017 | N/A | N/A |  | 7/1/2018 |  | 10/31/2019 |  |  | N | No
AD1-067 | Mendota Hills | Mendota Hills Wind Farm | IL | Lee | In Service | ComEd | 76.13 | 5.725 | 1.1 | 5.725 | Capacity | Generation Interconnection | Wind |  |  | N/A | https://www.pjm.com/pjmfiles/pub/planning/project-queues/feas_docs/ad1067_fea.pdf | Document Posted | https://www.pjm.com/pjmfiles/pub/planning/project-queues/impact_studies/ad1067_imp.pdf | Document Posted |  | Not Required | https://www.pjm.com/pjmfiles/pub/planning/project-queues/isa/ad1_067_isa.pdf | Document Posted | N/A |  | Not Required | N/A | N/A |  | 8/31/2017 | N/A | N/A |  |  |  | 11/30/2018 |  | 10/19/2020 | N | No
AD1-068 | Albright-Garrett 138 kV |  | WV | Preston | Withdrawn | APS | 80 | 80 | 11.76 |  | Capacity | Generation Interconnection | Wind |  |  | N/A | https://www.pjm.com/pjmfiles/pub/planning/project-queues/feas_docs/ad1068_fea.pdf | Document Posted | https://www.pjm.com/pjmfiles/pub/planning/project-queues/impact_studies/ad1068_imp.pdf | Document Posted |  | Withdrawn | N/A |  | N/A |  |  | N/A | N/A |  | 8/31/2017 | N/A | N/A |  | 7/19/2021 |  | 12/15/2020 |  |  | N | No
AD1-069 | Iron Bridge-Donegal 138 kV |  | PA | Fayette | Withdrawn | APS | 80 | 80 | 11.76 |  | Capacity | Generation Interconnection | Wind |  |  | N/A | https://www.pjm.com/pjmfiles/pub/planning/project-queues/feas_docs/ad1069_fea.pdf | Document Posted | https://www.pjm.com/pjmfiles/pub/planning/project-queues/impact_studies/ad1069_imp.pdf | Document Posted |  | Withdrawn | N/A |  | N/A |  |  | N/A | N/A |  | 8/31/2017 | N/A | N/A |  | 4/14/2020 |  | 12/15/2020 |  |  | N | No
AD1-070 | Fostoria Central 138 kV | South Branch Solar | OH | Hancock | Suspended | AEP | 205 | 205 | 36 |  | Capacity | Generation Interconnection | Solar |  |  | N/A | https://www.pjm.com/pjmfiles/pub/planning/project-queues/feas_docs/ad1070_fea.pdf | Document Posted | https://www.pjm.com/pjmfiles/pub/planning/project-queues/impact_studies/ad1070_imp.pdf | Document Posted | https://www.pjm.com/pjmfiles/pub/planning/project-queues/facilities/ad1070_fac.pdf | Document Posted | https://www.pjm.com/pjmfiles/pub/planning/project-queues/isa/ad1_070_isa.pdf | Document Posted | N/A | https://www.pjm.com/pjmfiles/pub/planning/project-queues/csa/ad1_070_csa.pdf | Document Posted | N/A | N/A |  | 8/31/2017 | N/A | N/A |  |  |  | 12/31/2025 | 12/31/2025 |  | N | No
AD1-071 | Levittown 13kV | Levittown 13kV | NJ | Burlington | Withdrawn | PSEG | 2.6 | 2.6 | 0.99 |  | Capacity | Generation Interconnection | Solar |  |  | N/A | https://www.pjm.com/pjmfiles/pub/planning/project-queues/feas_docs/ad1071_fea.pdf | Document Posted | https://www.pjm.com/pjmfiles/pub/planning/project-queues/impact_studies/ad1071_imp.pdf | Document Posted |  | Not Required | N/A | Wholesale Market Participation Agreement | https://www.pjm.com/pjmfiles/pub/planning/project-queues/wmpa/ad1071_wmpa.pdf | https://www.pjm.com/pjmfiles/pub/planning/project-queues/csa/ad1071_wmpa.pdf | Not Required | N/A | N/A |  | 8/31/2017 | N/A | N/A |  | 11/8/2018 |  | 3/31/2019 | 3/31/2019 |  | N | Yes
AD1-072 | Biers Run-Circleville 138 kV | Yellowbud Solar | OH | Ross | In Service | AEP | 147 | 20 | 13.7 | 20 | Capacity | Generation Interconnection | Solar |  |  | N/A | https://www.pjm.com/pjmfiles/pub/planning/project-queues/feas_docs/ad1072_fea.pdf | Document Posted | https://www.pjm.com/pjmfiles/pub/planning/project-queues/impact_studies/ad1072_imp.pdf | Document Posted | https://www.pjm.com/pjmfiles/pub/planning/project-queues/facilities/ad1072_fac.pdf | Document Posted | https://www.pjm.com/pjmfiles/pub/planning/project-queues/isa/ad1_072_isa.pdf | Document Posted | N/A | https://www.pjm.com/pjmfiles/pub/planning/project-queues/csa/ad1_072_csa.pdf | Document Posted | N/A | N/A | 10/24/2022 | 8/31/2017 | N/A | N/A | 12/21/2022 |  |  | 12/15/2022 | 12/15/2022 | 12/21/2022 | N | No
AD1-073 | Buckskin 69 kV | Ross County Solar | OH | Ross | In Service | AEP | 120 | 20 | 13.2 | 20 | Capacity | Generation Interconnection | Solar |  |  | N/A | https://www.pjm.com/pjmfiles/pub/planning/project-queues/feas_docs/ad1073_fea.pdf | Document Posted | https://www.pjm.com/pjmfiles/pub/planning/project-queues/impact_studies/ad1073_imp.pdf | Document Posted | https://www.pjm.com/pjmfiles/pub/planning/project-queues/facilities/ad1073_fac.pdf | Document Posted | https://www.pjm.com/pjmfiles/pub/planning/project-queues/isa/ad1_073_isa.pdf | Document Posted | N/A | https://www.pjm.com/pjmfiles/pub/planning/project-queues/csa/ad1_073_csa.pdf | Document Posted | N/A | N/A | 8/16/2024 | 9/2/2017 | N/A | N/A | 9/17/2024 |  |  | 6/1/2024 | 6/1/2024 | 2/19/2025 | N | No
AD1-074 | Trowbridge 230 kV | Macadamia Solar | NC | Washington | Engineering and Procurement | Dominion | 300 | 300 | 198.8 |  | Capacity | Generation Interconnection | Solar |  |  | N/A | https://www.pjm.com/pjmfiles/pub/planning/project-queues/feas_docs/ad1074_fea.pdf | Document Posted | https://www.pjm.com/pjmfiles/pub/planning/project-queues/impact_studies/ad1074_imp.pdf | Document Posted | https://www.pjm.com/pjmfiles/pub/planning/project-queues/facilities/ad1074_fac.pdf | Document Posted | https://www.pjm.com/pjmfiles/pub/planning/project-queues/isa/ad1_074_isa.pdf | Document Posted | N/A | https://www.pjm.com/pjmfiles/pub/planning/project-queues/csa/ad1_074_csa.pdf | Document Posted | N/A | N/A | 12/27/2027 | 9/1/2017 | N/A | N/A | 1/27/2028 |  |  | 3/31/2028 | 3/31/2028 |  | N | No
AD1-075 | Trowbridge 230 kV | Macadamia Solar | NC | Washington | Engineering and Procurement | Dominion | 375 | 75 | 49.7 |  | Capacity | Generation Interconnection | Solar |  |  | N/A | https://www.pjm.com/pjmfiles/pub/planning/project-queues/feas_docs/ad1075_fea.pdf | Document Posted | https://www.pjm.com/pjmfiles/pub/planning/project-queues/impact_studies/ad1075_imp.pdf | Document Posted | https://www.pjm.com/pjmfiles/pub/planning/project-queues/facilities/ad1075_fac.pdf | Document Posted | https://www.pjm.com/pjmfiles/pub/planning/project-queues/isa/ad1_075_isa.pdf | Document Posted | N/A | https://www.pjm.com/pjmfiles/pub/planning/project-queues/csa/ad1_075_csa.pdf | Document Posted | N/A | N/A |  | 8/31/2017 | N/A | N/A | 12/27/2027 |  |  | 3/31/2028 | 3/31/2028 |  | N | No
AD1-076 | Trowbridge 230 kV | Macadamia Solar | NC | Washington | Engineering and Procurement | Dominion | 484 | 109 | 72.2 |  | Capacity | Generation Interconnection | Solar |  |  | N/A | https://www.pjm.com/pjmfiles/pub/planning/project-queues/feas_docs/ad1076_fea.pdf | Document Posted | https://www.pjm.com/pjmfiles/pub/planning/project-queues/impact_studies/ad1076_imp.pdf | Document Posted | https://www.pjm.com/pjmfiles/pub/planning/project-queues/facilities/ad1076_fac.pdf | Document Posted | https://www.pjm.com/pjmfiles/pub/planning/project-queues/isa/ad1_076_isa.pdf | Document Posted | N/A | https://www.pjm.com/pjmfiles/pub/planning/project-queues/csa/ad1_076_csa.pdf | Document Posted | N/A | N/A |  | 8/31/2017 | N/A | N/A | 12/27/2027 |  |  | 3/31/2028 | 3/31/2028 |  | N | No
AD1-077 | Standardsville-Pratts 34.5 kV |  | VA | Greene | Withdrawn | APS | 17 | 17 | 10.7 |  | Capacity | Generation Interconnection | Solar |  |  | N/A | https://www.pjm.com/pjmfiles/pub/planning/project-queues/feas_docs/ad1077_fea.pdf | Document Posted |  | Withdrawn |  |  | N/A |  | N/A |  |  | N/A | N/A |  | 9/1/2017 | N/A | N/A |  | 4/25/2018 |  | 1/31/2019 |  |  | N | No
AD1-078 | Paytes 115 kV |  | VA | Orange | Withdrawn | Dominion | 20 | 20 | 12.6 |  | Capacity | Generation Interconnection | Solar |  |  | N/A | https://www.pjm.com/pjmfiles/pub/planning/project-queues/feas_docs/ad1078_fea.pdf | Document Posted | https://www.pjm.com/pjmfiles/pub/planning/project-queues/impact_studies/ad1078_imp.pdf | Document Posted |  | Withdrawn | N/A |  | N/A |  |  | N/A | N/A |  | 9/1/2017 | N/A | N/A |  | 6/14/2019 |  | 1/31/2019 |  |  | N | No
AD1-080 | Endless Caverns 34.5 kV |  | VA | Rockingham | Withdrawn | Dominion | 20 | 20 | 12.3 |  | Capacity | Generation Interconnection | Solar |  |  | N/A | https://www.pjm.com/pjmfiles/pub/planning/project-queues/feas_docs/ad1080_fea.pdf | Document Posted |  |  |  |  | N/A |  | N/A |  |  | N/A | N/A |  | 9/1/2017 | N/A | N/A |  | 4/24/2018 |  | 1/31/2019 |  |  | N | No
AD1-081 | Beatty-London 138 kV | Big Plain 2 | OH | Madison | In Service | ATSI | 196 | 20 | 13.2 | 20 | Capacity | Generation Interconnection | Solar |  |  | N/A | https://www.pjm.com/pjmfiles/pub/planning/project-queues/feas_docs/ad1081_fea.pdf | Document Posted | https://www.pjm.com/pjmfiles/pub/planning/project-queues/impact_studies/ad1081_imp.pdf | Document Posted | https://www.pjm.com/pjmfiles/pub/planning/project-queues/facilities/ad1081_fac.pdf | Document Posted | https://www.pjm.com/pjmfiles/pub/planning/project-queues/isa/ad1_081_isa.pdf | Document Posted | N/A |  | Not Required | N/A | N/A | 4/22/2023 | 9/6/2017 | N/A | N/A | 6/25/2023 |  |  | 8/31/2023 | 8/31/2023 | 7/25/2023 | N | No
AD1-082 | Bakers Pond-Ivor 115kV | Waverly Solar | VA | Sussex | In Service | Dominion | 68 | 68 | 43.3 | 68 | Capacity | Generation Interconnection | Solar |  |  | N/A | https://www.pjm.com/pjmfiles/pub/planning/project-queues/feas_docs/ad1082_fea.pdf | Document Posted | https://www.pjm.com/pjmfiles/pub/planning/project-queues/impact_studies/ad1082_imp.pdf | Document Posted | https://www.pjm.com/pjmfiles/pub/planning/project-queues/facilities/ad1082_fac.pdf | Document Posted | https://www.pjm.com/pjmfiles/pub/planning/project-queues/isa/ad1_082_isa.pdf | Document Posted | N/A | https://www.pjm.com/pjmfiles/pub/planning/project-queues/csa/ad1_082_csa.pdf | Document Posted | N/A | N/A | 10/26/2023 | 9/8/2017 | N/A | N/A | 12/28/2023 |  |  | 2/16/2024 | 2/16/2024 | 3/14/2024 | N | No
AD1-083 | Page-Bethel 138 kV | Cape Solar | VA | Page | Withdrawn | APS | 100 | 100 | 60.1 |  | Capacity | Generation Interconnection | Solar |  |  | N/A | https://www.pjm.com/pjmfiles/pub/planning/project-queues/feas_docs/ad1083_fea.pdf | Document Posted | https://www.pjm.com/pjmfiles/pub/planning/project-queues/impact_studies/ad1083_imp.pdf | Document Posted | https://www.pjm.com/pjmfiles/pub/planning/project-queues/facilities/ad1083_fac.pdf | Document Posted | https://www.pjm.com/pjmfiles/pub/planning/project-queues/isa/ad1_083_isa.pdf | Document Posted | N/A | https://www.pjm.com/pjmfiles/pub/planning/project-queues/csa/ad1_083_csa.pdf | Document Posted | N/A | N/A |  | 9/11/2017 | N/A | N/A |  | 7/21/2023 |  | 12/31/2023 | 12/31/2023 |  | N | No
AD1-084 | Cushaw 115 kV | Cushaw Hydropower Station | VA | Bedford | In Service | Dominion | 7.5 | 5.5 | 5.5 | 5.5 | Capacity | Generation Interconnection | Hydro |  |  | N/A | https://www.pjm.com/pjmfiles/pub/planning/project-queues/feas_docs/ad1084_fea.pdf | Document Posted | https://www.pjm.com/pjmfiles/pub/planning/project-queues/impact_studies/ad1084_imp.pdf | Document Posted | https://www.pjm.com/pjmfiles/pub/planning/project-queues/facilities/ad1084_fac.pdf | Document Posted | https://www.pjm.com/pjmfiles/pub/planning/project-queues/isa/ad1_084_isa.pdf | Document Posted | N/A |  | Not Required | N/A | N/A |  | 9/12/2017 | N/A | N/A |  |  |  | 1/15/2019 | 1/15/2019 | 11/12/2018 | N | No
AD1-085 | North Shenandoah-Stanley 34.5 kV | North Shenandoah-Stanley 34.5kV | VA | Page | Withdrawn | APS | 20 | 20 | 12.3 |  | Capacity | Generation Interconnection | Solar |  |  | N/A | https://www.pjm.com/pjmfiles/pub/planning/project-queues/feas_docs/ad1085_fea.pdf | Document Posted | https://www.pjm.com/pjmfiles/pub/planning/project-queues/impact_studies/ad1085_imp.pdf | Document Posted |  |  | N/A | Wholesale Market Participation Agreement | https://www.pjm.com/pjmfiles/pub/planning/project-queues/wmpa/ad1085_wmpa.pdf | https://www.pjm.com/pjmfiles/pub/planning/project-queues/csa/ad1085_wmpa.pdf | Not Required | N/A | N/A |  | 9/15/2017 | N/A | N/A | 7/31/2026 | 8/5/2024 |  | 9/8/2026 | 9/8/2026 |  | N | No
AD1-087 | Clover-Sedge Hill 230 kV | Foxhound Solar | VA | Halifax | In Service | Dominion | 64.2 | 64.2 | 43.7 | 64.2 | Capacity | Generation Interconnection | Solar |  |  | N/A | https://www.pjm.com/pjmfiles/pub/planning/project-queues/feas_docs/ad1087_fea.pdf | Document Posted | https://www.pjm.com/pjmfiles/pub/planning/project-queues/impact_studies/ad1087_imp.pdf | Document Posted | https://www.pjm.com/pjmfiles/pub/planning/project-queues/facilities/ad1087_fac.pdf | Document Posted | https://www.pjm.com/pjmfiles/pub/planning/project-queues/isa/ad1_087_isa.pdf | Document Posted | N/A | https://www.pjm.com/pjmfiles/pub/planning/project-queues/csa/ad1_087_csa.pdf | Document Posted | N/A | N/A | 2/1/2024 | 9/16/2017 | N/A | N/A | 2/15/2024 |  |  | 5/31/2024 | 5/31/2024 | 4/24/2024 | N | No
AD1-088 | Briery-Clover 230 kV | Seven Bridges Solar | VA | Mecklenburg | Suspended | Dominion | 80 | 80 | 54 |  | Capacity | Generation Interconnection | Solar |  |  | N/A | https://www.pjm.com/pjmfiles/pub/planning/project-queues/feas_docs/ad1088_fea.pdf | Document Posted | https://www.pjm.com/pjmfiles/pub/planning/project-queues/impact_studies/ad1088_imp.pdf | Document Posted | https://www.pjm.com/pjmfiles/pub/planning/project-queues/facilities/ad1088_fac.pdf | Document Posted | https://www.pjm.com/pjmfiles/pub/planning/project-queues/isa/ad1_088_isa.pdf | Document Posted | N/A | https://www.pjm.com/pjmfiles/pub/planning/project-queues/csa/ad1_088_csa.pdf | Document Posted | N/A | N/A | 1/1/2026 | 9/15/2017 | N/A | N/A | 5/1/2026 |  |  | 12/31/2026 | 12/31/2026 |  | N | No
AD1-089 | Birdneck 34.5 kV |  | VA | City of Virginia Beach | Withdrawn | Dominion | 16 | 4 | 1.3 |  | Capacity | Generation Interconnection | Offshore Wind |  |  | N/A |  | Withdrawn |  |  |  |  | N/A |  | N/A |  |  | N/A | N/A |  | 9/15/2017 | N/A | N/A |  | 11/1/2017 |  | 12/1/2020 |  |  | N | No
AD1-090 | Muskingum River 345 kV Phase I |  | OH | Washington | Withdrawn | AEP | 1260 | 1260 | 1180 |  | Capacity | Generation Interconnection | Natural Gas |  |  | N/A | https://www.pjm.com/pjmfiles/pub/planning/project-queues/feas_docs/ad1090_fea.pdf | Document Posted |  | Withdrawn |  |  | N/A |  | N/A |  |  | N/A | N/A |  | 9/18/2017 | N/A | N/A |  | 8/30/2019 |  | 1/1/2022 |  |  | N | No
AD1-091 | Muskingum River 345 kV Phase II |  | OH | Washington | Withdrawn | AEP | 630 | 630 | 590 |  | Capacity | Generation Interconnection | Natural Gas |  |  | N/A |  | Withdrawn |  |  |  |  | N/A |  | N/A |  |  | N/A | N/A |  | 9/18/2017 | N/A | N/A |  | 11/7/2017 |  | 1/1/2022 |  |  | N | No
AD1-095 | North Salisbury 25 kV |  | MD | Wicomico | Withdrawn | DPL | 8 | 2 | 2 |  | Capacity | Generation Interconnection | Methane |  |  | N/A | https://www.pjm.com/pjmfiles/pub/planning/project-queues/feas_docs/ad1095_fea.pdf | Document Posted |  |  |  |  | N/A |  | N/A |  |  | N/A | N/A |  | 9/19/2017 | N/A | N/A |  | 2/6/2018 |  | 6/1/2019 |  |  | N | No
AD1-096 | Stillman Valley 34 kV |  | IL | Ogle | Withdrawn | ComEd | 20 | 20 | 7.6 |  | Capacity | Generation Interconnection | Solar |  |  | N/A | https://www.pjm.com/pjmfiles/pub/planning/project-queues/feas_docs/ad1096_fea.pdf | Document Posted |  | Withdrawn |  |  | N/A |  | N/A |  |  | N/A | N/A |  | 9/19/2017 | N/A | N/A |  | 7/22/2020 |  | 12/15/2018 |  |  | N | No
AD1-097 | Linwood 230 kV II | Phillips Island CT1, CT2, CT3, and ST4 | PA | Delaware | In Service | PECO | 919 | 67 | 34.8 | 67 | Capacity | Generation Interconnection | Natural Gas |  |  | N/A | https://www.pjm.com/pjmfiles/pub/planning/project-queues/feas_docs/ad1097_fea.pdf | Document Posted | https://www.pjm.com/pjmfiles/pub/planning/project-queues/impact_studies/ad1097_imp.pdf | Document Posted |  | Not Required | https://www.pjm.com/pjmfiles/pub/planning/project-queues/isa/ad1_097_isa.pdf | Document Posted | N/A | https://www.pjm.com/pjmfiles/pub/planning/project-queues/csa/ad1_097_csa.pdf | Document Posted | N/A | N/A |  | 9/20/2017 | N/A | N/A |  |  |  | 7/30/2021 | 7/30/2021 | 6/9/2020 | N | No
AD1-098 | Dixon - McGirr 138 kV |  | IL | Lee | Withdrawn | ComEd | 100 | 100 | 57.8 |  | Capacity | Generation Interconnection | Solar |  |  | N/A | https://www.pjm.com/pjmfiles/pub/planning/project-queues/feas_docs/ad1098_fea.pdf | Document Posted | https://www.pjm.com/pjmfiles/pub/planning/project-queues/impact_studies/ad1098_imp.htm | Document Posted | https://www.pjm.com/pjmfiles/pub/planning/project-queues/facilities/ad1098_fac.pdf | Document Posted |  | Withdrawn | N/A |  | Withdrawn | N/A | N/A |  | 9/21/2017 | N/A | N/A |  | 3/20/2023 |  | 12/1/2020 |  |  | N | No
AD1-099 | South Bend 500 kV | South Bend Generating Station | PA | Armstrong | In Service | APS | 720 | 0 | 70 | 0 | Capacity | Generation Interconnection | Natural Gas |  |  | N/A | https://www.pjm.com/pjmfiles/pub/planning/project-queues/feas_docs/ad1099_fea.pdf | Document Posted | https://www.pjm.com/pjmfiles/pub/planning/project-queues/impact_studies/ad1099_imp.pdf | Document Posted |  |  | https://www.pjm.com/pjmfiles/pub/planning/project-queues/isa/ad1_099_isa.pdf | Document Posted | N/A |  | Not Required | N/A | N/A |  | 9/21/2017 | N/A | N/A |  |  |  | 9/1/2019 | 9/1/2019 | 9/20/2018 | N | No
AD1-100 | Loretto-Wilton 345 kV & Braidwood-Davis Creek 345 kV |  | IL | Ford | Under Construction | ComEd | 850 | 850 | 150 |  | Capacity | Generation Interconnection | Wind |  |  | N/A | https://www.pjm.com/pjmfiles/pub/planning/project-queues/feas_docs/ad1100_fea.pdf | Document Posted | https://www.pjm.com/pjmfiles/pub/planning/project-queues/impact_studies/ad1100_imp.htm | Document Posted | https://www.pjm.com/pjmfiles/pub/planning/project-queues/facilities/ad1100_fac.pdf | Document Posted | https://www.pjm.com/pjmfiles/pub/planning/project-queues/isa/ad1_100_isa.pdf | Document Posted | N/A | https://www.pjm.com/pjmfiles/pub/planning/project-queues/csa/ad1_100_csa.pdf | Document Posted | N/A | N/A | 10/31/2026 | 9/22/2017 | N/A | N/A | 11/2/2026 |  |  | 11/30/2026 | 11/30/2026 |  | N | No
AD1-101 | Continental 69 kV | Blue Harvest Solar Park | OH | Putnam | In Service | AEP | 49.9 | 49.9 | 18.96 | 49.9 | Capacity | Generation Interconnection | Solar |  |  | N/A | https://www.pjm.com/pjmfiles/pub/planning/project-queues/feas_docs/ad1101_fea.pdf | Document Posted | https://www.pjm.com/pjmfiles/pub/planning/project-queues/impact_studies/ad1101_imp.pdf | Document Posted | https://www.pjm.com/pjmfiles/pub/planning/project-queues/facilities/ad1101_fac.pdf | Document Posted | https://www.pjm.com/pjmfiles/pub/planning/project-queues/isa/ad1_101_isa.pdf | Document Posted | N/A | https://www.pjm.com/pjmfiles/pub/planning/project-queues/csa/ad1_101_csa.pdf | Document Posted | N/A | N/A | 12/17/2022 | 9/21/2017 | N/A | N/A | 8/22/2023 |  |  | 6/30/2023 | 6/30/2023 | 11/22/2023 | N | No
AD1-102 | Wurno-Claytor Lake 138 KV |  | VA | Pulaski | Withdrawn | AEP | 180.01 | 180.01 | 23.4 |  | Capacity | Generation Interconnection | Wind |  |  | N/A | https://www.pjm.com/pjmfiles/pub/planning/project-queues/feas_docs/ad1102_fea.pdf | Document Posted | https://www.pjm.com/pjmfiles/pub/planning/project-queues/impact_studies/ad1102_imp.pdf | Document Posted | https://www.pjm.com/pjmfiles/pub/planning/project-queues/facilities/ad1102_fac.pdf | Document Posted |  | Withdrawn | N/A |  | Withdrawn | N/A | N/A |  | 9/21/2017 | N/A | N/A |  | 5/17/2023 |  | 12/18/2020 |  |  | N | No
AD1-103 | Beaver-Davis Besse 345 kV II |  | OH | Huron | Withdrawn | ATSI | 500.4 | 500.4 | 65.052 |  | Capacity | Generation Interconnection | Wind |  |  | N/A | https://www.pjm.com/pjmfiles/pub/planning/project-queues/feas_docs/ad1103_fea.pdf | Document Posted | https://www.pjm.com/pjmfiles/pub/planning/project-queues/impact_studies/ad1103_imp.pdf | Document Posted |  | Withdrawn | N/A |  | N/A |  |  | N/A | N/A |  | 9/22/2017 | N/A | N/A |  | 7/13/2022 |  | 12/18/2020 |  |  | N | No
AD1-104 | Marysville-Sorenson 765 kV II |  | OH | Van Wert | Withdrawn | AEP | 403.2 | 403.2 | 52.42 |  | Capacity | Generation Interconnection | Wind |  |  | N/A | https://www.pjm.com/pjmfiles/pub/planning/project-queues/feas_docs/ad1104_fea.pdf | Document Posted | https://www.pjm.com/pjmfiles/pub/planning/project-queues/impact_studies/ad1104_imp.pdf | Document Posted |  |  | N/A |  | N/A |  |  | N/A | N/A |  | 9/22/2017 | N/A | N/A |  | 3/27/2020 |  | 12/17/2021 |  |  | N | No
AD1-105 | Kings Dominion DP 115 kV | Sweet Sue Solar | VA | King William | Under Construction | Dominion | 74 | 74 | 44.4 |  | Capacity | Generation Interconnection | Solar |  |  | N/A | https://www.pjm.com/pjmfiles/pub/planning/project-queues/feas_docs/ad1105_fea.pdf | Document Posted | https://www.pjm.com/pjmfiles/pub/planning/project-queues/impact_studies/ad1105_imp.pdf | Document Posted |  | Not Required | N/A | Wholesale Market Participation Agreement | https://www.pjm.com/pjmfiles/pub/planning/project-queues/wmpa/ad1105_wmpa.pdf | https://www.pjm.com/pjmfiles/pub/planning/project-queues/csa/ad1105_wmpa.pdf | Not Required | N/A | N/A | 4/6/2026 | 9/23/2017 | N/A | N/A | 5/1/2026 |  |  | 12/31/2026 | 12/31/2026 |  | N | No
AD1-106 | North Waldo-Wild Creek 138 kV | Chestnut Solar | OH | Marion | Suspended | AEP | 60 | 60 | 22.8 |  | Capacity | Generation Interconnection | Solar |  |  | N/A | https://www.pjm.com/pjmfiles/pub/planning/project-queues/feas_docs/ad1106_fea.pdf | Document Posted | https://www.pjm.com/pjmfiles/pub/planning/project-queues/impact_studies/ad1106_imp.pdf | Document Posted | https://www.pjm.com/pjmfiles/pub/planning/project-queues/facilities/ad1106_fac.pdf | Document Posted | https://www.pjm.com/pjmfiles/pub/planning/project-queues/isa/ad1_106_isa.pdf | Document Posted | N/A | https://www.pjm.com/pjmfiles/pub/planning/project-queues/csa/ad1_106_csa.pdf | Document Posted | N/A | N/A | 6/1/2026 | 9/23/2017 | N/A | N/A |  |  |  | 12/31/2026 | 12/31/2026 |  | N | No
AD1-107 | McGuire Battery Storage |  | NJ | Burlington | Withdrawn | JCPL | 1.25 | 1.25 | 0 |  | Energy | Generation Interconnection | Storage |  |  | N/A |  | Withdrawn |  |  |  |  | N/A |  | N/A |  |  | N/A | N/A |  | 9/22/2017 | N/A | N/A |  | 10/2/2017 |  | 8/1/2018 | 8/1/2018 |  | Y | No
AD1-108 | Grover 34 kV | Beaver Dam Generating Station | PA | Bradford | In Service | PENELEC | 21.4 | 1.5 | 1.5 | 1.5 | Capacity | Generation Interconnection | Natural Gas |  |  | N/A | https://www.pjm.com/pjmfiles/pub/planning/project-queues/feas_docs/ad1108_fea.pdf | Document Posted | https://www.pjm.com/pjmfiles/pub/planning/project-queues/impact_studies/ad1108_imp.pdf | Document Posted |  | Not Required | https://www.pjm.com/pjmfiles/pub/planning/project-queues/isa/ad1_108_isa.pdf | Document Posted | N/A |  | Not Required | N/A | N/A |  | 9/25/2017 | N/A | N/A |  |  |  | 9/17/2018 | 9/17/2018 | 7/16/2018 | N | No
AD1-109 | Canton 34.5 kV | Glory Barn Road Generating Facility Alpaca | PA | Bradford | In Service | PENELEC | 21 | 1.1 | 1.1 | 1.1 | Capacity | Generation Interconnection | Natural Gas |  |  | N/A | https://www.pjm.com/pjmfiles/pub/planning/project-queues/feas_docs/ad1109_fea.pdf | Document Posted | https://www.pjm.com/pjmfiles/pub/planning/project-queues/impact_studies/ad1109_imp.pdf | Document Posted |  | Not Required | https://www.pjm.com/pjmfiles/pub/planning/project-queues/isa/ad1_109_isa.pdf | Document Posted | N/A |  | Not Required | N/A | N/A |  | 9/25/2017 | N/A | N/A |  |  |  | 7/9/2018 | 7/9/2018 | 5/10/2018 | N | No
AD1-110 | North Meshoppen 34.5 kV | Roundtop Energy Projects | PA | Susquehanna | In Service | PENELEC | 21.4 | 1.5 | 1.5 | 1.5 | Capacity | Generation Interconnection | Natural Gas |  |  | N/A | https://www.pjm.com/pjmfiles/pub/planning/project-queues/feas_docs/ad1110_fea.pdf | Document Posted | https://www.pjm.com/pjmfiles/pub/planning/project-queues/impact_studies/ad1110_imp.pdf | Document Posted |  | Not Required | https://www.pjm.com/pjmfiles/pub/planning/project-queues/isa/ad1_110_isa.pdf | Document Posted | N/A |  | Not Required | N/A | N/A |  | 9/25/2017 | N/A | N/A |  |  |  | 8/9/2018 | 8/9/2018 | 6/22/2018 | N | No
AD1-111 | Woolrich 12.47 kV |  | PA | Clinton | Withdrawn | PPL | 4.13 | 4.125 | 4.125 |  | Capacity | Generation Interconnection | Methane |  |  | N/A |  | Withdrawn |  |  |  |  | N/A |  | N/A |  |  | N/A | N/A |  | 9/25/2017 | N/A | N/A |  | 1/3/2018 |  | 12/31/2018 |  |  | N | Yes
AD1-112 | Davis Creek 138 kV |  | IL | Kankakee | Withdrawn | ComEd | 200 | 200 | 34 |  | Capacity | Generation Interconnection | Wind |  |  | N/A |  | Withdrawn |  |  |  |  | N/A |  | N/A |  |  | N/A | N/A |  | 9/25/2017 | N/A | N/A |  | 10/2/2017 |  | 9/30/2020 |  |  | N | No
AD1-113 | Raritan River 230 kV | Woodbridge Energy Center | NJ | Middlesex | Withdrawn | JCPL | 820 | 35 | 75 |  | Capacity | Generation Interconnection | Natural Gas |  |  | N/A | https://www.pjm.com/pjmfiles/pub/planning/project-queues/feas_docs/ad1113_fea.pdf | Document Posted | https://www.pjm.com/pjmfiles/pub/planning/project-queues/impact_studies/ad1113_imp.pdf | Document Posted |  | Not Required | https://www.pjm.com/pjmfiles/pub/planning/project-queues/isa/ad1_113_isa.pdf | Document Posted | N/A | https://www.pjm.com/pjmfiles/pub/planning/project-queues/csa/ad1_113_csa.pdf | Document Posted | N/A | N/A |  | 9/25/2017 | N/A | N/A |  | 2/16/2022 |  | 6/1/2021 | 6/1/2021 |  | N | No
AD1-114 | Kelson Ridge 230kV | CPV Maryland | MD | Charles | In Service | PEPCO | 820 | 75 | 75 | 50 | Capacity | Generation Interconnection | Natural Gas |  |  | N/A | https://www.pjm.com/pjmfiles/pub/planning/project-queues/feas_docs/ad1114_fea.pdf | Document Posted | https://www.pjm.com/pjmfiles/pub/planning/project-queues/impact_studies/ad1114_imp.pdf | Document Posted |  |  | https://www.pjm.com/pjmfiles/pub/planning/project-queues/isa/ad1_114_isa.pdf | Document Posted | N/A |  | Not Required | N/A | N/A |  | 9/26/2017 | N/A | N/A |  |  |  | 5/31/2021 | 5/31/2021 | 3/28/2019 | N | No
AD1-115 | Mountain Run-Mitchell 115 kV | Greenwood Solar | VA | Culpeper | Engineering and Procurement | Dominion | 150 | 50 | 19 |  | Capacity | Generation Interconnection | Solar |  |  | N/A | https://www.pjm.com/pjmfiles/pub/planning/project-queues/feas_docs/ad1115_fea.pdf | Document Posted | https://www.pjm.com/pjmfiles/pub/planning/project-queues/impact_studies/ad1115_imp.pdf | Document Posted |  | Not Required | https://www.pjm.com/pjmfiles/pub/planning/project-queues/isa/ad1_115_isa.pdf | Document Posted | N/A | https://www.pjm.com/pjmfiles/pub/planning/project-queues/csa/ad1_115_csa.pdf | Document Posted | N/A | N/A | 4/30/2026 | 9/27/2017 | N/A | N/A | 5/15/2026 |  |  | 12/15/2025 | 12/15/2025 |  | N | No
AD1-116 | Nevada 345 kV |  | IL | Lasalle | Withdrawn | ComEd | 20 | 20 | 7.6 |  | Capacity | Generation Interconnection | Solar |  |  | N/A | https://www.pjm.com/pjmfiles/pub/planning/project-queues/feas_docs/ad1116_fea.pdf | Document Posted | https://www.pjm.com/pjmfiles/pub/planning/project-queues/impact_studies/ad1116_imp.pdf | Document Posted |  | Not Required |  | Withdrawn | N/A |  |  | N/A | N/A |  | 9/26/2017 | N/A | N/A |  | 9/21/2022 |  | 12/31/2020 |  |  | N | No
AD1-117 | Maryland 138 kV |  | IL | Ogle | Withdrawn | ComEd | 78 | 78 | 46.8 |  | Capacity | Generation Interconnection | Solar |  |  | N/A | https://www.pjm.com/pjmfiles/pub/planning/project-queues/feas_docs/ad1117_fea.pdf | Document Posted |  | Withdrawn |  |  | N/A |  | N/A |  |  | N/A | N/A |  | 9/26/2017 | N/A | N/A |  | 12/11/2018 |  | 7/1/2020 |  |  | N | No
AD1-118 | Lemoyne | Troy Energy | OH | Wood | In Service | ATSI | 700 | 60 | 60 | 60 | Capacity | Generation Interconnection | Natural Gas |  |  | N/A | https://www.pjm.com/pjmfiles/pub/planning/project-queues/feas_docs/ad1118_fea.pdf | Document Posted | https://www.pjm.com/pjmfiles/pub/planning/project-queues/impact_studies/ad1118_imp.pdf | Document Posted |  | Not Required | https://www.pjm.com/pjmfiles/pub/planning/project-queues/isa/ad1_118_isa.pdf | Document Posted | N/A |  |  | N/A | N/A |  | 9/27/2017 | N/A | N/A |  |  |  | 8/1/2022 | 8/1/2022 | 8/17/2022 | N | No
AD1-119 | Payne 69 kV | Timber Road Solar Park | OH | Paulding | In Service | AEP | 49.9 | 49.9 | 18.96 | 49.9 | Capacity | Generation Interconnection | Solar |  |  | N/A | https://www.pjm.com/pjmfiles/pub/planning/project-queues/feas_docs/ad1119_fea.pdf | Document Posted | https://www.pjm.com/pjmfiles/pub/planning/project-queues/impact_studies/ad1119_imp.pdf | Document Posted | https://www.pjm.com/pjmfiles/pub/planning/project-queues/facilities/ad1119_fac.pdf | Document Posted | https://www.pjm.com/pjmfiles/pub/planning/project-queues/isa/ad1_119_isa.pdf | Document Posted | N/A | https://www.pjm.com/pjmfiles/pub/planning/project-queues/csa/ad1_119_csa.pdf | Document Posted | N/A | N/A | 12/15/2022 | 9/28/2017 | N/A | N/A | 6/29/2023 |  |  | 11/30/2023 | 11/30/2023 | 9/12/2024 | N | No
AD1-123 | Welco 34.5 kV |  | VA | Halifax | Withdrawn | Dominion | 10 | 10 | 6.6 |  | Capacity | Generation Interconnection | Solar |  |  | N/A | https://www.pjm.com/pjmfiles/pub/planning/project-queues/feas_docs/ad1123_fea.pdf | Document Posted |  | Withdrawn |  |  | N/A |  | N/A |  |  | N/A | N/A |  | 9/28/2017 | N/A | N/A |  | 6/6/2018 |  | 12/31/2018 |  |  | N | Yes
AD1-124 | Lynbrook 12 kV |  | VA | Campbell | Withdrawn | AEP | 15 | 15 | 5.7 |  | Capacity | Generation Interconnection | Solar |  |  | N/A |  | Withdrawn |  | Withdrawn |  |  | N/A |  | N/A |  |  | N/A | N/A |  | 9/28/2017 | N/A | N/A |  | 9/10/2019 |  | 12/31/2019 |  |  | N | No
AD1-125 | Baker 138 kV | Short Mountain Wind Energy | WV | Hardy | Suspended | APS | 80 | 80 | 11.76 |  | Capacity | Generation Interconnection | Wind |  |  | N/A | https://www.pjm.com/pjmfiles/pub/planning/project-queues/feas_docs/ad1125_fea.pdf | Document Posted | https://www.pjm.com/pjmfiles/pub/planning/project-queues/impact_studies/ad1125_imp.pdf | Document Posted | https://www.pjm.com/pjmfiles/pub/planning/project-queues/facilities/ad1125_fac.pdf | Document Posted | https://www.pjm.com/pjmfiles/pub/planning/project-queues/isa/ad1_125_isa.pdf | Document Posted | N/A | https://www.pjm.com/pjmfiles/pub/planning/project-queues/csa/ad1_125_csa.pdf | Document Posted | N/A | N/A |  | 9/28/2017 | N/A | N/A |  |  |  | 12/31/2024 | 12/31/2024 |  | N | No
AD1-126 | W. DeKalb-Waterman |  | IL | DeKalb | Withdrawn | ComEd | 80 | 80 | 48 |  | Capacity | Generation Interconnection | Solar |  |  | N/A | https://www.pjm.com/pjmfiles/pub/planning/project-queues/feas_docs/ad1126_fea.pdf | Document Posted |  |  |  |  | N/A |  | N/A |  |  | N/A | N/A |  | 9/28/2017 | N/A | N/A |  | 7/5/2018 |  | 12/31/2020 |  |  | N | No
AD1-127 | Cambria Slope 115 kV |  | PA | Cambria | Withdrawn | PENELEC | 325 | 235 | 235 |  | Capacity | Generation Interconnection | Natural Gas |  |  | N/A | https://www.pjm.com/pjmfiles/pub/planning/project-queues/feas_docs/ad1127_fea.pdf | Document Posted |  |  |  |  | N/A |  | N/A |  |  | N/A | N/A |  | 9/28/2017 | N/A | N/A |  | 5/8/2018 |  | 9/1/2020 |  |  | N | No
AD1-128 | Modoc-Delaware 138 kV | Riverstart Solar Park IV | IN | Randolph | Under Construction | AEP | 150 | 150 | 57 |  | Capacity | Generation Interconnection | Solar |  |  | N/A | https://www.pjm.com/pjmfiles/pub/planning/project-queues/feas_docs/ad1128_fea.pdf | Document Posted | https://www.pjm.com/pjmfiles/pub/planning/project-queues/impact_studies/ad1128_imp.pdf | Document Posted | https://www.pjm.com/pjmfiles/pub/planning/project-queues/facilities/ad1128_fac.pdf | Document Posted | https://www.pjm.com/pjmfiles/pub/planning/project-queues/isa/ad1_128_isa.pdf | Document Posted | N/A | https://www.pjm.com/pjmfiles/pub/planning/project-queues/csa/ad1_128_csa.pdf | Document Posted | N/A | N/A | 3/3/2025 | 9/29/2017 | N/A | N/A | 7/5/2025 |  |  | 12/31/2025 | 12/31/2025 |  | N | No
AD1-129 | Belvidere 34 kV | Cherry Valley Solar Project, LLC | IL | Boone | Withdrawn | ComEd | 12.5 | 12.5 | 7.5 |  | Capacity | Generation Interconnection | Solar |  |  | N/A | https://www.pjm.com/pjmfiles/pub/planning/project-queues/feas_docs/ad1129_fea.pdf | Document Posted | https://www.pjm.com/pjmfiles/pub/planning/project-queues/impact_studies/ad1129_imp.pdf | Document Posted |  | Not Required | N/A | Wholesale Market Participation Agreement | https://www.pjm.com/pjmfiles/pub/planning/project-queues/wmpa/ad1129_wmpa.pdf | https://www.pjm.com/pjmfiles/pub/planning/project-queues/csa/ad1129_wmpa.pdf | Not Required | N/A | N/A |  | 9/28/2017 | N/A | N/A |  | 8/26/2024 |  | 9/30/2026 | 9/30/2026 |  | N | Yes
AD1-130 | Hardin Switch 345 kV | Hardin Energy Center – Phase 2 | OH | Hardin | In Service | AEP | 150 | 150 | 101.47 | 150 | Capacity | Generation Interconnection | Solar |  |  | N/A | https://www.pjm.com/pjmfiles/pub/planning/project-queues/feas_docs/ad1130_fea.pdf | Document Posted | https://www.pjm.com/pjmfiles/pub/planning/project-queues/impact_studies/ad1130_imp.pdf | Document Posted | https://www.pjm.com/pjmfiles/pub/planning/project-queues/facilities/ad1130_fac.pdf | Document Posted | https://www.pjm.com/pjmfiles/pub/planning/project-queues/isa/ad1_130_isa.pdf | Document Posted | N/A | https://www.pjm.com/pjmfiles/pub/planning/project-queues/csa/ad1_130_csa.pdf | Document Posted | N/A | N/A | 5/22/2024 | 10/2/2017 | N/A | N/A | 8/7/2024 |  |  | 12/31/2024 | 12/31/2024 | 12/3/2024 | N | No
AD1-131 | Sedge Hill-Person 230 kV | Powells Creek Solar | VA | Halifax | In Service | Dominion | 70 | 20 | 12 | 20 | Capacity | Generation Interconnection | Solar |  |  | N/A | https://www.pjm.com/pjmfiles/pub/planning/project-queues/feas_docs/ad1131_fea.pdf | Document Posted | https://www.pjm.com/pjmfiles/pub/planning/project-queues/impact_studies/ad1131_imp.pdf | Document Posted | https://www.pjm.com/pjmfiles/pub/planning/project-queues/facilities/ad1131_fac.pdf | Document Posted | https://www.pjm.com/pjmfiles/pub/planning/project-queues/isa/ad1_131_isa.pdf | Document Posted | N/A | https://www.pjm.com/pjmfiles/pub/planning/project-queues/csa/ad1_131_csa.pdf | Document Posted | N/A | N/A | 7/26/2023 | 9/30/2017 | N/A | N/A | 7/31/2023 |  |  | 11/1/2023 | 11/1/2023 | 8/23/2023 | N | No
AD1-132 | Cashie 230 kV |  | NC | Bertie | Withdrawn | Dominion | 150 | 150 | 57 |  | Capacity | Generation Interconnection | Solar |  |  | N/A |  | Withdrawn |  |  |  |  | N/A |  | N/A |  |  | N/A | N/A |  | 9/29/2017 | N/A | N/A |  | 10/2/2017 |  | 12/15/2019 |  |  | N | No
AD1-133 | Pontiac MidPoint-Dresden |  | IL | Grundy | Withdrawn | ComEd | 300 | 300 | 180 |  | Capacity | Generation Interconnection | Solar |  |  | N/A | https://www.pjm.com/pjmfiles/pub/planning/project-queues/feas_docs/ad1133_fea.pdf | Document Posted | https://www.pjm.com/pjmfiles/pub/planning/project-queues/impact_studies/ad1133_imp.htm | Document Posted | https://www.pjm.com/pjmfiles/pub/planning/project-queues/facilities/ad1133_fac.pdf | Document Posted |  | Withdrawn | N/A |  | Withdrawn | N/A | N/A |  | 9/30/2017 | N/A | N/A |  | 5/31/2023 |  | 12/31/2019 |  |  | N | No
AD1-134 | JK Smith 138 kV |  | KY | Unknown | Withdrawn | EKPC | 73 | 73 | 72.9 |  | Capacity | Generation Interconnection | Natural Gas |  |  | N/A | https://www.pjm.com/pjmfiles/pub/planning/project-queues/feas_docs/ad1134_fea.pdf | Document Posted |  | Withdrawn |  |  | N/A |  | N/A |  |  | N/A | N/A |  | 9/29/2017 | N/A | N/A |  | 4/22/2019 |  | 7/1/2020 |  |  | N | No
AD1-135 | Clinton 23 kV II | Gaucho Solar | PA | Washington | In Service | DL | 20 | 8.3 | 3.15 | 8.3 | Capacity | Generation Interconnection | Solar |  |  | N/A | https://www.pjm.com/pjmfiles/pub/planning/project-queues/feas_docs/ad1135_fea.pdf | Document Posted | https://www.pjm.com/pjmfiles/pub/planning/project-queues/impact_studies/ad1135_imp.pdf | Document Posted |  | Not Required | N/A | Wholesale Market Participation Agreement | https://www.pjm.com/pjmfiles/pub/planning/project-queues/wmpa/ad1135_wmpa.pdf | https://www.pjm.com/pjmfiles/pub/planning/project-queues/csa/ad1135_wmpa.pdf | Not Required | N/A | N/A | 3/21/2023 | 9/29/2017 | N/A | N/A | 3/21/2023 |  |  | 6/1/2023 | 6/1/2023 | 6/29/2023 | N | No
AD1-136 | South Bethel-Brown 69 kV | Nestlewood Solar | OH | Clermont | In Service | DEOK | 80 | 10 | 5.4 | 10 | Capacity | Generation Interconnection | Solar |  |  | N/A | https://www.pjm.com/pjmfiles/pub/planning/project-queues/feas_docs/ad1136_fea.pdf | Document Posted | https://www.pjm.com/pjmfiles/pub/planning/project-queues/impact_studies/ad1136_imp.pdf | Document Posted | https://www.pjm.com/pjmfiles/pub/planning/project-queues/facilities/ad1136_fac.pdf | Document Posted | https://www.pjm.com/pjmfiles/pub/planning/project-queues/isa/ad1_136_isa.pdf | Document Posted | N/A | https://www.pjm.com/pjmfiles/pub/planning/project-queues/csa/ad1_136_csa.pdf | Document Posted | N/A | N/A | 12/7/2023 | 9/30/2017 | N/A | N/A | 12/20/2023 |  |  | 3/31/2024 | 3/31/2024 | 12/27/2023 | N | No
AD1-137 | Dequine 345 kV |  | IN | Benton | Withdrawn | AEP | 500 | 500 | 65 |  | Capacity | Generation Interconnection | Wind |  |  | N/A | https://www.pjm.com/pjmfiles/pub/planning/project-queues/feas_docs/ad1137_fea.pdf | Document Posted | https://www.pjm.com/pjmfiles/pub/planning/project-queues/impact_studies/ad1137_imp.pdf | Document Posted |  |  | N/A |  | N/A |  |  | N/A | N/A |  | 9/29/2017 | N/A | N/A |  | 1/16/2020 |  | 12/18/2020 |  |  | N | No
AD1-138 | Valley 138 kV |  | MI | Van Buren | Withdrawn | AEP | 100 | 100 | 65.8 |  | Capacity | Generation Interconnection | Solar |  |  | N/A |  | Withdrawn |  |  |  |  | N/A |  | N/A |  |  | N/A | N/A |  | 9/29/2017 | N/A | N/A |  | 10/2/2017 |  | 12/1/2020 |  |  | N | No
AD1-139 | Mullin-Grant Tap 138 kV |  | IN | Madison | Withdrawn | AEP | 100 | 99.9968 | 68.9978 |  | Capacity | Generation Interconnection | Solar |  |  | N/A |  | Withdrawn |  |  |  |  | N/A |  | N/A |  |  | N/A | N/A |  | 9/29/2017 | N/A | N/A |  | 10/2/2017 |  | 12/1/2020 |  |  | N | No
AD1-140 | Greene-Clark 138 kV | Kingwood Solar | OH | Greene | Engineering and Procurement | ATSI | 175 | 175 | 95.8 |  | Capacity | Generation Interconnection | Solar |  |  | N/A | https://www.pjm.com/pjmfiles/pub/planning/project-queues/feas_docs/ad1140_fea.pdf | Document Posted | https://www.pjm.com/pjmfiles/pub/planning/project-queues/impact_studies/ad1140_imp.pdf | Document Posted | https://www.pjm.com/pjmfiles/pub/planning/project-queues/facilities/ad1140_fac.pdf | Document Posted | https://www.pjm.com/pjmfiles/pub/planning/project-queues/isa/ad1_140_isa.pdf | Document Posted | N/A | https://www.pjm.com/pjmfiles/pub/planning/project-queues/csa/ad1_140_csa.pdf | Document Posted | N/A | N/A | 5/29/2026 | 9/29/2017 | N/A | N/A | 7/22/2026 |  |  | 9/30/2026 | 9/30/2026 |  | N | No
AD1-141 | S. Lucasville-Wakefield 138 kV |  | OH | Scioto | Withdrawn | AEP | 50 | 50 | 30 |  | Capacity | Generation Interconnection | Solar |  |  | N/A | https://www.pjm.com/pjmfiles/pub/planning/project-queues/feas_docs/ad1141_fea.pdf | Document Posted | https://www.pjm.com/pjmfiles/pub/planning/project-queues/impact_studies/ad1141_imp.pdf | Document Posted |  |  | N/A |  | N/A |  |  | N/A | N/A |  | 9/29/2017 | N/A | N/A |  | 3/27/2020 |  | 12/1/2019 |  |  | N | No
AD1-142 | Milan 34.5 kV | Milan Energy | PA | Bradford | In Service | PENELEC | 21 | 1.1 | 1.1 | 1.1 | Capacity | Generation Interconnection | Natural Gas |  |  | N/A | https://www.pjm.com/pjmfiles/pub/planning/project-queues/feas_docs/ad1142_fea.pdf | Document Posted | https://www.pjm.com/pjmfiles/pub/planning/project-queues/impact_studies/ad1142_imp.pdf | Document Posted |  | Not Required | https://www.pjm.com/pjmfiles/pub/planning/project-queues/isa/ad1_142_isa.pdf | Document Posted | N/A |  | Not Required | N/A | N/A |  | 9/29/2017 | N/A | N/A |  |  |  | 7/9/2018 | 7/9/2018 | 4/24/2018 | N | No
AD1-143 | Hauto-Siegfried 69 kV | Broad Mountain | PA | Carbon | Withdrawn | PPL | 90 | 90 | 11.84 |  | Capacity | Generation Interconnection | Wind; Storage |  |  | N/A | https://www.pjm.com/pjmfiles/pub/planning/project-queues/feas_docs/ad1143_fea.pdf | Document Posted | https://www.pjm.com/pjmfiles/pub/planning/project-queues/impact_studies/ad1143_imp.pdf | Document Posted | https://www.pjm.com/pjmfiles/pub/planning/project-queues/facilities/ad1143_fac.pdf | Document Posted | https://www.pjm.com/pjmfiles/pub/planning/project-queues/isa/ad1_143_isa.pdf | Document Posted | N/A | https://www.pjm.com/pjmfiles/pub/planning/project-queues/csa/ad1_143_csa.pdf | Document Posted | N/A | N/A |  | 9/29/2017 | N/A | N/A | 6/30/2024 | 3/31/2023 |  | 6/30/2021 | 6/30/2021 |  | N | No
AD1-144 | Kings Fork 34.5 kV | TWE Myrtle Solar Project | VA | City of Suffolk | In Service | Dominion | 15 | 15 | 9.7 | 15 | Capacity | Generation Interconnection | Solar |  |  | N/A | https://www.pjm.com/pjmfiles/pub/planning/project-queues/feas_docs/ad1144_fea.pdf | Document Posted | https://www.pjm.com/pjmfiles/pub/planning/project-queues/impact_studies/ad1144_imp.pdf | Document Posted |  | Not Required | N/A | Wholesale Market Participation Agreement | https://www.pjm.com/pjmfiles/pub/planning/project-queues/wmpa/ad1144_wmpa.pdf | https://www.pjm.com/pjmfiles/pub/planning/project-queues/csa/ad1144_wmpa.pdf | Not Required | N/A | N/A | 4/15/2020 | 9/30/2017 | N/A | N/A | 5/5/2020 |  |  | 6/1/2020 | 6/1/2020 | 6/29/2020 | N | No
AD1-145 | Laurel-Dupont Seaford 69 kV |  | DE | Sussex | Withdrawn | DPL | 9.6 | 9.6 | 9.6 |  | Capacity | Generation Interconnection | Methane |  |  | N/A | https://www.pjm.com/pjmfiles/pub/planning/project-queues/feas_docs/ad1145_fea.pdf | Document Posted | https://www.pjm.com/pjmfiles/pub/planning/project-queues/impact_studies/ad1145_imp.pdf | Document Posted |  |  | N/A |  | N/A |  |  | N/A | N/A |  | 9/30/2017 | N/A | N/A |  | 11/14/2018 |  | 7/31/2019 |  |  | N | No
AD1-146 | Millsboro 25 kV |  | DE | Sussex | Withdrawn | DPL | 10 | 10 | 3.8 |  | Capacity | Generation Interconnection | Solar |  |  | N/A | https://www.pjm.com/pjmfiles/pub/planning/project-queues/feas_docs/ad1146_fea.pdf | Document Posted | https://www.pjm.com/pjmfiles/pub/planning/project-queues/impact_studies/ad1146_imp.pdf | Document Posted |  |  | N/A |  | N/A |  |  | N/A | N/A |  | 9/30/2017 | N/A | N/A |  | 10/16/2018 |  | 6/30/2019 |  |  | N | No
AD1-147 | Martinsville-Wilmington 69 kV |  | OH | Clinton | Withdrawn | Dayton | 50 | 50 | 30 |  | Capacity | Generation Interconnection | Solar |  |  | N/A |  | Withdrawn |  |  |  |  | N/A |  | N/A |  |  | N/A | N/A |  | 9/30/2017 | N/A | N/A |  | 10/3/2017 |  | 9/1/2020 |  |  | N | No
AD1-148 | Brokaw-Lanesville | HillTopper Wind Farm | IL | Logan | In Service | ComEd | 185 | 0 | 36.3 | 0 | Capacity | Generation Interconnection | Wind |  |  | N/A | https://www.pjm.com/pjmfiles/pub/planning/project-queues/feas_docs/ad1148_fea.pdf | Document Posted | https://www.pjm.com/pjmfiles/pub/planning/project-queues/impact_studies/ad1148_imp.pdf | Document Posted |  | Not Required | https://www.pjm.com/pjmfiles/pub/planning/project-queues/isa/ad1_148_isa.pdf | Document Posted | N/A |  |  | N/A | N/A |  | 10/1/2017 | N/A | N/A |  |  |  | 9/1/2022 | 9/1/2022 | 9/1/2022 | N | No
AD1-149 | Carbondale 69 kV |  | WV | Kanawha | Withdrawn | AEP | 19.9 | 19.9 | 8.33 |  | Capacity | Generation Interconnection | Storage; Solar |  |  | N/A | https://www.pjm.com/pjmfiles/pub/planning/project-queues/feas_docs/ad1149_fea.pdf | Document Posted |  |  |  |  | N/A |  | N/A |  |  | N/A | N/A |  | 9/30/2017 | N/A | N/A |  | 6/18/2018 |  | 6/30/2019 |  |  | N | No
AD1-150 | Kankakee 34.5 kV |  | IL | Kankakee | Withdrawn | ComEd | 19.9 | 19.9 | 3.98 |  | Capacity | Generation Interconnection | Storage |  |  | N/A |  | Withdrawn |  |  |  |  | N/A |  | N/A |  |  | N/A | N/A |  | 9/30/2017 | N/A | N/A |  | 10/5/2017 |  | 7/31/2019 |  |  | N | No
AD1-151 | Hopewell-Surry 230 kV | Wild Indigo Solar | VA | Surry | Suspended | Dominion | 150 | 150 | 90 |  | Capacity | Generation Interconnection | Solar |  |  | N/A | https://www.pjm.com/pjmfiles/pub/planning/project-queues/feas_docs/ad1151_fea.pdf | Document Posted | https://www.pjm.com/pjmfiles/pub/planning/project-queues/impact_studies/ad1151_imp.pdf | Document Posted | https://www.pjm.com/pjmfiles/pub/planning/project-queues/facilities/ad1151_fac.pdf | Document Posted | https://www.pjm.com/pjmfiles/pub/planning/project-queues/isa/ad1_151_isa.pdf | Document Posted | N/A | https://www.pjm.com/pjmfiles/pub/planning/project-queues/csa/ad1_151_csa.pdf | Document Posted | N/A | N/A |  | 10/1/2017 | N/A | N/A | 6/1/2026 |  |  | 9/1/2026 | 9/1/2026 |  | N | No
AD1-152 | Clover-Sedge Hill 230 kV | Piney Creek Solar | VA | Halifax | In Service | Dominion | 80 | 80 | 48 | 80 | Capacity | Generation Interconnection | Solar |  |  | N/A | https://www.pjm.com/pjmfiles/pub/planning/project-queues/feas_docs/ad1152_fea.pdf | Document Posted | https://www.pjm.com/pjmfiles/pub/planning/project-queues/impact_studies/ad1152_imp.pdf | Document Posted | https://www.pjm.com/pjmfiles/pub/planning/project-queues/facilities/ad1152_fac.pdf | Document Posted | https://www.pjm.com/pjmfiles/pub/planning/project-queues/isa/ad1_152_isa.pdf | Document Posted | N/A | https://www.pjm.com/pjmfiles/pub/planning/project-queues/csa/ad1_152_csa.pdf | Document Posted | N/A | N/A |  | 10/1/2017 | N/A | N/A | 6/19/2023 |  |  | 12/1/2023 | 12/1/2023 | 8/15/2023 | N | No
AD1-153 | Walker Mill 12 kV |  | MD | Prince George's | Withdrawn | PEPCO | 2.76 | 2.76 | 1.0488 |  | Capacity | Generation Interconnection | Solar |  |  | N/A | https://www.pjm.com/pjmfiles/pub/planning/project-queues/feas_docs/ad1153_fea.pdf | Document Posted | https://www.pjm.com/pjmfiles/pub/planning/project-queues/impact_studies/ad1153_imp.pdf | Document Posted |  |  | N/A |  | N/A |  |  | N/A | N/A |  | 9/30/2017 | N/A | N/A |  | 12/24/2018 |  | 9/1/2018 |  |  | N | Yes
AD1-154 | Timblin 34.5 kV |  | PA | Jefferson | Withdrawn | PENELEC | 20 | 20 | 20 |  | Capacity | Generation Interconnection | Natural Gas |  |  | N/A | https://www.pjm.com/pjmfiles/pub/planning/project-queues/feas_docs/ad1154_fea.pdf | Document Posted | https://www.pjm.com/pjmfiles/pub/planning/project-queues/impact_studies/ad1154_imp.pdf | Document Posted |  | Withdrawn | N/A |  | N/A |  |  | N/A | N/A |  | 9/30/2017 | N/A | N/A |  | 2/4/2021 |  | 6/1/2020 |  |  | N | No
AD1-155 | Meadow Brook-Strasburg 138 kV | Foxglove Solar | VA | Frederick | In Service | APS | 75 | 75 | 37.2 | 75 | Capacity | Generation Interconnection | Solar |  |  | N/A | https://www.pjm.com/pjmfiles/pub/planning/project-queues/feas_docs/ad1155_fea.pdf | Document Posted | https://www.pjm.com/pjmfiles/pub/planning/project-queues/impact_studies/ad1155_imp.pdf | Document Posted | https://www.pjm.com/pjmfiles/pub/planning/project-queues/facilities/ad1155_fac.pdf | Document Posted | https://www.pjm.com/pjmfiles/pub/planning/project-queues/isa/ad1_155_isa.pdf | Document Posted | N/A | https://www.pjm.com/pjmfiles/pub/planning/project-queues/csa/ad1_155_csa.pdf | Document Posted | N/A | N/A | 9/11/2024 | 10/2/2017 | N/A | N/A | 9/23/2024 |  |  | 6/30/2024 | 6/30/2024 | 10/19/2024 | N | No
AD1-156 | Poe 34.5 kV | Rives Road Solar | VA | Prince George | Withdrawn | Dominion | 19.7 | 19.7 | 11.82 |  | Capacity | Generation Interconnection | Solar |  |  | N/A | https://www.pjm.com/pjmfiles/pub/planning/project-queues/feas_docs/ad1156_fea.pdf | Document Posted | https://www.pjm.com/pjmfiles/pub/planning/project-queues/impact_studies/ad1156_imp.pdf | Document Posted |  | Not Required | N/A | Wholesale Market Participation Agreement | https://www.pjm.com/pjmfiles/pub/planning/project-queues/wmpa/ad1156_wmpa.pdf | https://www.pjm.com/pjmfiles/pub/planning/project-queues/csa/ad1156_wmpa.pdf | Not Required | N/A | N/A |  | 9/30/2017 | N/A | N/A | 6/1/2020 | 1/14/2020 |  | 12/31/2020 | 12/31/2020 |  | N | No
AD1-157 | South Creek 34.5 kV | Spout Springs Solar | VA | Appomattox | Withdrawn | Dominion | 15 | 15 | 9 |  | Capacity | Generation Interconnection | Solar |  |  | N/A | https://www.pjm.com/pjmfiles/pub/planning/project-queues/feas_docs/ad1157_fea.pdf | Document Posted | https://www.pjm.com/pjmfiles/pub/planning/project-queues/impact_studies/ad1157_imp.pdf | Document Posted |  | Not Required | N/A | Wholesale Market Participation Agreement | https://www.pjm.com/pjmfiles/pub/planning/project-queues/wmpa/ad1157_wmpa.pdf | https://www.pjm.com/pjmfiles/pub/planning/project-queues/csa/ad1157_wmpa.pdf | Not Required | N/A | N/A |  | 9/30/2017 | N/A | N/A | 10/1/2021 | 1/26/2021 |  | 12/15/2021 | 12/15/2021 |  | N | No
AD1-158 | Old Chapel-Millville 138kV |  | VA | City of Chesapeake | Withdrawn | Dominion | 20 | 20 | 12 |  | Capacity | Generation Interconnection | Solar |  |  | N/A |  | Withdrawn |  |  |  |  | N/A |  | N/A |  |  | N/A | N/A |  | 9/30/2017 | N/A | N/A |  | 10/6/2017 |  | 6/30/2019 |  |  | N | No
AD1-159 | Hickory 34.5 kV |  | VA | City of Chesapeake | Withdrawn | Dominion | 12 | 12 | 7.2 |  | Capacity | Generation Interconnection | Solar |  |  | N/A |  | Withdrawn |  |  |  |  | N/A |  | N/A |  |  | N/A | N/A |  | 9/30/2017 | N/A | N/A |  | 10/6/2017 |  | 6/30/2019 |  |  | N | No
AD1-160 | Pamplin 34.5 kV | Pamplin Solar | VA | Appomattox | Withdrawn | Dominion | 15.7 | 15.7 | 6.6 |  | Capacity | Generation Interconnection | Solar |  |  | N/A | https://www.pjm.com/pjmfiles/pub/planning/project-queues/feas_docs/ad1160_fea.pdf | Document Posted | https://www.pjm.com/pjmfiles/pub/planning/project-queues/impact_studies/ad1160_imp.pdf | Document Posted |  | Not Required | N/A | Wholesale Market Participation Agreement | https://www.pjm.com/pjmfiles/pub/planning/project-queues/wmpa/ad1160_wmpa.pdf | https://www.pjm.com/pjmfiles/pub/planning/project-queues/csa/ad1160_wmpa.pdf | Not Required | N/A | N/A |  | 9/30/2017 | N/A | N/A | 6/15/2020 | 1/14/2020 |  | 12/31/2020 | 12/31/2020 |  | N | No
AD1-161 | Stonewall-Long Mountain 69 kV |  | VA | Appomattox | Withdrawn | AEP | 55 | 55 | 30.2 |  | Capacity | Generation Interconnection | Solar |  |  | N/A | https://www.pjm.com/pjmfiles/pub/planning/project-queues/feas_docs/ad1161_fea.pdf | Document Posted | https://www.pjm.com/pjmfiles/pub/planning/project-queues/impact_studies/ad1161_imp.pdf | Document Posted | https://www.pjm.com/pjmfiles/pub/planning/project-queues/facilities/ad1161_fac.pdf | Document Posted |  | Withdrawn | N/A |  | Withdrawn | N/A | N/A |  | 9/30/2017 | N/A | N/A |  | 5/31/2023 |  | 12/31/2020 |  |  | N | No
AD2-001 | Grangston 138 kV | Big Sandy Peaker Plant | WV | Wayne | In Service | AEP | 318 | 18 | 18 | 18 | Capacity | Generation Interconnection | Natural Gas |  |  | N/A | https://www.pjm.com/pjmfiles/pub/planning/project-queues/feas_docs/ad2001_fea.pdf | Document Posted | https://www.pjm.com/pjmfiles/pub/planning/project-queues/impact_studies/ad2001_imp.pdf | Document Posted |  | Not Required | https://www.pjm.com/pjmfiles/pub/planning/project-queues/isa/ad2_001_isa.pdf | Document Posted | N/A |  | Not Required | N/A | N/A |  | 10/2/2017 | N/A | N/A |  |  |  | 12/31/2020 | 12/31/2020 | 10/2/2020 | N | No
AD2-002 | Franklin-Emerald 25 kV | Evergreene Energy | PA | Greene | Withdrawn | APS | 20 | 20 | 20 |  | Capacity | Generation Interconnection | Natural Gas |  |  | N/A | https://www.pjm.com/pjmfiles/pub/planning/project-queues/feas_docs/ad2002_fea.pdf | Document Posted | https://www.pjm.com/pjmfiles/pub/planning/project-queues/impact_studies/ad2002_imp.pdf | Document Posted |  | Not Required | N/A | Wholesale Market Participation Agreement | https://www.pjm.com/pjmfiles/pub/planning/project-queues/wmpa/ad2002_wmpa.pdf | https://www.pjm.com/pjmfiles/pub/planning/project-queues/csa/ad2002_wmpa.pdf | Not Required | N/A | N/A |  | 10/17/2017 | N/A | N/A | 12/31/2022 | 12/30/2020 |  | 12/31/2022 | 12/31/2022 |  | N | No
AD2-004 | Steel-Vienna 230 kV |  | MD | Caroline | Withdrawn | DPL | 600 | 600 | 600 |  | Capacity | Generation Interconnection | Natural Gas |  |  | N/A | https://www.pjm.com/pjmfiles/pub/planning/project-queues/feas_docs/ad2004_fea.pdf | Document Posted |  |  |  |  | N/A |  | N/A |  |  | N/A | N/A |  | 10/26/2017 | N/A | N/A |  | 9/19/2018 |  | 12/1/2022 |  |  | N | No
AD2-005 | Nottingham 138kV | Harrison Power Plant | OH | Harrison | Withdrawn | AEP | 1085 | 35 | 35 |  | Capacity | Generation Interconnection | Natural Gas |  |  | N/A | https://www.pjm.com/pjmfiles/pub/planning/project-queues/feas_docs/ad2005_fea.pdf | Document Posted | https://www.pjm.com/pjmfiles/pub/planning/project-queues/impact_studies/ad2005_imp.pdf | Document Posted | https://www.pjm.com/pjmfiles/pub/planning/project-queues/facilities/ad2005_fac.pdf | Document Posted | https://www.pjm.com/pjmfiles/pub/planning/project-queues/isa/ad2_005_isa.pdf | Document Posted | N/A | https://www.pjm.com/pjmfiles/pub/planning/project-queues/csa/ad2_005_csa.pdf | Document Posted | N/A | N/A |  | 10/24/2017 | N/A | N/A |  | 7/21/2022 |  | 6/11/2024 | 6/11/2024 |  | N | No
AD2-006 | Gilbert-Morris Park 34.5 kV |  | NJ | Hunterdon | Withdrawn | JCPL | 7.5 | 7.5 | 3.2 |  | Capacity | Generation Interconnection | Solar |  |  | N/A |  | Withdrawn |  |  |  |  | N/A |  | N/A |  |  | N/A | N/A |  | 11/2/2017 | N/A | N/A |  | 11/29/2017 |  | 11/30/2018 |  |  | N | No
AD2-007 | Hopewell-Surry 230 kV |  | VA | Surry | Withdrawn | Dominion | 7.6 | 7.6 | 4.5 |  | Capacity | Generation Interconnection | Solar |  |  | N/A | https://www.pjm.com/pjmfiles/pub/planning/project-queues/feas_docs/ad2007_fea.pdf | Document Posted | https://www.pjm.com/pjmfiles/pub/planning/project-queues/impact_studies/ad2007_imp.pdf | Document Posted |  | Not Required |  | Withdrawn | N/A |  | Withdrawn | N/A | N/A |  | 11/4/2017 | N/A | N/A |  | 4/26/2023 |  | 11/1/2019 |  |  | N | No
AD2-008 | Hopewell-Surry 230 kV |  | VA | Surry | Withdrawn | Dominion | 52.1 | 52.1 | 16.4 |  | Capacity | Generation Interconnection | Solar |  |  | N/A | https://www.pjm.com/pjmfiles/pub/planning/project-queues/feas_docs/ad2008_fea.pdf | Document Posted | https://www.pjm.com/pjmfiles/pub/planning/project-queues/impact_studies/ad2008_imp.pdf | Document Posted | https://www.pjm.com/pjmfiles/pub/planning/project-queues/facilities/ad2008_fac.pdf | Document Posted |  | Withdrawn | N/A |  | Withdrawn | N/A | N/A |  | 11/4/2017 | N/A | N/A |  | 4/26/2023 |  | 9/30/2019 |  |  | N | No
AD2-009 | McConnellsburg 138 kV | Great Cover Solar LLC | PA | Fulton | In Service | APS | 70 | 70 | 48.1 | 70 | Capacity | Generation Interconnection | Solar |  |  | N/A | https://www.pjm.com/pjmfiles/pub/planning/project-queues/feas_docs/ad2009_fea.pdf | Document Posted | https://www.pjm.com/pjmfiles/pub/planning/project-queues/impact_studies/ad2009_imp.pdf | Document Posted | https://www.pjm.com/pjmfiles/pub/planning/project-queues/facilities/ad2009_fac.pdf | Document Posted | https://www.pjm.com/pjmfiles/pub/planning/project-queues/isa/ad2_009_isa.pdf | Document Posted | N/A | https://www.pjm.com/pjmfiles/pub/planning/project-queues/csa/ad2_009_csa.pdf | Document Posted | N/A | N/A | 11/21/2023 | 11/7/2017 | N/A | N/A | 12/8/2023 |  |  | 3/31/2024 | 3/31/2024 | 4/16/2024 | N | No
AD2-010 | Hillsboro 138 kV |  | OH | Highland | Withdrawn | AEP | 200 | 200 | 120 |  | Capacity | Generation Interconnection | Solar |  |  | N/A | https://www.pjm.com/pjmfiles/pub/planning/project-queues/feas_docs/ad2010_fea.pdf | Document Posted |  |  |  |  | N/A |  | N/A |  |  | N/A | N/A |  | 11/7/2017 | N/A | N/A |  | 11/9/2018 |  | 6/1/2019 |  |  | N | No
AD2-011 | Hillsboro 138 kV |  | OH | Highland | Withdrawn | AEP | 100 | 100 | 60 |  | Capacity | Generation Interconnection | Solar |  |  | N/A | https://www.pjm.com/pjmfiles/pub/planning/project-queues/feas_docs/ad2011_fea.pdf | Document Posted |  |  |  |  | N/A |  | N/A |  |  | N/A | N/A |  | 11/7/2017 | N/A | N/A |  | 11/9/2018 |  | 6/1/2019 |  |  | N | No
AD2-012 | Hillsboro 138 kV |  | OH | Highland | Withdrawn | AEP | 49 | 49 | 29.4 |  | Capacity | Generation Interconnection | Solar |  |  | N/A | https://www.pjm.com/pjmfiles/pub/planning/project-queues/feas_docs/ad2012_fea.pdf | Document Posted |  |  |  |  | N/A |  | N/A |  |  | N/A | N/A |  | 11/7/2017 | N/A | N/A |  | 11/9/2018 |  | 6/1/2019 |  |  | N | No
AD2-013 | Earleys 115 kV |  | NC | Hertford | Withdrawn | Dominion | 74.9 | 74.9 | 52.4 |  | Capacity | Generation Interconnection | Solar |  |  | N/A |  | Withdrawn |  |  |  |  | N/A |  | N/A |  |  | N/A | N/A |  | 11/3/2017 | N/A | N/A |  | 11/30/2017 |  | 12/31/2020 |  |  | N | No
AD2-014 | Steubenville 69 kV | Steubenville Solar | OH | Jefferson | Suspended | AEP | 49.5 | 49.5 | 20.79 |  | Capacity | Generation Interconnection | Solar |  |  | N/A | https://www.pjm.com/pjmfiles/pub/planning/project-queues/feas_docs/ad2014_fea.pdf | Document Posted | https://www.pjm.com/pjmfiles/pub/planning/project-queues/impact_studies/ad2014_imp.pdf | Document Posted | https://www.pjm.com/pjmfiles/pub/planning/project-queues/facilities/ad2014_fac.pdf | Document Posted | https://www.pjm.com/pjmfiles/pub/planning/project-queues/isa/ad2_014_isa.pdf | Document Posted | N/A | https://www.pjm.com/pjmfiles/pub/planning/project-queues/csa/ad2_014_csa.pdf | Document Posted | N/A | N/A | 10/31/2027 | 11/10/2017 | N/A | N/A | 11/30/2027 |  |  | 12/31/2027 | 12/31/2027 |  | N | No
AD2-015 | Dequine 345 kV |  | IN | Benton | Withdrawn | AEP | 500 | 500 | 65 |  | Capacity | Generation Interconnection | Wind |  |  | N/A |  | Withdrawn |  |  |  |  | N/A |  | N/A |  |  | N/A | N/A |  | 11/13/2017 | N/A | N/A |  | 1/16/2018 |  | 12/18/2020 |  |  | N | No
AD2-016 | Biers Run-Circleville 138 kV | Yellowbud Solar | OH | Ross | In Service | AEP | 274 | 127 | 62.5 | 127 | Capacity | Generation Interconnection | Solar |  |  | N/A | https://www.pjm.com/pjmfiles/pub/planning/project-queues/feas_docs/ad2016_fea.pdf | Document Posted | https://www.pjm.com/pjmfiles/pub/planning/project-queues/impact_studies/ad2016_imp.pdf | Document Posted | https://www.pjm.com/pjmfiles/pub/planning/project-queues/facilities/ad2016_fac.pdf | Document Posted | https://www.pjm.com/pjmfiles/pub/planning/project-queues/isa/ad2_016_isa.pdf | Document Posted | N/A | https://www.pjm.com/pjmfiles/pub/planning/project-queues/csa/ad2_016_csa.pdf | Document Posted | N/A | N/A | 10/24/2022 | 11/16/2017 | N/A | N/A | 12/21/2022 |  |  | 12/15/2022 | 12/15/2022 | 12/21/2022 | N | No
AD2-017 | Buckskin 69 kV |  | OH | Ross | Withdrawn | AEP | 120 | 100 | 65.59 |  | Capacity | Generation Interconnection | Solar |  |  | N/A |  | Withdrawn |  |  |  |  | N/A |  | N/A |  |  | N/A | N/A |  | 11/15/2017 | N/A | N/A |  | 1/18/2018 |  | 12/31/2020 |  |  | N | No
AD2-020 | Valley 138 kV | Southwest Michigan Energy Center | MI | Van Buren | Suspended | AEP | 100 | 100 | 61.9 |  | Capacity | Generation Interconnection | Solar |  |  | N/A | https://www.pjm.com/pjmfiles/pub/planning/project-queues/feas_docs/ad2020_fea.pdf | Document Posted | https://www.pjm.com/pjmfiles/pub/planning/project-queues/impact_studies/ad2020_imp.pdf | Document Posted | https://www.pjm.com/pjmfiles/pub/planning/project-queues/facilities/ad2020_fac.pdf | Document Posted | https://www.pjm.com/pjmfiles/pub/planning/project-queues/isa/ad2_020_isa.pdf | Document Posted | N/A | https://www.pjm.com/pjmfiles/pub/planning/project-queues/csa/ad2_020_csa.pdf | Document Posted | N/A | N/A | 10/15/2025 | 12/1/2017 | N/A | N/A | 12/15/2025 |  |  | 4/30/2026 | 4/30/2026 |  | N | No
AD2-021 | Elko 34.5 kV | Briel Farm Solar | VA | Henrico | In Service | Dominion | 20 | 1.2 | 1.3 | 1.2 | Capacity | Generation Interconnection | Solar |  |  | N/A | https://www.pjm.com/pjmfiles/pub/planning/project-queues/feas_docs/ad2021_fea.pdf | Document Posted | https://www.pjm.com/pjmfiles/pub/planning/project-queues/impact_studies/ad2021_imp.pdf | Document Posted |  |  | N/A | Wholesale Market Participation Agreement | https://www.pjm.com/pjmfiles/pub/planning/project-queues/wmpa/ad2021_wmpa.pdf | https://www.pjm.com/pjmfiles/pub/planning/project-queues/csa/ad2021_wmpa.pdf | Not Required | N/A | N/A |  | 11/29/2017 | N/A | N/A | 10/15/2020 |  |  | 12/30/2020 | 12/30/2020 | 12/21/2020 | N | No
AD2-022 | East Danville - Roxborough 230 kV | Firefly Solar | VA | Pittsylvania | Suspended | AEP | 96 | 96 | 60 |  | Capacity | Generation Interconnection | Solar |  |  | N/A | https://www.pjm.com/pjmfiles/pub/planning/project-queues/feas_docs/ad2022_fea.pdf | Document Posted | https://www.pjm.com/pjmfiles/pub/planning/project-queues/impact_studies/ad2022_imp.pdf | Document Posted | https://www.pjm.com/pjmfiles/pub/planning/project-queues/facilities/ad2022_fac.pdf | Document Posted | https://www.pjm.com/pjmfiles/pub/planning/project-queues/isa/ad2_022_isa.pdf | Document Posted | N/A | https://www.pjm.com/pjmfiles/pub/planning/project-queues/csa/ad2_022_csa.pdf | Document Posted | N/A | N/A | 12/15/2024 | 12/2/2017 | N/A | N/A | 12/15/2024 |  |  | 2/28/2025 | 2/28/2025 |  | N | No
AD2-023 | East Danville - Roxborough 230 kV | Firefly Solar | VA | Pittsylvania | Suspended | AEP | 150 | 54 | 95 |  | Capacity | Generation Interconnection | Solar |  |  | N/A | https://www.pjm.com/pjmfiles/pub/planning/project-queues/feas_docs/ad2023_fea.pdf | Document Posted | https://www.pjm.com/pjmfiles/pub/planning/project-queues/impact_studies/ad2023_imp.pdf | Document Posted | https://www.pjm.com/pjmfiles/pub/planning/project-queues/facilities/ad2023_fac.pdf | Document Posted | https://www.pjm.com/pjmfiles/pub/planning/project-queues/isa/ad2_023_isa.pdf | Document Posted | N/A | https://www.pjm.com/pjmfiles/pub/planning/project-queues/csa/ad2_023_csa.pdf | Document Posted | N/A | N/A | 12/15/2024 | 12/2/2017 | N/A | N/A | 12/15/2024 |  |  | 2/28/2025 | 2/28/2025 |  | N | No
AD2-024 | Marengo 34 kV |  | IL | McHenry | Withdrawn | ComEd | 20 | 20 | 7.6 |  | Capacity | Generation Interconnection | Solar |  |  | N/A | https://www.pjm.com/pjmfiles/pub/planning/project-queues/feas_docs/ad2024_fea.pdf | Document Posted |  |  |  |  | N/A |  | N/A |  |  | N/A | N/A |  | 12/1/2017 | N/A | N/A |  | 9/17/2018 |  | 6/1/2019 |  |  | N | No
AD2-025 | Hillsborough 13 kV | Hillsborough Storage | NJ | Somerset | Withdrawn | PSEG | 2 | 2 | 0 |  | Energy | Generation Interconnection | Storage |  |  | N/A | https://www.pjm.com/pjmfiles/pub/planning/project-queues/feas_docs/ad2025_fea.pdf | Document Posted | https://www.pjm.com/pjmfiles/pub/planning/project-queues/impact_studies/ad2025_imp.pdf | Document Posted |  |  | N/A | Wholesale Market Participation Agreement | https://www.pjm.com/pjmfiles/pub/planning/project-queues/wmpa/ad2025_wmpa.pdf | https://www.pjm.com/pjmfiles/pub/planning/project-queues/csa/ad2025_wmpa.pdf | Not Required | N/A | N/A |  | 12/5/2017 | N/A | N/A | 12/31/2023 | 12/19/2023 |  | 12/31/2023 | 12/31/2023 |  | Y | No
AD2-026 | East Flemington-Frenchtown 34.5 kV II | Quakertown Solar Farm | NJ | Hunterdon | In Service | JCPL | 10 | 0 | 4.1 |  | Capacity | Generation Interconnection | Solar |  |  | N/A | https://www.pjm.com/pjmfiles/pub/planning/project-queues/feas_docs/ad2026_fea.pdf | Document Posted | https://www.pjm.com/pjmfiles/pub/planning/project-queues/impact_studies/ad2026_imp.pdf | Document Posted |  |  | https://www.pjm.com/pjmfiles/pub/planning/project-queues/isa/ad2_026_isa.pdf | Document Posted | N/A | https://www.pjm.com/pjmfiles/pub/planning/project-queues/csa/ad2_026_csa.pdf | Document Posted | N/A | N/A |  | 12/6/2017 | N/A | N/A |  |  |  | 12/31/2020 | 12/31/2020 | 5/3/2019 | N | No
AD2-027 | Camden Switch 26 kV | Taylors Lane Solar | NJ | Burlington | In Service | PSEG | 10 | 10 | 3.8 | 10 | Capacity | Generation Interconnection | Solar |  |  | N/A | https://www.pjm.com/pjmfiles/pub/planning/project-queues/feas_docs/ad2027_fea.pdf | Document Posted | https://www.pjm.com/pjmfiles/pub/planning/project-queues/impact_studies/ad2027_imp.pdf | Document Posted |  |  | N/A | Wholesale Market Participation Agreement | https://www.pjm.com/pjmfiles/pub/planning/project-queues/wmpa/ad2027_wmpa.pdf | https://www.pjm.com/pjmfiles/pub/planning/project-queues/csa/ad2027_wmpa.pdf | Not Required | N/A | N/A |  | 12/7/2017 | N/A | N/A |  |  |  | 2/15/2019 | 2/15/2019 | 3/22/2019 | N | No
AD2-028 | McConnellsburg-Texas Eastern |  | PA | Franklin | Withdrawn | APS | 150 | 150 | 76.3 |  | Capacity | Generation Interconnection | Solar; Storage |  |  | N/A | https://www.pjm.com/pjmfiles/pub/planning/project-queues/feas_docs/ad2028_fea.pdf | Document Posted |  |  |  |  | N/A |  | N/A |  |  | N/A | N/A |  | 12/12/2017 | N/A | N/A |  | 8/20/2018 |  | 6/30/2019 |  |  | N | No
AD2-029 | Dorchester County 12kV |  | MD | Dorchester | Withdrawn | DPL | 19.5 | 19.5 | 7.95 |  | Capacity | Generation Interconnection | Solar |  |  | N/A | https://www.pjm.com/pjmfiles/pub/planning/project-queues/feas_docs/ad2029_fea.pdf | Document Posted |  |  |  |  | N/A |  | N/A |  |  | N/A | N/A |  | 12/13/2017 | N/A | N/A |  | 9/20/2018 |  | 12/31/2019 |  |  | N | No
AD2-030 | Wan 34.5 kV | Gloucester Solar | VA | Gloucester | In Service | Dominion | 19.8 | 19.8 | 13.1 | 19.8 | Capacity | Generation Interconnection | Solar |  |  | N/A | https://www.pjm.com/pjmfiles/pub/planning/project-queues/feas_docs/ad2030_fea.pdf | Document Posted | https://www.pjm.com/pjmfiles/pub/planning/project-queues/impact_studies/ad2030_imp.pdf | Document Posted |  |  | N/A | Wholesale Market Participation Agreement | https://www.pjm.com/pjmfiles/pub/planning/project-queues/wmpa/ad2030_wmpa.pdf | https://www.pjm.com/pjmfiles/pub/planning/project-queues/csa/ad2030_wmpa.pdf | Not Required | N/A | N/A |  | 12/13/2017 | N/A | N/A |  |  |  | 5/21/2019 | 5/21/2019 | 3/22/2019 | N | No
AD2-031 | Martinsville-Wilmington 69 kV | Clinton Solar | OH | Clinton | Under Construction | Dayton | 49.9 | 49.9 | 19 |  | Capacity | Generation Interconnection | Solar |  |  | N/A | https://www.pjm.com/pjmfiles/pub/planning/project-queues/feas_docs/ad2031_fea.pdf | Document Posted | https://www.pjm.com/pjmfiles/pub/planning/project-queues/impact_studies/ad2031_imp.pdf | Document Posted | https://www.pjm.com/pjmfiles/pub/planning/project-queues/facilities/ad2031_fac.pdf | Document Posted | https://www.pjm.com/pjmfiles/pub/planning/project-queues/isa/ad2_031_isa.pdf | Document Posted | N/A | https://www.pjm.com/pjmfiles/pub/planning/project-queues/csa/ad2_031_csa.pdf | Document Posted | N/A | N/A | 6/6/2025 | 12/16/2017 | N/A | N/A | 6/16/2025 |  |  | 6/25/2025 | 6/25/2025 |  | N | No
AD2-032 | Morrisville 230 kV |  | VA | Accomack | Withdrawn | Dominion | 150 | 150 | 83.8495 |  | Capacity | Generation Interconnection | Solar |  |  | N/A |  | Withdrawn |  |  |  |  | N/A |  | N/A |  |  | N/A | N/A |  | 12/15/2017 | N/A | N/A |  | 1/5/2018 |  | 12/31/2020 |  |  | N | No
AD2-033 | Chase City-Lunenburg 115 kV | Red Brick Solar | VA | Lunenburg | Engineering and Procurement | Dominion | 130 | 130 | 78 |  | Capacity | Generation Interconnection | Solar |  |  | N/A | https://www.pjm.com/pjmfiles/pub/planning/project-queues/feas_docs/ad2033_fea.pdf | Document Posted | https://www.pjm.com/pjmfiles/pub/planning/project-queues/impact_studies/ad2033_imp.pdf | Document Posted | https://www.pjm.com/pjmfiles/pub/planning/project-queues/facilities/ad2033_fac.pdf | Document Posted | https://www.pjm.com/pjmfiles/pub/planning/project-queues/isa/ad2_033_isa.pdf | Document Posted | N/A | https://www.pjm.com/pjmfiles/pub/planning/project-queues/csa/ad2_033_csa.pdf | Document Posted | N/A | N/A | 5/12/2026 | 12/23/2017 | N/A | N/A | 6/12/2026 |  |  | 7/12/2026 | 7/12/2026 |  | N | No
AD2-035 | Ontelaunee 230 kV | Ontelaunee Power Generating Plant | PA | Berks | In Service | ME | 630 | 38.9 | 14 | 38.9 | Capacity | Generation Interconnection | Natural Gas |  |  | N/A | https://www.pjm.com/pjmfiles/pub/planning/project-queues/feas_docs/ad2035_fea.pdf | Document Posted | https://www.pjm.com/pjmfiles/pub/planning/project-queues/impact_studies/ad2035_imp.pdf | Document Posted |  |  | https://www.pjm.com/pjmfiles/pub/planning/project-queues/gia/ad2_035_gia.pdf | Document Posted | N/A |  | Not Required | N/A | N/A |  | 1/12/2018 | N/A | N/A |  |  |  | 12/1/2019 |  | 12/1/2019 | N | No
AD2-036 | Jacksonville-Renaker 138kV IV |  | KY | Harrison | Withdrawn | EKPC | 60 | 60 | 40 |  | Capacity | Generation Interconnection | Solar |  |  | N/A | https://www.pjm.com/pjmfiles/pub/planning/project-queues/feas_docs/ad2036_fea.pdf | Document Posted | https://www.pjm.com/pjmfiles/pub/planning/project-queues/impact_studies/ad2036_imp.pdf | Document Posted |  |  | N/A |  | N/A |  |  | N/A | N/A |  | 1/16/2018 | N/A | N/A |  | 8/19/2019 |  | 6/1/2020 |  |  | N | No
AD2-037 | Gilbert-Morris Park 34.5 kV |  | NJ | Hunterdon | Withdrawn | JCPL | 7.5 | 7.5 | 3.2 |  | Capacity | Generation Interconnection | Solar |  |  | N/A |  | Withdrawn |  |  |  |  | N/A |  | N/A |  |  | N/A | N/A |  | 1/18/2018 | N/A | N/A |  |  |  | 6/30/2019 |  |  | N | No
AD2-038 | Powerton-Nevada 345 kV | Osagrove Flats Wind | IL | Lasalle | Under Construction | ComEd | 150 | 150 | 26.4 |  | Capacity | Generation Interconnection | Wind |  |  | N/A | https://www.pjm.com/pjmfiles/pub/planning/project-queues/feas_docs/ad2038_fea.pdf | Document Posted | https://www.pjm.com/pjmfiles/pub/planning/project-queues/impact_studies/ad2038_imp.htm | Document Posted | https://www.pjm.com/pjmfiles/pub/planning/project-queues/facilities/ad2038_fac.pdf | Document Posted | https://www.pjm.com/pjmfiles/pub/planning/project-queues/isa/ad2_038_isa.pdf | Document Posted | N/A | https://www.pjm.com/pjmfiles/pub/planning/project-queues/csa/ad2_038_csa.pdf | Document Posted | N/A | N/A | 5/6/2026 | 1/22/2018 | N/A | N/A | 9/1/2026 |  |  | 10/30/2026 | 10/30/2026 |  | N | No
AD2-039 | Harmony Village-Shackleford 115 kV | Walnut Solar I | VA | King and Queen | Under Construction | Dominion | 90 | 20 | 7.6 |  | Capacity | Generation Interconnection | Solar |  |  | N/A | https://www.pjm.com/pjmfiles/pub/planning/project-queues/feas_docs/ad2039_fea.pdf | Document Posted | https://www.pjm.com/pjmfiles/pub/planning/project-queues/impact_studies/ad2039_imp.pdf | Document Posted | https://www.pjm.com/pjmfiles/pub/planning/project-queues/facilities/ad2039_fac.pdf | Document Posted | https://www.pjm.com/pjmfiles/pub/planning/project-queues/isa/ad2_039_isa.pdf | Document Posted | N/A | https://www.pjm.com/pjmfiles/pub/planning/project-queues/csa/ad2_039_csa.pdf | Document Posted | N/A | N/A |  | 1/20/2018 | N/A | N/A | 10/28/2025 |  |  | 7/14/2026 | 7/14/2026 |  | N | No
AD2-040 | Showalter 34.5 kV |  | MD | Washington | Withdrawn | APS | 18.4 | 0 | 4 |  | Capacity | Generation Interconnection | Solar |  |  | N/A | https://www.pjm.com/pjmfiles/pub/planning/project-queues/feas_docs/ad2040_fea.pdf | Document Posted |  |  |  |  | N/A |  | N/A |  |  | N/A | N/A |  | 1/23/2018 | N/A | N/A |  | 8/20/2018 |  | 12/31/2018 |  |  | N | No
AD2-041 | Normandy |  | IL | Whiteside | Withdrawn | ComEd | 17 | 17 | 11.6 |  | Capacity | Generation Interconnection | Solar |  |  | N/A |  | Withdrawn |  |  |  |  | N/A |  | N/A |  |  | N/A | N/A |  | 1/24/2018 | N/A | N/A |  | 2/20/2018 |  | 12/31/2019 |  |  | N | No
AD2-042 | Camden Switch 26 kV II | Pennsauken Solar II | NJ | Camden | In Service | PSEG | 13.2 | 13.2 | 5 | 13.2 | Capacity | Generation Interconnection | Solar |  |  | N/A | https://www.pjm.com/pjmfiles/pub/planning/project-queues/feas_docs/ad2042_fea.pdf | Document Posted | https://www.pjm.com/pjmfiles/pub/planning/project-queues/impact_studies/ad2042_imp.pdf | Document Posted |  |  | N/A | Wholesale Market Participation Agreement | https://www.pjm.com/pjmfiles/pub/planning/project-queues/wmpa/ad2042_wmpa.pdf | https://www.pjm.com/pjmfiles/pub/planning/project-queues/csa/ad2042_wmpa.pdf | Not Required | N/A | N/A |  | 1/29/2018 | N/A | N/A | 10/4/2019 |  |  | 9/10/2019 | 9/10/2019 | 10/4/2019 | N | No
AD2-043 | Crystal Hill 115 kV |  | VA | Halifax | Withdrawn | Dominion | 65.5 | 65.5 | 30 |  | Capacity | Generation Interconnection | Solar |  |  | N/A | https://www.pjm.com/pjmfiles/pub/planning/project-queues/feas_docs/ad2043_fea.pdf | Document Posted | https://www.pjm.com/pjmfiles/pub/planning/project-queues/impact_studies/ad2043_imp.pdf | Document Posted |  | Withdrawn | N/A |  | N/A |  |  | N/A | N/A |  | 1/29/2018 | N/A | N/A |  | 12/20/2019 |  | 1/31/2019 |  |  | N | No
AD2-044 | Northern Neck 34.5 kV | Gardy's Mill Solar | VA | Westmoreland | In Service | Dominion | 14 | 3.2 | 1.5 | 3.2 | Capacity | Generation Interconnection | Solar |  |  | N/A | https://www.pjm.com/pjmfiles/pub/planning/project-queues/feas_docs/ad2044_fea.pdf | Document Posted | https://www.pjm.com/pjmfiles/pub/planning/project-queues/impact_studies/ad2044_imp.pdf | Document Posted |  |  | N/A | Wholesale Market Participation Agreement | https://www.pjm.com/pjmfiles/pub/planning/project-queues/wmpa/ad2044_wmpa.pdf | https://www.pjm.com/pjmfiles/pub/planning/project-queues/csa/ad2044_wmpa.pdf | Not Required | N/A | N/A |  | 1/29/2018 | N/A | N/A | 10/15/2020 |  |  | 12/30/2020 |  | 12/21/2020 | N | No
AD2-045 | Price Solar |  | MD | Queen Anne's | Withdrawn | DPL | 20 | 20 | 12.2 |  | Capacity | Generation Interconnection | Solar |  |  | N/A | https://www.pjm.com/pjmfiles/pub/planning/project-queues/feas_docs/ad2045_fea.pdf | Document Posted | https://www.pjm.com/pjmfiles/pub/planning/project-queues/impact_studies/ad2045_imp.pdf | Document Posted |  |  | N/A |  | N/A |  |  | N/A | N/A |  | 1/29/2018 | N/A | N/A |  | 3/29/2019 |  | 10/1/2019 |  |  | N | No
AD2-046 | Boydton DP-Kerr Dam 115 kV |  | VA | Mecklenburg | Withdrawn | Dominion | 80 | 80 | 54.8 |  | Capacity | Generation Interconnection | Solar |  |  | N/A | https://www.pjm.com/pjmfiles/pub/planning/project-queues/feas_docs/ad2046_fea.pdf | Document Posted | https://www.pjm.com/pjmfiles/pub/planning/project-queues/impact_studies/ad2046_imp.pdf | Document Posted | https://www.pjm.com/pjmfiles/pub/planning/project-queues/facilities/ad2046_fac.pdf | Document Posted |  | Withdrawn | N/A |  | Withdrawn | N/A | N/A |  | 1/31/2018 | N/A | N/A |  | 3/15/2023 |  | 6/1/2021 |  |  | N | No
AD2-047 | Davis Creek 138 kV | Lower Crossing Wind | IL | Kankakee | Suspended | ComEd | 200 | 200 | 34 |  | Capacity | Generation Interconnection | Wind |  |  | N/A | https://www.pjm.com/pjmfiles/pub/planning/project-queues/feas_docs/ad2047_fea.pdf | Document Posted | https://www.pjm.com/pjmfiles/pub/planning/project-queues/impact_studies/ad2047_imp.htm | Document Posted | https://www.pjm.com/pjmfiles/pub/planning/project-queues/facilities/ad2047_fac.pdf | Document Posted | https://www.pjm.com/pjmfiles/pub/planning/project-queues/isa/ad2_047_isa.pdf | Document Posted | N/A | https://www.pjm.com/pjmfiles/pub/planning/project-queues/csa/ad2_047_csa.pdf | Document Posted | N/A | N/A | 10/31/2026 | 1/31/2018 | N/A | N/A | 10/31/2026 |  |  | 11/30/2026 | 11/30/2026 |  | N | No
AD2-048 | Cynthia-Headquarters 69 kV | Blue Moon Solar | KY | Harrison | Under Construction | EKPC | 70 | 70 | 46.7 |  | Capacity | Generation Interconnection | Solar |  |  | N/A | https://www.pjm.com/pjmfiles/pub/planning/project-queues/feas_docs/ad2048_fea.pdf | Document Posted | https://www.pjm.com/pjmfiles/pub/planning/project-queues/impact_studies/ad2048_imp.pdf | Document Posted | https://www.pjm.com/pjmfiles/pub/planning/project-queues/facilities/ad2048_fac.pdf | Document Posted | https://www.pjm.com/pjmfiles/pub/planning/project-queues/isa/ad2_048_isa.pdf | Document Posted | N/A | https://www.pjm.com/pjmfiles/pub/planning/project-queues/csa/ad2_048_csa.pdf | Document Posted | N/A | N/A | 9/1/2025 | 2/1/2018 | N/A | N/A | 12/1/2025 |  |  | 6/30/2026 | 6/30/2026 |  | N | No
AD2-049 | Newport News 23kV | Newport News Battery Storage | VA | City of Newport News | Withdrawn | Dominion | 10 | 10 | 10 |  | Capacity | Generation Interconnection | Storage |  |  | N/A | https://www.pjm.com/pjmfiles/pub/planning/project-queues/feas_docs/ad2049_fea.pdf | Document Posted | https://www.pjm.com/pjmfiles/pub/planning/project-queues/impact_studies/ad2049_imp.pdf | Document Posted |  | Not Required | N/A | Wholesale Market Participation Agreement | https://www.pjm.com/pjmfiles/pub/planning/project-queues/wmpa/ad2049_wmpa.pdf | https://www.pjm.com/pjmfiles/pub/planning/project-queues/csa/ad2049_wmpa.pdf | Not Required | N/A | N/A |  | 1/31/2018 | N/A | N/A | 4/30/2021 | 10/21/2019 |  | 4/30/2021 | 4/30/2021 |  | N | No
AD2-050 | Buxmont 69kV |  | PA | Bucks | Withdrawn | PPL | 200 | 200 | 200 |  | Capacity | Generation Interconnection | Storage |  |  | N/A |  | Withdrawn |  |  |  |  | N/A |  | N/A |  |  | N/A | N/A |  | 1/31/2018 | N/A | N/A |  | 3/2/2018 |  | 12/31/2019 |  |  | N | No
AD2-051 | Earleys – Northampton 230kV |  | NC | Hertford | Withdrawn | Dominion | 74.9 | 74.9 | 52.4 |  | Capacity | Generation Interconnection | Solar |  |  | N/A | https://www.pjm.com/pjmfiles/pub/planning/project-queues/feas_docs/ad2051_fea.pdf | Document Posted | https://www.pjm.com/pjmfiles/pub/planning/project-queues/impact_studies/ad2051_imp.pdf | Document Posted |  | Withdrawn | N/A |  | N/A |  |  | N/A | N/A |  | 1/31/2018 | N/A | N/A |  | 8/30/2022 |  | 12/31/2020 |  |  | N | No
AD2-052 | Laurel Lake Solar |  | NJ | Salem | Withdrawn | AEC | 10 | 10 | 6.7 |  | Capacity | Generation Interconnection | Solar |  |  | N/A | https://www.pjm.com/pjmfiles/pub/planning/project-queues/feas_docs/ad2052_fea.pdf | Document Posted | https://www.pjm.com/pjmfiles/pub/planning/project-queues/impact_studies/ad2052_imp.pdf | Document Posted |  | Withdrawn | N/A |  | N/A |  |  | N/A | N/A |  | 1/31/2018 | N/A | N/A |  | 5/1/2019 |  | 6/30/2019 |  |  | N | No
AD2-055 | Moshannon-East Towanda 230 kV | Renovo Energy Center | PA | Clinton | Withdrawn | PENELEC | 548 | 44 | 35 |  | Capacity | Generation Interconnection | Natural Gas |  |  | N/A | https://www.pjm.com/pjmfiles/pub/planning/project-queues/feas_docs/ad2055_fea.pdf | Document Posted | https://www.pjm.com/pjmfiles/pub/planning/project-queues/impact_studies/ad2055_imp.pdf | Document Posted | https://www.pjm.com/pjmfiles/pub/planning/project-queues/facilities/ad2055_fac.pdf | Document Posted | https://www.pjm.com/pjmfiles/pub/planning/project-queues/isa/ad2_055_isa.pdf | Document Posted | N/A | https://www.pjm.com/pjmfiles/pub/planning/project-queues/csa/ad2_055_csa.pdf | Document Posted | N/A | N/A |  | 2/9/2018 | N/A | N/A |  | 4/20/2023 |  | 6/30/2025 | 6/30/2025 |  | N | No
AD2-056 | Charles City |  | VA | Henrico | Withdrawn | Dominion | 20 | 20 | 13.3 |  | Capacity | Generation Interconnection | Solar |  |  | N/A |  | Withdrawn |  |  |  |  | N/A |  | N/A |  |  | N/A | N/A |  | 2/13/2018 | N/A | N/A |  | 3/7/2018 |  | 12/31/2020 |  |  | N | No
AD2-057 | Highland-Hanna 345kV |  | OH | Trumbull | Withdrawn | ATSI | 940 | 940 | 850 |  | Capacity | Generation Interconnection | Natural Gas |  |  | N/A | https://www.pjm.com/pjmfiles/pub/planning/project-queues/feas_docs/ad2057_fea.pdf | Document Posted |  |  |  |  | N/A |  | N/A |  |  | N/A | N/A |  | 2/20/2018 | N/A | N/A |  | 9/26/2018 |  | 10/16/2020 |  |  | N | No
AD2-058 | St. Barnabas 13 kV | Spectrum Solar | MD | Prince George's | In Service | PEPCO | 5.6 | 5.6 | 2.38 | 5.6 | Capacity | Generation Interconnection | Solar |  |  | N/A | https://www.pjm.com/pjmfiles/pub/planning/project-queues/feas_docs/ad2058_fea.pdf | Document Posted | https://www.pjm.com/pjmfiles/pub/planning/project-queues/impact_studies/ad2058_imp.pdf | Document Posted | https://www.pjm.com/pjmfiles/pub/planning/project-queues/facilities/ad2058_fac.pdf | Document Posted | N/A | Wholesale Market Participation Agreement | https://www.pjm.com/pjmfiles/pub/planning/project-queues/wmpa/ad2058_wmpa.pdf | https://www.pjm.com/pjmfiles/pub/planning/project-queues/csa/ad2058_wmpa.pdf | Not Required | N/A | N/A |  | 2/21/2018 | N/A | N/A | 12/30/2023 |  |  | 6/3/2022 | 6/3/2022 | 1/2/2024 | N | No
AD2-059 | Chapel Street 138 kV | UD Motor Pool | DE | New Castle | Withdrawn | DPL | 0.77 | 0.77 | 0 |  | Energy | Generation Interconnection | Storage |  |  | N/A | https://www.pjm.com/pjmfiles/pub/planning/project-queues/feas_docs/ad2059_fea.pdf | Document Posted | https://www.pjm.com/pjmfiles/pub/planning/project-queues/impact_studies/ad2059_imp.pdf | Document Posted |  |  | N/A | Wholesale Market Participation Agreement | https://www.pjm.com/pjmfiles/pub/planning/project-queues/wmpa/ad2059_wmpa.pdf | https://www.pjm.com/pjmfiles/pub/planning/project-queues/csa/ad2059_wmpa.pdf | Not Required | N/A | N/A |  | 2/21/2018 | N/A | N/A | 4/1/2023 | 9/22/2023 |  | 11/1/2022 | 11/1/2022 |  | N | No
AD2-060 | Davis Creek 138kV | Staley Solar | IL | Kankakee | Suspended | ComEd | 70 | 20 | 20 |  | Capacity | Generation Interconnection | Solar |  |  | N/A | https://www.pjm.com/pjmfiles/pub/planning/project-queues/feas_docs/ad2060_fea.pdf | Document Posted | https://www.pjm.com/pjmfiles/pub/planning/project-queues/impact_studies/ad2060_imp.pdf | Document Posted | https://www.pjm.com/pjmfiles/pub/planning/project-queues/facilities/ad2060_fac.pdf | Document Posted | https://www.pjm.com/pjmfiles/pub/planning/project-queues/isa/ad2_060_isa.pdf | Document Posted | N/A | https://www.pjm.com/pjmfiles/pub/planning/project-queues/csa/ad2_060_csa.pdf | Document Posted | N/A | N/A |  | 2/21/2018 | N/A | N/A |  |  |  | 6/28/2024 | 6/28/2024 |  | N | No
AD2-061 | Spring Run 23 kV |  | PA | Adams | Withdrawn | PENELEC | 7.4 | 7.4 | 4.5 |  | Capacity | Generation Interconnection | Solar |  |  | N/A |  | Withdrawn |  |  |  |  | N/A |  | N/A |  |  | N/A | N/A |  | 2/23/2018 | N/A | N/A |  | 4/25/2018 |  | 6/1/2020 |  |  | N | No
AD2-062 | Roxbury-Greene 138 kV | Beaver Creek Solar | PA | Franklin | Suspended | PENELEC | 80.3 | 80.3 | 53.5 |  | Capacity | Generation Interconnection | Solar |  |  | N/A | https://www.pjm.com/pjmfiles/pub/planning/project-queues/feas_docs/ad2062_fea.pdf | Document Posted | https://www.pjm.com/pjmfiles/pub/planning/project-queues/impact_studies/ad2062_imp.pdf | Document Posted | https://www.pjm.com/pjmfiles/pub/planning/project-queues/facilities/ad2062_fac.pdf | Document Posted | https://www.pjm.com/pjmfiles/pub/planning/project-queues/isa/ad2_062_isa.pdf | Document Posted | N/A | https://www.pjm.com/pjmfiles/pub/planning/project-queues/csa/ad2_062_csa.pdf | Document Posted | N/A | N/A |  | 2/24/2018 | N/A | N/A | 9/1/2024 |  |  | 12/3/2024 | 12/3/2024 |  | N | No
AD2-063 | Central-Chase City 115kV |  | VA | Charlotte | Withdrawn | Dominion | 149.5 | 149.5 | 89.7 |  | Capacity | Generation Interconnection | Solar |  |  | N/A | https://www.pjm.com/pjmfiles/pub/planning/project-queues/feas_docs/ad2063_fea.pdf | Document Posted | https://www.pjm.com/pjmfiles/pub/planning/project-queues/impact_studies/ad2063_imp.pdf | Document Posted | https://www.pjm.com/pjmfiles/pub/planning/project-queues/facilities/ad2063_fac.pdf | Document Posted |  | Withdrawn | N/A |  | Withdrawn | N/A | N/A |  | 2/26/2018 | N/A | N/A |  | 5/24/2023 |  | 3/31/2021 |  |  | N | No
AD2-064 | Tansboro 12kV |  | NJ | Camden | Withdrawn | AEC | 1.26 | 1.26 | 0.53 |  | Capacity | Generation Interconnection | Solar |  |  | N/A | https://www.pjm.com/pjmfiles/pub/planning/project-queues/feas_docs/ad2064_fea.pdf | Document Posted | https://www.pjm.com/pjmfiles/pub/planning/project-queues/impact_studies/ad2064_imp.pdf | Document Posted | https://www.pjm.com/pjmfiles/pub/planning/project-queues/facilities/ad2064_fac.pdf | Document Posted |  | Withdrawn | N/A |  | Not Required | N/A | N/A |  | 2/27/2018 | N/A | N/A |  | 6/16/2020 |  | 12/1/2019 |  |  | N | No
AD2-065 | Atco 12 kV | Kettle Run | NJ | Burlington | In Service | AEC | 2.57 | 2.57 | 1.08 | 2.57 | Capacity | Generation Interconnection | Solar |  |  | N/A | https://www.pjm.com/pjmfiles/pub/planning/project-queues/feas_docs/ad2065_fea.pdf | Document Posted | https://www.pjm.com/pjmfiles/pub/planning/project-queues/impact_studies/ad2065_imp.pdf | Document Posted | https://www.pjm.com/pjmfiles/pub/planning/project-queues/facilities/ad2065_fac.pdf | Document Posted | N/A | Wholesale Market Participation Agreement | https://www.pjm.com/pjmfiles/pub/planning/project-queues/wmpa/ad2065_wmpa.pdf | https://www.pjm.com/pjmfiles/pub/planning/project-queues/csa/ad2065_wmpa.pdf | Not Required | N/A | N/A |  | 2/27/2018 | N/A | N/A | 9/30/2022 |  |  | 5/20/2022 | 5/20/2022 | 3/24/2023 | N | No
AD2-066 | Mazon-Crescent Ridge 138 kV |  | IL | Grundy | Engineering and Procurement | ComEd | 116 | 116 | 69.6 |  | Capacity | Generation Interconnection | Solar |  |  | N/A | https://www.pjm.com/pjmfiles/pub/planning/project-queues/feas_docs/ad2066_fea.pdf | Document Posted | https://www.pjm.com/pjmfiles/pub/planning/project-queues/impact_studies/ad2066_imp.htm | Document Posted | https://www.pjm.com/pjmfiles/pub/planning/project-queues/facilities/ad2066_fac.pdf | Document Posted | https://www.pjm.com/pjmfiles/pub/planning/project-queues/isa/ad2_066_isa.pdf | Document Posted | N/A | https://www.pjm.com/pjmfiles/pub/planning/project-queues/csa/ad2_066_csa.pdf | Document Posted | N/A | N/A | 3/31/2027 | 3/1/2018 | N/A | N/A | 4/30/2026 |  |  | 5/31/2026 | 5/31/2026 |  | N | No
AD2-067 | Centerburg 138kV | Harvey Solar I | OH | Licking | Engineering and Procurement | AEP | 150 | 150 | 57 |  | Capacity | Generation Interconnection | Solar |  |  | N/A | https://www.pjm.com/pjmfiles/pub/planning/project-queues/feas_docs/ad2067_fea.pdf | Document Posted | https://www.pjm.com/pjmfiles/pub/planning/project-queues/impact_studies/ad2067_imp.pdf | Document Posted | https://www.pjm.com/pjmfiles/pub/planning/project-queues/facilities/ad2067_fac.pdf | Document Posted | https://www.pjm.com/pjmfiles/pub/planning/project-queues/gia/ad2_067_gia.pdf | Document Posted | N/A | https://www.pjm.com/pjmfiles/pub/planning/project-queues/csa/ad2_067_csa.pdf | Document Posted | N/A | N/A | 10/15/2027 | 3/2/2018 | N/A | N/A | 10/29/2027 |  |  | 1/15/2028 | 1/15/2028 |  | N | No
AD2-068 | Everetts-Greenville 230kV |  | NC | Pitt | Withdrawn | Dominion | 50 | 50 | 33 |  | Capacity | Generation Interconnection | Solar |  |  | N/A | https://www.pjm.com/pjmfiles/pub/planning/project-queues/feas_docs/ad2068_fea.pdf | Document Posted | https://www.pjm.com/pjmfiles/pub/planning/project-queues/impact_studies/ad2068_imp.pdf | Document Posted |  |  | N/A |  | N/A |  |  | N/A | N/A |  | 2/28/2018 | N/A | N/A |  | 6/28/2019 |  | 12/31/2020 |  |  | N | No
AD2-069 | Cox's Corner 13 kV |  | NJ | Burlington | Withdrawn | PSEG | 3 | 3 | 2.01 |  | Capacity | Generation Interconnection | Solar |  |  | N/A | https://www.pjm.com/pjmfiles/pub/planning/project-queues/feas_docs/ad2069_fea.pdf | Document Posted |  |  |  |  | N/A |  | N/A |  |  | N/A | N/A |  | 2/28/2018 | N/A | N/A |  | 6/21/2019 |  | 9/30/2019 |  |  | N | No
AD2-070 | Gilbert-Morris Park 34.5kV | Milford Solar Farm | NJ | Hunterdon | In Service | JCPL | 7.5 | 7.5 | 3.2 | 7.5 | Capacity | Generation Interconnection | Solar |  |  | N/A | https://www.pjm.com/pjmfiles/pub/planning/project-queues/feas_docs/ad2070_fea.pdf | Document Posted | https://www.pjm.com/pjmfiles/pub/planning/project-queues/impact_studies/ad2070_imp.pdf | Document Posted |  |  | https://www.pjm.com/pjmfiles/pub/planning/project-queues/isa/ad2_070_isa.pdf | Document Posted | N/A | https://www.pjm.com/pjmfiles/pub/planning/project-queues/csa/ad2_070_csa.pdf | Document Posted | N/A | N/A |  | 3/12/2018 | N/A | N/A | 9/18/2019 |  |  | 6/1/2020 | 6/1/2020 | 9/18/2019 | N | No
AD2-071 | Strawton-Deer Creek 138 kV | Madison County Solar | IN | Madison | Suspended | AEP | 100 | 100 | 67 |  | Capacity | Generation Interconnection | Solar |  |  | N/A | https://www.pjm.com/pjmfiles/pub/planning/project-queues/feas_docs/ad2071_fea.pdf | Document Posted | https://www.pjm.com/pjmfiles/pub/planning/project-queues/impact_studies/ad2071_imp.pdf | Document Posted | https://www.pjm.com/pjmfiles/pub/planning/project-queues/facilities/ad2071_fac.pdf | Document Posted | https://www.pjm.com/pjmfiles/pub/planning/project-queues/isa/ad2_071_isa.pdf | Document Posted | N/A | https://www.pjm.com/pjmfiles/pub/planning/project-queues/csa/ad2_071_csa.pdf | Document Posted | N/A | N/A | 9/30/2025 | 3/15/2018 | N/A | N/A | 9/30/2025 |  |  | 9/30/2025 | 9/30/2025 |  | N | No
AD2-072 | Van Arsdell-Mercer Industrial 69kV | Mercer County Solar Project | KY | Mercer | Withdrawn | EKPC | 95 | 95 | 63.75 |  | Capacity | Generation Interconnection | Solar |  |  | N/A | https://www.pjm.com/pjmfiles/pub/planning/project-queues/feas_docs/ad2072_fea.pdf | Document Posted | https://www.pjm.com/pjmfiles/pub/planning/project-queues/impact_studies/ad2072_imp.pdf | Document Posted | https://www.pjm.com/pjmfiles/pub/planning/project-queues/facilities/ad2072_fac.pdf | Document Posted | https://www.pjm.com/pjmfiles/pub/planning/project-queues/isa/ad2_072_isa.pdf | Document Posted | N/A | https://www.pjm.com/pjmfiles/pub/planning/project-queues/csa/ad2_072_csa.pdf | Document Posted | N/A | N/A |  | 3/14/2018 | N/A | N/A | 6/30/2026 | 11/18/2024 |  | 6/30/2023 | 6/30/2023 |  | N | No
AD2-073 | Sanders DP 230 kV | Woodbine Road Solar | VA | Westmoreland | In Service | Dominion | 19.92 | 19.92 | 13.32 | 19.92 | Capacity | Generation Interconnection | Solar |  |  | N/A | https://www.pjm.com/pjmfiles/pub/planning/project-queues/feas_docs/ad2073_fea.pdf | Document Posted | https://www.pjm.com/pjmfiles/pub/planning/project-queues/impact_studies/ad2073_imp.pdf | Document Posted | https://www.pjm.com/pjmfiles/pub/planning/project-queues/facilities/ad2073_fac.pdf | Document Posted | N/A | Wholesale Market Participation Agreement | https://www.pjm.com/pjmfiles/pub/planning/project-queues/wmpa/ad2073_wmpa.pdf | https://www.pjm.com/pjmfiles/pub/planning/project-queues/csa/ad2073_wmpa.pdf | Not Required | N/A | N/A |  | 3/14/2018 | N/A | N/A |  |  |  | 12/1/2021 | 12/1/2021 | 9/2/2021 | N | No
AD2-074 | Garner DP-Lancaster 115 kV | Waller Solar I | VA | Lancaster | Engineering and Procurement | Dominion | 86 | 86 | 32.68 |  | Capacity | Generation Interconnection | Solar |  |  | N/A | https://www.pjm.com/pjmfiles/pub/planning/project-queues/feas_docs/ad2074_fea.pdf | Document Posted | https://www.pjm.com/pjmfiles/pub/planning/project-queues/impact_studies/ad2074_imp.pdf | Document Posted | https://www.pjm.com/pjmfiles/pub/planning/project-queues/facilities/ad2074_fac.pdf | Document Posted | https://www.pjm.com/pjmfiles/pub/planning/project-queues/gia/ad2_074_gia.pdf | Document Posted | N/A | https://www.pjm.com/pjmfiles/pub/planning/project-queues/csa/ad2_074_csa.pdf | Document Posted | N/A | N/A | 6/1/2027 | 3/15/2018 | N/A | N/A | 9/30/2027 |  |  | 12/31/2027 | 12/31/2027 |  | N | No
AD2-075 | Segreto 345kV | Covert Generating Facility | MI | Van Buren | Withdrawn | AEP | 1340 | 285 | 145 |  | Capacity | Generation Interconnection | Natural Gas |  |  | N/A | https://www.pjm.com/pjmfiles/pub/planning/project-queues/feas_docs/ad2075_fea.pdf | Document Posted | https://www.pjm.com/pjmfiles/pub/planning/project-queues/impact_studies/ad2075_imp.pdf | Document Posted |  | Withdrawn | https://www.pjm.com/pjmfiles/pub/planning/project-queues/isa/ad2_075_isa.pdf | Document Posted | N/A | https://www.pjm.com/pjmfiles/pub/planning/project-queues/csa/ad2_075_csa.pdf | Document Posted | N/A | N/A |  | 3/15/2018 | N/A | N/A |  | 6/1/2023 |  | 8/31/2023 | 8/31/2023 |  | N | No
AD2-076 | Carville 138 kV | Concho Solar I | MD | Queen Anne's | Suspended | DPL | 49 | 49 | 18.62 |  | Capacity | Generation Interconnection | Solar |  |  | N/A | https://www.pjm.com/pjmfiles/pub/planning/project-queues/feas_docs/ad2076_fea.pdf | Document Posted | https://www.pjm.com/pjmfiles/pub/planning/project-queues/impact_studies/ad2076_imp.pdf | Document Posted | https://www.pjm.com/pjmfiles/pub/planning/project-queues/facilities/ad2076_fac.pdf | Document Posted | https://www.pjm.com/pjmfiles/pub/planning/project-queues/isa/ad2_076_isa.pdf | Document Posted | N/A | https://www.pjm.com/pjmfiles/pub/planning/project-queues/csa/ad2_076_csa.pdf | Document Posted | N/A | N/A |  | 3/15/2018 | N/A | N/A | 6/3/2027 |  |  | 6/3/2024 | 6/3/2024 |  | N | No
AD2-077 | Buxmont 69 kV | Energy Mountain | PA | Bucks | Suspended | PPL | 150 | 150 | 100 |  | Capacity | Generation Interconnection | Storage |  |  | N/A | https://www.pjm.com/pjmfiles/pub/planning/project-queues/feas_docs/ad2077_fea.pdf | Document Posted | https://www.pjm.com/pjmfiles/pub/planning/project-queues/impact_studies/ad2077_imp.html | Document Posted | https://www.pjm.com/pjmfiles/pub/planning/project-queues/facilities/ad2077_fac.pdf | Document Posted | https://www.pjm.com/pjmfiles/pub/planning/project-queues/isa/ad2_077_isa.pdf | Document Posted | N/A | https://www.pjm.com/pjmfiles/pub/planning/project-queues/csa/ad2_077_csa.pdf | Document Posted | N/A | N/A | 3/31/2029 | 3/16/2018 | N/A | N/A |  |  |  | 7/31/2029 | 7/31/2029 |  | N | No
AD2-078 | N. Haverhill 69kV |  | OH | Scioto | Withdrawn | AEP | 95 | 20 | 40 |  | Capacity | Generation Interconnection | Coal |  |  | N/A | https://www.pjm.com/pjmfiles/pub/planning/project-queues/feas_docs/ad2078_fea.pdf | Document Posted | https://www.pjm.com/pjmfiles/pub/planning/project-queues/impact_studies/ad2078_imp.pdf | Document Posted |  |  | N/A |  | N/A |  |  | N/A | N/A |  | 3/15/2018 | N/A | N/A |  | 10/15/2020 |  | 9/1/2020 |  |  | N | No
AD2-079 | Capitol Ave 34.5kV | St. Joseph County, Indiana | IN | St. Joseph | In Service | AEP | 20 | 20 | 12 | 20 | Capacity | Generation Interconnection | Solar |  |  | N/A | https://www.pjm.com/pjmfiles/pub/planning/project-queues/feas_docs/ad2079_fea.pdf | Document Posted | https://www.pjm.com/pjmfiles/pub/planning/project-queues/impact_studies/ad2079_imp.pdf | Document Posted | https://www.pjm.com/pjmfiles/pub/planning/project-queues/facilities/ad2079_fac.pdf | Document Posted | https://www.pjm.com/pjmfiles/pub/planning/project-queues/isa/ad2_079_isa.pdf | Document Posted | N/A | https://www.pjm.com/pjmfiles/pub/planning/project-queues/csa/ad2_079_csa.pdf | Document Posted | N/A | N/A |  | 3/19/2018 | N/A | N/A |  |  |  | 3/31/2021 | 3/31/2021 | 3/16/2021 | N | No
AD2-081 | Banister 34.5kV |  | VA | Pittsylvania | Withdrawn | Dominion | 20 | 20 | 13.8 |  | Capacity | Generation Interconnection | Solar |  |  | N/A | https://www.pjm.com/pjmfiles/pub/planning/project-queues/feas_docs/ad2081_fea.pdf | Document Posted |  |  |  |  | N/A |  | N/A |  |  | N/A | N/A |  | 3/20/2018 | N/A | N/A |  | 9/13/2018 |  | 9/30/2019 |  |  | N | No
AD2-082 | Pamplin 34.5kV |  | VA | Prince Edward | Withdrawn | Dominion | 15 | 15 | 10.1 |  | Capacity | Generation Interconnection | Solar |  |  | N/A | https://www.pjm.com/pjmfiles/pub/planning/project-queues/feas_docs/ad2082_fea.pdf | Document Posted | https://www.pjm.com/pjmfiles/pub/planning/project-queues/impact_studies/ad2082_imp.pdf | Document Posted |  |  | N/A |  | N/A |  |  | N/A | N/A |  | 3/20/2018 | N/A | N/A |  | 4/5/2019 |  | 9/30/2019 |  |  | N | No
AD2-085 | Myrtle-Windsor DP 115kV | Knoxville Solar | VA | Isle of Wight | Engineering and Procurement | Dominion | 51 | 51 | 19.38 |  | Capacity | Generation Interconnection | Solar |  |  | N/A | https://www.pjm.com/pjmfiles/pub/planning/project-queues/feas_docs/ad2085_fea.pdf | Document Posted | https://www.pjm.com/pjmfiles/pub/planning/project-queues/impact_studies/ad2085_imp.pdf | Document Posted | https://www.pjm.com/pjmfiles/pub/planning/project-queues/facilities/ad2085_fac.pdf | Document Posted | https://www.pjm.com/pjmfiles/pub/planning/project-queues/isa/ad2_085_isa.pdf | Document Posted | N/A | https://www.pjm.com/pjmfiles/pub/planning/project-queues/csa/ad2_085_csa.pdf | Document Posted | N/A | N/A | 6/15/2027 | 3/21/2018 | N/A | N/A | 6/22/2027 |  |  | 12/1/2027 | 12/1/2027 |  | N | No
AD2-086 | Hardin Switch 345 kV | Hardin Energy Center – Phase 3 | OH | Hardin | In Service | AEP | 230 | 230 | 138 | 230 | Capacity | Generation Interconnection | Solar |  |  | N/A | https://www.pjm.com/pjmfiles/pub/planning/project-queues/feas_docs/ad2086_fea.pdf | Document Posted | https://www.pjm.com/pjmfiles/pub/planning/project-queues/impact_studies/ad2086_imp.pdf | Document Posted | https://www.pjm.com/pjmfiles/pub/planning/project-queues/facilities/ad2086_fac.pdf | Document Posted | https://www.pjm.com/pjmfiles/pub/planning/project-queues/isa/ad2_086_isa.pdf | Document Posted | N/A | https://www.pjm.com/pjmfiles/pub/planning/project-queues/csa/ad2_086_csa.pdf | Document Posted | N/A | N/A | 10/25/2024 | 3/21/2018 | N/A | N/A | 12/7/2024 |  |  | 12/31/2025 | 12/31/2025 | 2/21/2025 | N | No
AD2-087 | Randolf 138kV |  | OH | Darke | Withdrawn | AEP | 200 | 200 | 35.2 |  | Capacity | Generation Interconnection | Wind |  |  | N/A | https://www.pjm.com/pjmfiles/pub/planning/project-queues/feas_docs/ad2087_fea.pdf | Document Posted |  | Withdrawn |  |  | N/A |  | N/A |  |  | N/A | N/A |  | 3/20/2018 | N/A | N/A |  | 12/9/2019 |  | 12/31/2020 |  |  | N | No
AD2-088 | Laurel 69kV |  | DE | Sussex | Withdrawn | DPL | 30 | 30 | 18 |  | Capacity | Generation Interconnection | Solar |  |  | N/A | https://www.pjm.com/pjmfiles/pub/planning/project-queues/feas_docs/ad2088_fea.pdf | Document Posted |  | Withdrawn |  |  | N/A |  | N/A |  |  | N/A | N/A |  | 3/20/2018 | N/A | N/A |  | 2/6/2020 |  | 12/31/2020 |  |  | N | No
AD2-089 | Anaconda-Tar River 115 kV |  | NC | Edgecombe | Withdrawn | Dominion | 75 | 75 | 45 |  | Capacity | Generation Interconnection | Solar |  |  | N/A | https://www.pjm.com/pjmfiles/pub/planning/project-queues/feas_docs/ad2089_fea.pdf | Document Posted | https://www.pjm.com/pjmfiles/pub/planning/project-queues/impact_studies/Delay email sent 2/82/19; 3/31/19 | Withdrawn |  |  | N/A |  | N/A |  |  | N/A | N/A |  | 3/20/2018 | N/A | N/A |  | 12/9/2019 |  | 12/31/2020 |  |  | N | No
AD2-090 | Handsom - Southampton 115kV |  | VA | Southampton | Withdrawn | Dominion | 70 | 70 | 42 |  | Capacity | Generation Interconnection | Solar |  |  | N/A | https://www.pjm.com/pjmfiles/pub/planning/project-queues/feas_docs/ad2090_fea.pdf | Document Posted | https://www.pjm.com/pjmfiles/pub/planning/project-queues/impact_studies/ad2090_imp.pdf | Document Posted |  |  | N/A |  | N/A |  |  | N/A | N/A |  | 3/20/2018 | N/A | N/A |  | 1/30/2020 |  | 12/31/2020 |  |  | N | No
AD2-091 | Hardin Tap 345kV | Hardin Energy Center – Storage I | OH | Hardin | Suspended | AEP | 50 | 50 | 50 |  | Capacity | Generation Interconnection | Storage |  |  | N/A | https://www.pjm.com/pjmfiles/pub/planning/project-queues/feas_docs/ad2091_fea.pdf | Document Posted | https://www.pjm.com/pjmfiles/pub/planning/project-queues/impact_studies/ad2091_imp.pdf | Document Posted | https://www.pjm.com/pjmfiles/pub/planning/project-queues/facilities/ad2091_fac.pdf | Document Posted | https://www.pjm.com/pjmfiles/pub/planning/project-queues/isa/ad2_091_isa.pdf | Document Posted | N/A | https://www.pjm.com/pjmfiles/pub/planning/project-queues/csa/ad2_091_csa.pdf | Document Posted | N/A | N/A | 10/15/2025 | 3/20/2018 | N/A | N/A | 10/22/2025 |  |  | 12/31/2025 | 12/31/2025 |  | N | No
AD2-092 | Marysville 345kV | Cadence Solar II Energy Center | OH | Union | Under Construction | AEP | 120 | 120 | 72 |  | Capacity | Generation Interconnection | Solar |  |  | N/A | https://www.pjm.com/pjmfiles/pub/planning/project-queues/feas_docs/ad2092_fea.pdf | Document Posted | https://www.pjm.com/pjmfiles/pub/planning/project-queues/impact_studies/ad2092_imp.pdf | Document Posted | https://www.pjm.com/pjmfiles/pub/planning/project-queues/facilities/ad2092_fac.pdf | Document Posted | https://www.pjm.com/pjmfiles/pub/planning/project-queues/isa/ad2_092_isa.pdf | Document Posted | N/A | https://www.pjm.com/pjmfiles/pub/planning/project-queues/csa/ad2_092_csa.pdf | Document Posted | N/A | N/A | 2/28/2025 | 3/22/2018 | N/A | N/A | 9/26/2025 |  |  | 3/20/2026 | 3/20/2026 |  | N | No
AD2-093 | Marysville 345kV | Cadence Solar Energy Center | OH | Union | Under Construction | AEP | 120 | 120 | 72 |  | Capacity | Generation Interconnection | Solar |  |  | N/A | https://www.pjm.com/pjmfiles/pub/planning/project-queues/feas_docs/ad2093_fea.pdf | Document Posted | https://www.pjm.com/pjmfiles/pub/planning/project-queues/impact_studies/ad2093_imp.pdf | Document Posted | https://www.pjm.com/pjmfiles/pub/planning/project-queues/facilities/ad2093_fac.pdf | Document Posted | https://www.pjm.com/pjmfiles/pub/planning/project-queues/isa/ad2_093_isa.pdf | Document Posted | N/A | https://www.pjm.com/pjmfiles/pub/planning/project-queues/csa/ad2_093_csa.pdf | Document Posted | N/A | N/A | 4/15/2025 | 3/21/2018 | N/A | N/A | 9/26/2025 |  |  | 3/20/2026 | 3/20/2026 |  | N | No
AD2-094 | Pantego-Five Points 115 kV |  | NC | Beaufort | Withdrawn | Dominion | 20 | 20 | 16 |  | Capacity | Generation Interconnection | Storage |  |  | N/A |  | Withdrawn |  |  |  |  | N/A |  | N/A |  |  | N/A | N/A |  | 3/20/2018 | N/A | N/A |  | 4/2/2018 |  | 12/31/2020 |  |  | N | No
AD2-095 | Todd 69 kV |  | MD | Dorchester | Withdrawn | DPL | 20 | 20 | 0 |  | Energy | Generation Interconnection | Storage |  |  | N/A |  | Withdrawn |  |  |  |  | N/A |  | N/A |  |  | N/A | N/A |  | 3/20/2018 | N/A | N/A |  | 4/2/2018 |  | 12/31/2021 |  |  | N | No
AD2-096 | Marysville 345kV | Cadence Energy Storage | OH | Union | Suspended | AEP | 50 | 50 | 50 |  | Capacity | Generation Interconnection | Storage |  |  | N/A | https://www.pjm.com/pjmfiles/pub/planning/project-queues/feas_docs/ad2096_fea.pdf | Document Posted | https://www.pjm.com/pjmfiles/pub/planning/project-queues/impact_studies/ad2096_imp.pdf | Document Posted | https://www.pjm.com/pjmfiles/pub/planning/project-queues/facilities/ad2096_fac.pdf | Document Posted | https://www.pjm.com/pjmfiles/pub/planning/project-queues/isa/ad2_096_isa.pdf | Document Posted | N/A | https://www.pjm.com/pjmfiles/pub/planning/project-queues/csa/ad2_096_csa.pdf | Document Posted | N/A | N/A | 9/30/2025 | 3/21/2018 | N/A | N/A | 9/30/2025 |  |  | 3/20/2026 | 3/20/2026 |  | N | No
AD2-097 | Spruance NUG 230kV | Spruance Operating Services LLC | VA | Henrico | In Service | Dominion | 66 | 66 | 11 | 66 | Capacity | Generation Interconnection | Natural Gas |  |  | N/A | https://www.pjm.com/pjmfiles/pub/planning/project-queues/feas_docs/ad2097_fea.pdf | Document Posted | https://www.pjm.com/pjmfiles/pub/planning/project-queues/impact_studies/ad2097_imp.pdf | Document Posted |  |  | https://www.pjm.com/pjmfiles/pub/planning/project-queues/isa/ad2_097_isa.pdf | Document Posted | N/A |  | Not Required | N/A | N/A |  | 3/21/2018 | N/A | N/A | 8/1/2019 |  |  | 5/1/2019 | 5/1/2019 | 10/1/2019 | N | No
AD2-100 | Kincaid-Pana 345 kV | Broomstick Solar Energy Centergy Center | IL | Christian | Engineering and Procurement | ComEd | 210 | 210 | 126 |  | Capacity | Generation Interconnection | Solar |  |  | N/A | https://www.pjm.com/pjmfiles/pub/planning/project-queues/feas_docs/ad2100_fea.pdf | Document Posted | https://www.pjm.com/pjmfiles/pub/planning/project-queues/impact_studies/ad2100_imp.htm | Document Posted | https://www.pjm.com/pjmfiles/pub/planning/project-queues/facilities/ad2100_fac.pdf | Document Posted | https://www.pjm.com/pjmfiles/pub/planning/project-queues/isa/ad2_100_isa.pdf | Document Posted | N/A | https://www.pjm.com/pjmfiles/pub/planning/project-queues/csa/ad2_100_csa.pdf | Document Posted | N/A | N/A | 10/7/2028 | 3/23/2018 | N/A | N/A | 11/7/2028 |  |  | 12/7/2028 | 12/7/2028 |  | N | No
AD2-101 | Bloom-Davis Creek |  | IL | Will | Withdrawn | ComEd | 200 | 200 | 35.2 |  | Capacity | Generation Interconnection | Wind |  |  | N/A | https://www.pjm.com/pjmfiles/pub/planning/project-queues/feas_docs/ad2101_fea.pdf | Document Posted |  |  |  |  | N/A |  | N/A |  |  | N/A | N/A |  | 3/22/2018 | N/A | N/A |  | 5/1/2019 |  | 12/31/2021 |  |  | N | No
AD2-102 | Wempletown 345 kV |  | IL | Winnebago | Withdrawn | ComEd | 200 | 200 | 120 |  | Capacity | Generation Interconnection | Solar |  |  | N/A | https://www.pjm.com/pjmfiles/pub/planning/project-queues/feas_docs/ad2102_fea.pdf | Document Posted | https://www.pjm.com/pjmfiles/pub/planning/project-queues/impact_studies/ad2102_imp.pdf | Document Posted | https://www.pjm.com/pjmfiles/pub/planning/project-queues/facilities/ad2102_fac.pdf | Document Posted |  | Withdrawn | N/A |  | Withdrawn | N/A | N/A |  | 3/22/2018 | N/A | N/A |  | 4/5/2023 |  | 12/31/2021 |  |  | N | No
AD2-103 | Crane CT 1 115kV |  | MD | Baltimore County | Withdrawn | BGE | 14 | 14 | 14 |  | Capacity | Generation Interconnection | Oil |  |  | N/A | https://www.pjm.com/pjmfiles/pub/planning/project-queues/feas_docs/ad2103_fea.pdf | Document Posted | https://www.pjm.com/pjmfiles/pub/planning/project-queues/impact_studies/ad2103_imp.pdf | Document Posted | https://www.pjm.com/pjmfiles/pub/planning/project-queues/facilities/ad2103_fac.pdf | Document Posted |  | Withdrawn | N/A |  | Withdrawn | N/A | N/A |  | 3/22/2018 | N/A | N/A |  | 10/27/2021 |  | 10/31/2019 |  |  | N | No
AD2-104 | Crane CT 2-3-4 115kV |  | MD | Baltimore County | Withdrawn | BGE | 144.6 | 144.6 | 144.6 |  | Capacity | Generation Interconnection | Natural Gas |  |  | N/A | https://www.pjm.com/pjmfiles/pub/planning/project-queues/feas_docs/ad2104_fea.pdf | Document Posted | https://www.pjm.com/pjmfiles/pub/planning/project-queues/impact_studies/ad2104_imp.pdf | Document Posted | https://www.pjm.com/pjmfiles/pub/planning/project-queues/facilities/ad2104_fac.pdf | Document Posted |  | Withdrawn | N/A |  | Withdrawn | N/A | N/A |  | 3/22/2018 | N/A | N/A |  | 10/27/2021 |  | 10/31/2019 |  |  | N | No
AD2-105 | Leslie-Stinnett 161KV |  | KY | Leslie | Withdrawn | AEP | 100 | 100 | 40.6 |  | Capacity | Generation Interconnection | Solar |  |  | N/A | https://www.pjm.com/pjmfiles/pub/planning/project-queues/feas_docs/ad2105_fea.pdf | Document Posted | https://www.pjm.com/pjmfiles/pub/planning/project-queues/impact_studies/ad2105_imp.pdf | Document Posted |  |  | N/A |  | N/A |  |  | N/A | N/A |  | 3/22/2018 | N/A | N/A |  | 1/30/2020 |  | 12/31/2021 |  |  | N | No
AD2-106 | Bulan 69kV |  | KY | Perry | Withdrawn | AEP | 80 | 80 | 33.6 |  | Capacity | Generation Interconnection | Solar |  |  | N/A | https://www.pjm.com/pjmfiles/pub/planning/project-queues/feas_docs/ad2106_fea.pdf | Document Posted | https://www.pjm.com/pjmfiles/pub/planning/project-queues/impact_studies/ad2106_imp.pdf | Document Posted |  |  | N/A |  | N/A |  |  | N/A | N/A |  | 3/22/2018 | N/A | N/A |  | 1/30/2020 |  | 12/31/2021 |  |  | N | No
AD2-107 | Chavies-Bonnyman 69kV |  | KY | Perry | Withdrawn | AEP | 55 | 55 | 23.1 |  | Capacity | Generation Interconnection | Solar |  |  | N/A | https://www.pjm.com/pjmfiles/pub/planning/project-queues/feas_docs/ad2107_fea.pdf | Document Posted | https://www.pjm.com/pjmfiles/pub/planning/project-queues/impact_studies/ad2107_imp.pdf | Document Posted |  | Withdrawn | N/A |  | N/A |  |  | N/A | N/A |  | 3/22/2018 | N/A | N/A |  | 4/16/2020 |  | 12/31/2021 |  |  | N | No
AD2-108 | Springdale CT II 138kV | Springdale | PA | Allegheny | In Service | APS | 96 | 0 | 8 |  | Capacity | Generation Interconnection | Natural Gas |  |  | N/A | https://www.pjm.com/pjmfiles/pub/planning/project-queues/feas_docs/ad2108_fea.pdf | Document Posted | https://www.pjm.com/pjmfiles/pub/planning/project-queues/impact_studies/ad2108_imp.pdf | Document Posted |  |  | https://www.pjm.com/pjmfiles/pub/planning/project-queues/gia/ad2_108_gia.pdf | Document Posted | N/A | https://www.pjm.com/pjmfiles/pub/planning/project-queues/csa/ad2_108_csa.pdf | Document Posted | N/A | N/A |  | 3/22/2018 | N/A | N/A |  |  |  | 6/1/2022 | 6/1/2022 | 7/10/2019 | N | No
AD2-109 | Gans 138kV |  | PA | Fayette | Withdrawn | APS | 100 | 4 | 12 |  | Capacity | Generation Interconnection | Natural Gas |  |  | N/A | https://www.pjm.com/pjmfiles/pub/planning/project-queues/feas_docs/ad2109_fea.pdf | Document Posted | https://www.pjm.com/pjmfiles/pub/planning/project-queues/impact_studies/ad2109_imp.pdf | Document Posted |  |  | N/A |  | N/A |  |  | N/A | N/A |  | 3/22/2018 | N/A | N/A |  | 7/12/2019 |  | 5/31/2022 |  |  | N | No
AD2-110 | Guilford 138kV | Chambersburg Energy, LLC | PA | Franklin | In Service | APS | 100 | 12 | 12 | 12 | Capacity | Generation Interconnection | Natural Gas |  |  | N/A | https://www.pjm.com/pjmfiles/pub/planning/project-queues/feas_docs/ad2110_fea.pdf | Document Posted | https://www.pjm.com/pjmfiles/pub/planning/project-queues/impact_studies/ad2110_imp.pdf | Document Posted |  | Not Required | https://www.pjm.com/pjmfiles/pub/planning/project-queues/isa/ad2_110_isa.pdf | Document Posted | N/A |  | Not Required | N/A | N/A |  | 3/22/2018 | N/A | N/A |  |  |  | 9/30/2022 | 9/30/2022 | 9/14/2020 | N | No
AD2-111 | Hunlock 69 kV |  | PA | Luzerne | Withdrawn | AEP | 50 | 6 | 8 |  | Capacity | Generation Interconnection | Natural Gas |  |  | N/A |  | Withdrawn |  |  |  |  | N/A |  | N/A |  |  | N/A | N/A |  | 3/22/2018 | N/A | N/A |  | 3/28/2018 |  | 5/31/2022 |  |  | N | No
AD2-112 | Springdale CC II 138kV | Springdale | PA | Allegheny | In Service | APS | 610 | 20 | 50.4 | 20 | Capacity | Generation Interconnection | Natural Gas |  |  | N/A | https://www.pjm.com/pjmfiles/pub/planning/project-queues/feas_docs/ad2112_fea.pdf | Document Posted | https://www.pjm.com/pjmfiles/pub/planning/project-queues/impact_studies/ad2112_imp.pdf | Document Posted |  |  | https://www.pjm.com/pjmfiles/pub/planning/project-queues/isa/ad2_112_isa.pdf | Document Posted | N/A |  | Not Required | N/A | N/A |  | 3/22/2018 | N/A | N/A |  |  |  | 6/1/2022 | 6/1/2022 | 11/21/2023 | N | No
AD2-113 | South Bend 500kV | South Bend Generating Station | PA | Armstrong | In Service | APS | 788.1 | 68.1 | 60.6 | 70 | Capacity | Generation Interconnection | Natural Gas |  |  | N/A | https://www.pjm.com/pjmfiles/pub/planning/project-queues/feas_docs/ad2113_fea.pdf | Document Posted | https://www.pjm.com/pjmfiles/pub/planning/project-queues/impact_studies/ad2113_imp.pdf | Document Posted |  |  | https://www.pjm.com/pjmfiles/pub/planning/project-queues/isa/ad2_113_isa.pdf | Document Posted | N/A | https://www.pjm.com/pjmfiles/pub/planning/project-queues/csa/ad2_113_csa.pdf | Document Posted | N/A | N/A |  | 3/22/2018 | N/A | N/A | 6/1/2023 |  |  | 6/1/2023 | 6/1/2023 | 4/27/2022 | N | No
AD2-114 | South Bend 500kV | South Bend Generating Station | PA | Armstrong | Withdrawn | APS | 1200 | 410 | 400 |  | Capacity | Generation Interconnection | Natural Gas |  |  | N/A | https://www.pjm.com/pjmfiles/pub/planning/project-queues/feas_docs/ad2114_fea.pdf | Document Posted | https://www.pjm.com/pjmfiles/pub/planning/project-queues/impact_studies/ad2114_imp.pdf | Document Posted |  | Not Required | https://www.pjm.com/pjmfiles/pub/planning/project-queues/isa/ad2_114_isa.pdf | Document Posted | N/A | https://www.pjm.com/pjmfiles/pub/planning/project-queues/csa/ad2_114_csa.pdf | Document Posted | N/A | N/A |  | 3/22/2018 | N/A | N/A | 6/1/2023 | 10/20/2021 |  | 6/1/2023 | 6/1/2023 |  | N | No
AD2-115 | Lyons-Moselem 69kV | Lyons Solar | PA | Berks | In Service | ME | 20 | 20 | 13 | 20 | Capacity | Generation Interconnection | Solar |  |  | N/A | https://www.pjm.com/pjmfiles/pub/planning/project-queues/feas_docs/ad2115_fea.pdf | Document Posted | https://www.pjm.com/pjmfiles/pub/planning/project-queues/impact_studies/ad2115_imp.pdf | Document Posted | https://www.pjm.com/pjmfiles/pub/planning/project-queues/facilities/ad2115_fac.pdf | Document Posted | https://www.pjm.com/pjmfiles/pub/planning/project-queues/isa/ad2_115_isa.pdf | Document Posted | N/A | https://www.pjm.com/pjmfiles/pub/planning/project-queues/csa/ad2_115_csa.pdf | Document Posted | N/A | N/A | 8/25/2023 | 3/24/2018 | N/A | N/A | 11/29/2023 |  |  | 8/31/2023 | 8/31/2023 | 12/1/2023 | N | No
AD2-116 | Hokes-Grantley 69 kV | Cottontail Solar 2 | PA | York | In Service | ME | 20 | 20 | 13 | 20 | Capacity | Generation Interconnection | Solar |  |  | N/A | https://www.pjm.com/pjmfiles/pub/planning/project-queues/feas_docs/ad2116_fea.pdf | Document Posted | https://www.pjm.com/pjmfiles/pub/planning/project-queues/impact_studies/ad2116_imp.pdf | Document Posted | https://www.pjm.com/pjmfiles/pub/planning/project-queues/facilities/ad2116_fac.pdf | Document Posted | https://www.pjm.com/pjmfiles/pub/planning/project-queues/isa/ad2_116_isa.pdf | Document Posted | N/A | https://www.pjm.com/pjmfiles/pub/planning/project-queues/csa/ad2_116_csa.pdf | Document Posted | N/A | N/A | 3/23/2023 | 3/24/2018 | N/A | N/A | 12/1/2023 |  |  | 12/31/2023 | 12/31/2023 | 3/1/2024 | N | No
AD2-117 | Bernville 69kV |  | PA | Berks | Withdrawn | ME | 15 | 15 | 7.7 |  | Capacity | Generation Interconnection | Solar |  |  | N/A | https://www.pjm.com/pjmfiles/pub/planning/project-queues/feas_docs/ad2117_fea.pdf | Document Posted | https://www.pjm.com/pjmfiles/pub/planning/project-queues/impact_studies/ad2117_imp.pdf | Document Posted |  | Withdrawn | N/A |  | N/A |  |  | N/A | N/A |  | 3/22/2018 | N/A | N/A |  | 5/8/2019 |  | 4/1/2020 |  |  | N | No
AD2-118 | Laurel 12 kV |  | DE | Sussex | Withdrawn | DPL | 5 | 5 | 3.3 |  | Capacity | Generation Interconnection | Solar |  |  | N/A |  | Withdrawn |  |  |  |  | N/A |  | N/A |  |  | N/A | N/A |  | 3/22/2018 | N/A | N/A |  | 3/28/2018 |  | 4/1/2020 |  |  | N | No
AD2-119 | Milesburg-Dale Summit 230kV |  | PA | Centre | Withdrawn | APS | 75 | 75 | 31.5 |  | Capacity | Generation Interconnection | Solar |  |  | N/A | https://www.pjm.com/pjmfiles/pub/planning/project-queues/feas_docs/ad2119_fea.pdf | Document Posted |  |  |  |  | N/A |  | N/A |  |  | N/A | N/A |  | 3/22/2018 | N/A | N/A |  | 9/11/2018 |  | 12/15/2021 |  |  | N | No
AD2-120 | Shenango-McDowell 138kV |  | PA | Mercer | Withdrawn | ATSI | 120 | 120 | 50.4 |  | Capacity | Generation Interconnection | Solar |  |  | N/A | https://www.pjm.com/pjmfiles/pub/planning/project-queues/feas_docs/ad2120_fea.pdf | Document Posted | https://www.pjm.com/pjmfiles/pub/planning/project-queues/impact_studies/ad2120_imp.pdf | Document Posted |  |  | N/A |  | N/A |  |  | N/A | N/A |  | 3/22/2018 | N/A | N/A |  | 6/19/2019 |  | 12/15/2020 |  |  | N | No
AD2-123 | East Danville-Roxborough 230 kV |  | NC | Person | Withdrawn | AEP | 94 | 94 | 68.15 |  | Capacity | Generation Interconnection | Solar |  |  | N/A |  | Withdrawn |  |  |  |  | N/A |  | N/A |  |  | N/A | N/A |  | 3/22/2018 | N/A | N/A |  | 4/16/2018 |  | 6/1/2021 |  |  | N | No
AD2-124 | East Danville-Roxborough 230 kV |  | NC | Person | Withdrawn | AEP | 20 | 20 | 14.54 |  | Capacity | Generation Interconnection | Solar |  |  | N/A |  | Withdrawn |  |  |  |  | N/A |  | N/A |  |  | N/A | N/A |  | 3/22/2018 | N/A | N/A |  | 4/16/2018 |  | 6/1/2021 |  |  | N | No
AD2-125 | Myersdale Storage |  | PA | Somerset | Withdrawn | PENELEC | 68 | 20 | 20 |  | Capacity | Generation Interconnection | Storage |  |  | N/A |  | Withdrawn |  |  |  |  | N/A |  | N/A |  |  | N/A | N/A |  | 3/23/2018 | N/A | N/A |  | 4/3/2018 |  | 12/31/2020 |  |  | N | No
AD2-126 | Backbone Mountain 138 kV |  | WV | Tucker | Withdrawn | APS | 90 | 90 | 18 |  | Capacity | Generation Interconnection | Storage |  |  | N/A |  | Withdrawn |  |  |  |  | N/A |  | N/A |  |  | N/A | N/A |  | 3/23/2018 | N/A | N/A |  | 3/27/2018 |  | 12/31/2020 |  |  | N | No
AD2-127 | East Carbondale-Lackawanna 69 kV |  | PA | Wayne | Withdrawn | PPL | 89 | 20 | 20 |  | Capacity | Generation Interconnection | Storage |  |  | N/A |  | Withdrawn |  |  |  |  | N/A |  | N/A |  |  | N/A | N/A |  | 3/23/2018 | N/A | N/A |  | 4/3/2018 |  | 12/31/2020 |  |  | N | No
AD2-128 | Mill Run 25 kV |  | PA | Fayette | Withdrawn | APS | 15 | 15 | 3 |  | Capacity | Generation Interconnection | Storage |  |  | N/A |  | Withdrawn |  |  |  |  | N/A |  | N/A |  |  | N/A | N/A |  | 3/23/2018 | N/A | N/A |  | 3/27/2018 |  | 12/31/2020 |  |  | N | No
AD2-129 | Somerset Storage |  | PA | Somerset | Withdrawn | PENELEC | 18 | 9 | 9 |  | Capacity | Generation Interconnection | Storage |  |  | N/A |  | Withdrawn |  |  |  |  | N/A |  | N/A |  |  | N/A | N/A |  | 3/23/2018 | N/A | N/A |  | 4/3/2018 |  | 12/31/2020 |  |  | N | No
AD2-130 | ESS-J338 |  | IL | Will | Withdrawn | ComEd | 13.6 | 0 | 4.3 |  | Capacity | Generation Interconnection | Hydro |  |  | N/A | https://www.pjm.com/pjmfiles/pub/planning/project-queues/feas_docs/ad2130_fea.pdf | Document Posted |  | Withdrawn |  |  | N/A |  | N/A |  |  | N/A | N/A |  | 3/23/2018 | N/A | N/A |  | 12/14/2018 |  | 9/14/2018 |  |  | N | No
AD2-131 | Kincaid-Pana 345kV | Broomstick Solar Energy Centergy Center | IL | Christian | Engineering and Procurement | ComEd | 260 | 50 | 8.3 |  | Capacity | Generation Interconnection | Solar |  |  | N/A | https://www.pjm.com/pjmfiles/pub/planning/project-queues/feas_docs/ad2131_fea.pdf | Document Posted | https://www.pjm.com/pjmfiles/pub/planning/project-queues/impact_studies/ad2131_imp.htm | Document Posted | https://www.pjm.com/pjmfiles/pub/planning/project-queues/facilities/ad2131_fac.pdf | Document Posted | https://www.pjm.com/pjmfiles/pub/planning/project-queues/isa/ad2_131_isa.pdf | Document Posted | N/A | https://www.pjm.com/pjmfiles/pub/planning/project-queues/csa/ad2_131_csa.pdf | Document Posted | N/A | N/A | 9/24/2026 | 3/24/2018 | N/A | N/A | 9/24/2026 |  |  | 12/7/2028 | 12/7/2028 |  | N | No
AD2-132 | Olive-Reynolds 345kV |  | IN | Pulaski | Withdrawn | AEP | 200 | 200 | 35.2 |  | Capacity | Generation Interconnection | Wind |  |  | N/A | https://www.pjm.com/pjmfiles/pub/planning/project-queues/feas_docs/ad2132_fea.pdf | Document Posted |  |  |  |  | N/A |  | N/A |  |  | N/A | N/A |  | 3/23/2018 | N/A | N/A |  | 1/10/2019 |  | 12/31/2020 |  |  | N | No
AD2-133 | Eagle Valley 115kV | Sandy Ridge | PA | Centre | In Service | PENELEC | 135.4 | 85.4 | 15.3 | 135.4 | Capacity | Generation Interconnection | Wind |  |  | N/A | https://www.pjm.com/pjmfiles/pub/planning/project-queues/feas_docs/ad2133_fea.pdf | Document Posted | https://www.pjm.com/pjmfiles/pub/planning/project-queues/impact_studies/ad2133_imp.pdf | Document Posted | https://www.pjm.com/pjmfiles/pub/planning/project-queues/facilities/ad2133_fac.pdf | Document Posted | https://www.pjm.com/pjmfiles/pub/planning/project-queues/isa/ad2_133_isa.pdf | Document Posted | N/A | https://www.pjm.com/pjmfiles/pub/planning/project-queues/csa/ad2_133_csa.pdf | Document Posted | N/A | N/A |  | 3/25/2018 | N/A | N/A | 7/1/2023 |  |  | 7/31/2023 | 7/31/2023 | 9/16/2023 | N | No
AD2-134 | Shady Oaks | Shady Oaks Wind Power Project | IL | Lee | Partially in Service - Under Construction | ComEd | 215.4 | 105.9 | 21.2 | 105.9 | Capacity | Generation Interconnection | Wind |  |  | N/A | https://www.pjm.com/pjmfiles/pub/planning/project-queues/feas_docs/ad2134_fea.pdf | Document Posted | https://www.pjm.com/pjmfiles/pub/planning/project-queues/impact_studies/ad2134_imp.htm | Document Posted | https://www.pjm.com/pjmfiles/pub/planning/project-queues/facilities/ad2134_fac.pdf | Document Posted | https://www.pjm.com/pjmfiles/pub/planning/project-queues/isa/ad2_134_isa.pdf | Document Posted | N/A | https://www.pjm.com/pjmfiles/pub/planning/project-queues/csa/ad2_134_csa.pdf | Document Posted | N/A | N/A | 9/7/2023 | 3/25/2018 | N/A | N/A | 9/16/2023 |  |  | 12/7/2027 | 12/7/2027 |  | N | No
AD2-135 | Williamstown 12kV | Monroe-Sicklerville Road LF Solar | NJ | Gloucester | Partially in Service - Under Construction | AEC | 1.62 | 1.62 | 0.6 | 1 | Capacity | Generation Interconnection | Solar |  |  | N/A | https://www.pjm.com/pjmfiles/pub/planning/project-queues/feas_docs/ad2135_fea.pdf | Document Posted | https://www.pjm.com/pjmfiles/pub/planning/project-queues/impact_studies/ad2135_imp.pdf | Document Posted | https://www.pjm.com/pjmfiles/pub/planning/project-queues/facilities/ad2135_fac.pdf | Document Posted | N/A | Wholesale Market Participation Agreement | https://www.pjm.com/pjmfiles/pub/planning/project-queues/wmpa/ad2135_wmpa.pdf | https://www.pjm.com/pjmfiles/pub/planning/project-queues/csa/ad2135_wmpa.pdf | Not Required | N/A | N/A | 5/1/2025 | 3/23/2018 | N/A | N/A | 5/1/2025 |  |  | 3/1/2025 | 3/1/2025 |  | N | No
AD2-136 | Melmore Tap 138kV |  | OH | Seneca | Withdrawn | AEP | 360 | 360 | 46.8 |  | Capacity | Generation Interconnection | Wind |  |  | N/A | https://www.pjm.com/pjmfiles/pub/planning/project-queues/feas_docs/ad2136_fea.pdf | Document Posted | https://www.pjm.com/pjmfiles/pub/planning/project-queues/impact_studies/ad2136_imp.pdf | Document Posted | https://www.pjm.com/pjmfiles/pub/planning/project-queues/facilities/ad2136_fac.pdf | Document Posted |  | Withdrawn | N/A |  | Withdrawn | N/A | N/A |  | 3/23/2018 | N/A | N/A |  | 11/22/2022 |  | 10/31/2021 |  |  | N | No
AD2-137 | Loretto-Wilton Center |  | IL | Will | Withdrawn | ComEd | 150 | 150 | 26.4 |  | Capacity | Generation Interconnection | Wind |  |  | N/A | https://www.pjm.com/pjmfiles/pub/planning/project-queues/feas_docs/ad2137_fea.pdf | Document Posted |  |  |  |  | N/A |  | N/A |  |  | N/A | N/A |  | 3/23/2018 | N/A | N/A |  | 6/28/2019 |  | 12/31/2020 |  |  | N | No
AD2-138 | Olive-Reynolds #1 345kV |  | IN | Warren | Withdrawn | AEP | 200 | 200 | 35.2 |  | Capacity | Generation Interconnection | Wind |  |  | N/A | https://www.pjm.com/pjmfiles/pub/planning/project-queues/feas_docs/ad2138_fea.pdf | Document Posted | https://www.pjm.com/pjmfiles/pub/planning/project-queues/impact_studies/ad2138_imp.pdf | Document Posted |  | Withdrawn | N/A |  | N/A |  |  | N/A | N/A |  | 3/23/2018 | N/A | N/A |  | 4/20/2021 |  | 12/31/2020 |  |  | N | No
AD2-139 | Wilton Center |  | IL | Will | Withdrawn | ComEd | 200 | 200 | 0 |  | Energy | Generation Interconnection | Solar |  |  | N/A |  | Withdrawn |  |  |  |  | N/A |  | N/A |  |  | N/A | N/A |  | 3/23/2018 | N/A | N/A |  | 3/31/2018 |  | 12/31/2020 |  |  | N | No
AD2-140 | Wilton Center |  | IL | Will | Withdrawn | ComEd | 150 | 150 | 26.4 |  | Capacity | Generation Interconnection | Wind |  |  | N/A | https://www.pjm.com/pjmfiles/pub/planning/project-queues/feas_docs/ad2140_fea.pdf | Document Posted |  |  |  |  | N/A |  | N/A |  |  | N/A | N/A |  | 3/23/2018 | N/A | N/A |  | 6/28/2019 |  | 12/31/2020 |  |  | N | No
AD2-141 | Wilton Center |  | IL | Will | Withdrawn | ComEd | 150 | 150 | 26.25 |  | Capacity | Generation Interconnection | Wind |  |  | N/A | https://www.pjm.com/pjmfiles/pub/planning/project-queues/feas_docs/ad2141_fea.pdf | Document Posted |  |  |  |  | N/A |  | N/A |  |  | N/A | N/A |  | 3/23/2018 | N/A | N/A |  | 6/28/2019 |  | 12/31/2020 |  |  | N | No
AD2-142 | Wilton Center |  | IL | Will | Withdrawn | ComEd | 300 | 300 | 52.8 |  | Capacity | Generation Interconnection | Wind |  |  | N/A | https://www.pjm.com/pjmfiles/pub/planning/project-queues/feas_docs/ad2142_fea.pdf | Document Posted |  |  |  |  | N/A |  | N/A |  |  | N/A | N/A |  | 3/23/2018 | N/A | N/A |  | 6/28/2019 |  | 12/31/2020 |  |  | N | No
AD2-143 | Richland Jct-East Leipsic 138kV |  | IN | Randolph | Withdrawn | AEP | 150 | 150 | 26.4 |  | Capacity | Generation Interconnection | Wind |  |  | N/A | https://www.pjm.com/pjmfiles/pub/planning/project-queues/feas_docs/ad2143_fea.pdf | Document Posted |  |  |  |  | N/A |  | N/A |  |  | N/A | N/A |  | 3/23/2018 | N/A | N/A |  | 1/7/2019 |  | 12/31/2020 |  |  | N | No
AD2-144 | Marysville 345kV |  | IN | Randolph | Withdrawn | AEP | 150 | 150 | 26.4 |  | Capacity | Generation Interconnection | Wind |  |  | N/A | https://www.pjm.com/pjmfiles/pub/planning/project-queues/feas_docs/ad2144_fea.pdf | Document Posted |  |  |  |  | N/A |  | N/A |  |  | N/A | N/A |  | 3/23/2018 | N/A | N/A |  | 1/7/2019 |  | 12/31/2020 |  |  | N | No
AD2-145 | Star 345kV |  | IN | Randolph | Withdrawn | ATSI | 150 | 150 | 26.4 |  | Capacity | Generation Interconnection | Wind |  |  | N/A | https://www.pjm.com/pjmfiles/pub/planning/project-queues/feas_docs/ad2145_fea.pdf | Document Posted |  |  |  |  | N/A |  | N/A |  |  | N/A | N/A |  | 3/23/2018 | N/A | N/A |  | 9/4/2018 |  | 12/31/2020 |  |  | N | No
AD2-146 | Wiley 138 kV |  | OH | Butler | Withdrawn | DEOK | 100 | 100 | 42 |  | Capacity | Generation Interconnection | Solar |  |  | N/A |  | Withdrawn |  |  |  |  | N/A |  | N/A |  |  | N/A | N/A |  | 3/23/2018 | N/A | N/A |  | 3/31/2018 |  | 12/31/2020 |  |  | N | No
AD2-147 | South Charleston 345kV |  | OH | Butler | Withdrawn | Dayton | 100 | 100 | 42 |  | Capacity | Generation Interconnection | Solar |  |  | N/A | https://www.pjm.com/pjmfiles/pub/planning/project-queues/feas_docs/ad2147_fea.pdf | Document Posted | https://www.pjm.com/pjmfiles/pub/planning/project-queues/impact_studies/ad2147_imp.pdf | Document Posted |  |  | N/A |  | N/A |  |  | N/A | N/A |  | 3/23/2018 | N/A | N/A |  | 9/24/2019 |  | 12/31/2020 |  |  | N | No
AD2-148 | Davis Creek 345kV |  | IL | DeKalb | Withdrawn | ComEd | 150 | 150 | 26.4 |  | Capacity | Generation Interconnection | Wind |  |  | N/A | https://www.pjm.com/pjmfiles/pub/planning/project-queues/feas_docs/ad2148_fea.pdf | Document Posted |  |  |  |  | N/A |  | N/A |  |  | N/A | N/A |  | 3/23/2018 | N/A | N/A |  | 6/28/2019 |  | 12/31/2020 |  |  | N | No
AD2-149 | Davis Creek 345kV |  | IL | DeKalb | Withdrawn | ComEd | 150 | 150 | 26.4 |  | Capacity | Generation Interconnection | Wind |  |  | N/A | https://www.pjm.com/pjmfiles/pub/planning/project-queues/feas_docs/ad2149_fea.pdf | Document Posted |  |  |  |  | N/A |  | N/A |  |  | N/A | N/A |  | 3/23/2018 | N/A | N/A |  | 6/28/2019 |  | 12/31/2020 |  |  | N | No
AD2-150 | Davis Creek 345kV |  | IL | DeKalb | Withdrawn | ComEd | 150 | 150 | 26.4 |  | Capacity | Generation Interconnection | Wind |  |  | N/A | https://www.pjm.com/pjmfiles/pub/planning/project-queues/feas_docs/ad2150_fea.pdf | Document Posted |  |  |  |  | N/A |  | N/A |  |  | N/A | N/A |  | 3/23/2018 | N/A | N/A |  | 6/28/2019 |  | 12/31/2020 |  |  | N | No
AD2-151 | Hillcrest 345kV |  | OH | Muskingum | Withdrawn | DEOK | 100 | 100 | 42 |  | Capacity | Generation Interconnection | Solar |  |  | N/A | https://www.pjm.com/pjmfiles/pub/planning/project-queues/feas_docs/ad2151_fea.pdf | Document Posted | https://www.pjm.com/pjmfiles/pub/planning/project-queues/impact_studies/ad2151_imp.pdf | Document Posted |  |  | N/A |  | N/A |  |  | N/A | N/A |  | 3/23/2018 | N/A | N/A |  | 7/26/2019 |  | 12/31/2020 |  |  | N | No
AD2-152 | Pocono 230 kV |  | PA | Wayne | Withdrawn | PPL | 150 | 150 | 17.6 |  | Capacity | Generation Interconnection | Wind |  |  | N/A |  | Withdrawn |  |  |  |  | N/A |  | N/A |  |  | N/A | N/A |  | 3/23/2018 | N/A | N/A |  | 4/5/2018 |  | 12/31/2020 |  |  | N | No
AD2-153 | Brokaw-Pontiac Midpoint |  | IL | McLean | Withdrawn | ComEd | 150 | 150 | 26.4 |  | Capacity | Generation Interconnection | Wind |  |  | N/A | https://www.pjm.com/pjmfiles/pub/planning/project-queues/feas_docs/ad2153_fea.pdf | Document Posted |  |  |  |  | N/A |  | N/A |  |  | N/A | N/A |  | 3/23/2018 | N/A | N/A |  | 6/19/2019 |  | 12/31/2020 |  |  | N | No
AD2-154 | Brokaw-Pontiac Midpoint |  | IL | McLean | Withdrawn | ComEd | 150 | 150 | 26.4 |  | Capacity | Generation Interconnection | Wind |  |  | N/A | https://www.pjm.com/pjmfiles/pub/planning/project-queues/feas_docs/ad2154_fea.pdf | Document Posted |  |  |  |  | N/A |  | N/A |  |  | N/A | N/A |  | 3/23/2018 | N/A | N/A |  | 6/17/2019 |  | 12/31/2020 |  |  | N | No
AD2-155 | Brokaw-Pontiac Midpoint |  | IL | Kankakee | Withdrawn | ComEd | 150 | 150 | 26.4 |  | Capacity | Generation Interconnection | Wind |  |  | N/A | https://www.pjm.com/pjmfiles/pub/planning/project-queues/feas_docs/ad2155_fea.pdf | Document Posted |  |  |  |  | N/A |  | N/A |  |  | N/A | N/A |  | 3/23/2018 | N/A | N/A |  | 6/17/2019 |  | 12/31/2020 |  |  | N | No
AD2-156 | Avery 138 kV |  | OH | Erie | Withdrawn | ATSI | 100 | 100 | 42 |  | Capacity | Generation Interconnection | Solar |  |  | N/A |  | Withdrawn |  |  |  |  | N/A |  | N/A |  |  | N/A | N/A |  | 3/23/2018 | N/A | N/A |  | 4/2/2018 |  | 12/31/2020 |  |  | N | No
AD2-157 | Hampshire-Gore 138kV |  | WV | Hampshire | Withdrawn | APS | 100 | 100 | 42 |  | Capacity | Generation Interconnection | Solar |  |  | N/A | https://www.pjm.com/pjmfiles/pub/planning/project-queues/feas_docs/ad2157_fea.pdf | Document Posted | https://www.pjm.com/pjmfiles/pub/planning/project-queues/impact_studies/ad2157_imp.pdf | Document Posted | https://www.pjm.com/pjmfiles/pub/planning/project-queues/facilities/ad2157_fac.pdf | Document Posted |  | Withdrawn | N/A |  | Withdrawn | N/A | N/A |  | 3/23/2018 | N/A | N/A |  | 10/10/2022 |  | 12/21/2021 |  |  | N | No
AD2-158 | Old Chapel-Millville 138kV | Wild Hill Solar | WV | Jefferson | Withdrawn | APS | 77.5 | 77.5 | 46.5 |  | Capacity | Generation Interconnection | Solar |  |  | N/A | https://www.pjm.com/pjmfiles/pub/planning/project-queues/feas_docs/ad2158_fea.pdf | Document Posted | https://www.pjm.com/pjmfiles/pub/planning/project-queues/impact_studies/ad2158_imp.pdf | Document Posted | https://www.pjm.com/pjmfiles/pub/planning/project-queues/facilities/ad2158_fac.pdf | Document Posted | https://www.pjm.com/pjmfiles/pub/planning/project-queues/isa/ad2_158_isa.pdf | Document Posted | N/A | https://www.pjm.com/pjmfiles/pub/planning/project-queues/csa/ad2_158_csa.pdf | Document Posted | N/A | N/A | 10/15/2025 | 3/24/2018 | N/A | N/A | 12/15/2025 | 10/16/2024 |  | 9/1/2024 | 9/1/2024 |  | N | No
AD2-159 | Chestnut 345kV |  | IL | Macon | Withdrawn | ComEd | 187.5 | 187.5 | 33 |  | Capacity | Generation Interconnection | Wind |  |  | N/A | https://www.pjm.com/pjmfiles/pub/planning/project-queues/feas_docs/ad2159_fea.pdf | Document Posted | https://www.pjm.com/pjmfiles/pub/planning/project-queues/impact_studies/ad2159_imp.pdf | Document Posted |  | Withdrawn | N/A |  | N/A |  |  | N/A | N/A |  | 3/26/2018 | N/A | N/A |  | 3/4/2022 |  |  |  |  | N | No
AD2-160 | Hickory-Moyock 230kV | Oak Trail Solar | NC | Currituck | In Service | Dominion | 50 | 50 | 32.8 | 50 | Capacity | Generation Interconnection | Solar |  |  | N/A | https://www.pjm.com/pjmfiles/pub/planning/project-queues/feas_docs/ad2160_fea.pdf | Document Posted | https://www.pjm.com/pjmfiles/pub/planning/project-queues/impact_studies/ad2160_imp.pdf | Document Posted | https://www.pjm.com/pjmfiles/pub/planning/project-queues/facilities/ad2160_fac.pdf | Document Posted | https://www.pjm.com/pjmfiles/pub/planning/project-queues/isa/ad2_160_isa.pdf | Document Posted | N/A | https://www.pjm.com/pjmfiles/pub/planning/project-queues/csa/ad2_160_csa.pdf | Document Posted | N/A | N/A |  | 3/26/2018 | N/A | N/A | 6/9/2023 |  |  | 7/1/2023 | 7/1/2023 | 7/5/2023 | N | No
AD2-161 | Hunlock 69kV |  | PA | Luzerne | Withdrawn | PPL | 10 | 10 | 10 |  | Capacity | Generation Interconnection | Storage |  |  | N/A |  | Withdrawn |  |  |  |  | N/A |  | N/A |  |  | N/A | N/A |  | 3/26/2018 | N/A | N/A |  | 3/28/2018 |  | 5/22/2022 |  |  | N | No
AD2-162 | Biers Run-Circleville 138kV | Scioto Farms Solar Project | OH | Pickaway | Withdrawn | AEP | 110 | 110 | 73.81 |  | Capacity | Generation Interconnection | Solar |  |  | N/A | https://www.pjm.com/pjmfiles/pub/planning/project-queues/feas_docs/ad2162_fea.pdf | Document Posted | https://www.pjm.com/pjmfiles/pub/planning/project-queues/impact_studies/ad2162_imp.pdf | Document Posted | https://www.pjm.com/pjmfiles/pub/planning/project-queues/facilities/ad2162_fac.pdf | Document Posted | https://www.pjm.com/pjmfiles/pub/planning/project-queues/isa/ad2_162_isa.pdf | Document Posted | N/A | https://www.pjm.com/pjmfiles/pub/planning/project-queues/csa/ad2_162_csa.pdf | Document Posted | N/A | N/A |  | 3/27/2018 | N/A | N/A |  | 6/21/2023 |  | 5/31/2025 | 5/31/2025 |  | N | No
AD2-163 | Broadview-Tangy 138 kV | Madison Fields Solar Project | OH | Madison | In Service | ATSI | 180 | 180 | 120.7 | 180 | Capacity | Generation Interconnection | Solar |  |  | N/A | https://www.pjm.com/pjmfiles/pub/planning/project-queues/feas_docs/ad2163_fea.pdf | Document Posted | https://www.pjm.com/pjmfiles/pub/planning/project-queues/impact_studies/ad2163_imp.pdf | Document Posted | https://www.pjm.com/pjmfiles/pub/planning/project-queues/facilities/ad2163_fac.pdf | Document Posted | https://www.pjm.com/pjmfiles/pub/planning/project-queues/isa/ad2_163_isa.pdf | Document Posted | N/A | https://www.pjm.com/pjmfiles/pub/planning/project-queues/csa/ad2_163_csa.pdf | Document Posted | N/A | N/A | 10/26/2023 | 3/27/2018 | N/A | N/A | 10/30/2023 |  |  | 12/31/2023 | 12/31/2023 | 1/23/2024 | N | No
AD2-164 | Peninsula 34.5kV | Langley AFB Generation | VA | City of Hampton | Withdrawn | Dominion | 26.7 | 26.7 | 26.7 |  | Capacity | Generation Interconnection | Natural Gas |  |  | N/A | https://www.pjm.com/pjmfiles/pub/planning/project-queues/feas_docs/ad2164_fea.pdf | Document Posted | https://www.pjm.com/pjmfiles/pub/planning/project-queues/impact_studies/ad2164_imp.pdf | Document Posted |  | Not Required | N/A | Wholesale Market Participation Agreement | https://www.pjm.com/pjmfiles/pub/planning/project-queues/wmpa/ad2164_wmpa.pdf | https://www.pjm.com/pjmfiles/pub/planning/project-queues/csa/ad2164_wmpa.pdf | Not Required | N/A | N/A |  | 3/26/2018 | N/A | N/A | 6/1/2022 | 6/30/2020 |  | 6/1/2022 | 6/1/2022 |  | N | No
AD2-165 | South River II 230kV |  | NJ | Middlesex | Withdrawn | JCPL | 565 | 105 | 40 |  | Capacity | Generation Interconnection | Natural Gas; Storage |  |  | N/A | https://www.pjm.com/pjmfiles/pub/planning/project-queues/feas_docs/ad2165_fea.pdf | Document Posted | https://www.pjm.com/pjmfiles/pub/planning/project-queues/impact_studies/ad2165_imp.pdf | Document Posted |  | Withdrawn | N/A |  | N/A |  |  | N/A | N/A |  | 3/26/2018 | N/A | N/A |  | 2/10/2020 |  | 5/1/2021 |  |  | N | No
AD2-166 | Ironwood 230kV | Helix Ironwood Facility | PA | Lebanon | In Service | ME | 825 | 75 | 89.8 | 40 | Capacity | Generation Interconnection | Natural Gas |  |  | N/A | https://www.pjm.com/pjmfiles/pub/planning/project-queues/feas_docs/ad2166_fea.pdf | Document Posted | https://www.pjm.com/pjmfiles/pub/planning/project-queues/impact_studies/ad2166_imp.pdf | Document Posted |  | Not Required | https://www.pjm.com/pjmfiles/pub/planning/project-queues/isa/ad2_166_isa.pdf | Document Posted | N/A |  | Not Required | N/A | N/A |  | 3/27/2018 | N/A | N/A |  |  |  | 4/30/2022 | 4/30/2022 | 4/28/2022 | N | No
AD2-167 | Rock Springs 500kV | Wildcat Point | MD | Cecil | In Service | Essential Power | 1090 | 90 | 52 | 90 | Capacity | Generation Interconnection | Natural Gas |  |  | N/A | https://www.pjm.com/pjmfiles/pub/planning/project-queues/feas_docs/ad2167_fea.pdf | Document Posted | https://www.pjm.com/pjmfiles/pub/planning/project-queues/impact_studies/ad2167_imp.pdf | Document Posted |  |  | https://www.pjm.com/pjmfiles/pub/planning/project-queues/isa/ad2_167_isa.pdf | Document Posted | N/A |  | Not Required | N/A | N/A |  | 3/27/2018 | N/A | N/A |  |  |  | 12/31/2019 | 12/31/2019 | 7/27/2017 | N | No
AD2-168 | Wempletown 138 kV |  | IL | Winnebago | Withdrawn | ComEd | 150 | 150 | 57 |  | Capacity | Generation Interconnection | Solar; Storage |  |  | N/A |  | Withdrawn |  |  |  |  | N/A |  | N/A |  |  | N/A | N/A |  | 3/28/2018 | N/A | N/A |  | 4/3/2018 |  | 9/15/2020 |  |  | N | No
AD2-169 | Pleasant Hill-Trego 115kV |  | VA | Greensville | Withdrawn | Dominion | 100 | 100 | 60 |  | Capacity | Generation Interconnection | Solar |  |  | N/A |  | Not Required | https://www.pjm.com/pjmfiles/pub/planning/project-queues/impact_studies/ad2169_imp.pdf | Document Posted |  |  | N/A |  | N/A |  |  | N/A | N/A |  | 3/28/2018 | N/A | N/A |  | 1/28/2020 |  | 9/30/2020 |  |  | N | No
AD2-170 | Carll's Corner 12 kV |  | NJ | Cumberland | Withdrawn | AEC | 4.8 | 0 | 0 |  | Energy | Generation Interconnection | Solar |  |  | N/A | https://www.pjm.com/pjmfiles/pub/planning/project-queues/feas_docs/ad2170_fea.pdf | Document Posted |  |  |  |  | N/A |  | N/A |  |  | N/A | N/A |  | 3/28/2018 | N/A | N/A |  | 9/20/2018 |  | 1/1/2019 |  |  | N | No
AD2-171 | Branchburg-Alburtis 500kV |  | NJ | Hunterdon | Withdrawn | PSEG | 700 | 700 | 700 |  | Capacity | Generation Interconnection | Natural Gas |  |  | N/A | https://www.pjm.com/pjmfiles/pub/planning/project-queues/feas_docs/ad2171_fea.pdf | Document Posted | https://www.pjm.com/pjmfiles/pub/planning/project-queues/impact_studies/ad2171_imp.pdf | Document Posted |  | Withdrawn | N/A |  | N/A |  |  | N/A | N/A |  | 3/28/2018 | N/A | N/A |  | 11/25/2020 |  | 6/1/2023 |  |  | N | No
AD2-172 | Lena 138kV | High Point Solar | IL | Stephenson | In Service | ComEd | 50 | 50 | 21 | 50 | Capacity | Generation Interconnection | Solar |  |  | N/A | https://www.pjm.com/pjmfiles/pub/planning/project-queues/feas_docs/ad2172_fea.pdf | Document Posted | https://www.pjm.com/pjmfiles/pub/planning/project-queues/impact_studies/ad2172_imp.pdf | Document Posted | https://www.pjm.com/pjmfiles/pub/planning/project-queues/facilities/ad2172_fac.pdf | Document Posted | https://www.pjm.com/pjmfiles/pub/planning/project-queues/isa/ad2_172_isa.pdf | Document Posted | N/A | https://www.pjm.com/pjmfiles/pub/planning/project-queues/csa/ad2_172_csa.pdf | Document Posted | N/A | N/A | 5/1/2022 | 3/29/2018 | N/A | N/A |  |  |  | 2/28/2024 | 2/28/2024 | 11/30/2023 | N | No
AD2-173 | Bremo-Kidds Store 115 kV |  | VA | Fluvanna | Withdrawn | Dominion | 75 | 75 | 48 |  | Capacity | Generation Interconnection | Solar |  |  | N/A |  | Withdrawn |  |  |  |  | N/A |  | N/A |  |  | N/A | N/A |  | 3/28/2018 | N/A | N/A |  | 4/2/2018 |  | 5/1/2020 |  |  | N | No
AD2-174 | Oakville-St. Andrews 69kV |  | MD | St. Mary's | Withdrawn | SMECO | 52.5 | 52.5 | 31.5 |  | Capacity | Generation Interconnection | Solar |  |  | N/A |  | Withdrawn |  |  |  |  | N/A |  | N/A |  |  | N/A | N/A |  | 3/28/2018 | N/A | N/A |  | 1/24/2019 |  | 9/30/2020 |  |  | N | No
AD2-175 | Davis Creek 345 kV |  | IL | Kankakee | Withdrawn | ComEd | 205 | 205 | 123 |  | Capacity | Generation Interconnection | Solar |  |  | N/A | https://www.pjm.com/pjmfiles/pub/planning/project-queues/feas_docs/ad2175_fea.pdf | Document Posted |  | Withdrawn |  |  | N/A |  | N/A |  |  | N/A | N/A |  | 3/28/2018 | N/A | N/A |  | 12/10/2019 |  | 12/31/2021 |  |  | N | No
AD2-176 | Marengo 138kV |  | IL | McHenry | Withdrawn | ComEd | 100 | 100 | 60 |  | Capacity | Generation Interconnection | Solar |  |  | N/A | https://www.pjm.com/pjmfiles/pub/planning/project-queues/feas_docs/ad2176_fea.pdf | Document Posted |  |  |  |  | N/A |  | N/A |  |  | N/A | N/A |  | 3/28/2018 | N/A | N/A |  | 6/27/2019 |  | 12/31/2021 |  |  | N | No
AD2-177 | Pontiac MidPoint 345 kV |  | IL | Livingston | Withdrawn | ComEd | 205 | 205 | 123 |  | Capacity | Generation Interconnection | Solar |  |  | N/A |  | Withdrawn |  |  |  |  | N/A |  | N/A |  |  | N/A | N/A |  | 3/28/2018 | N/A | N/A |  | 3/23/2018 |  | 12/31/2021 |  |  | N | No
AD2-178 | Wurno 138kV | Blackbird Solar | VA | Pulaski | Withdrawn | AEP | 120 | 120 | 72 |  | Capacity | Generation Interconnection | Solar |  |  | N/A | https://www.pjm.com/pjmfiles/pub/planning/project-queues/feas_docs/ad2178_fea.pdf | Document Posted | https://www.pjm.com/pjmfiles/pub/planning/project-queues/impact_studies/ad2178_imp.htm | Document Posted | https://www.pjm.com/pjmfiles/pub/planning/project-queues/facilities/ad2178_fac.pdf | Document Posted |  | Withdrawn | N/A |  | Withdrawn | N/A | N/A |  | 3/28/2018 | N/A | N/A |  | 4/5/2023 |  | 6/1/2021 |  |  | N | No
AD2-179 | Morgans Cut-Glen Lyn 138kV | Blue Jay Solar | VA | Pulaski | Suspended | AEP | 100 | 100 | 60 |  | Capacity | Generation Interconnection | Solar |  |  | N/A | https://www.pjm.com/pjmfiles/pub/planning/project-queues/feas_docs/ad2179_fea.pdf | Document Posted | https://www.pjm.com/pjmfiles/pub/planning/project-queues/impact_studies/ad2179_imp.htm | Document Posted | https://www.pjm.com/pjmfiles/pub/planning/project-queues/facilities/ad2179_fac.pdf | Document Posted | https://www.pjm.com/pjmfiles/pub/planning/project-queues/isa/ad2_179_isa.pdf | Document Posted | N/A | https://www.pjm.com/pjmfiles/pub/planning/project-queues/csa/ad2_179_csa.pdf | Document Posted | N/A | N/A | 10/31/2025 | 3/29/2018 | N/A | N/A | 11/30/2025 |  |  | 12/31/2025 | 12/31/2025 |  | N | No
AD2-180 | Elk Garden-Parr Run 138kV | Black Rock Wind | WV | Mineral | In Service | APS | 110 | 110 | 15.08 | 110 | Capacity | Generation Interconnection | Wind |  |  | N/A | https://www.pjm.com/pjmfiles/pub/planning/project-queues/feas_docs/ad2180_fea.pdf | Document Posted | https://www.pjm.com/pjmfiles/pub/planning/project-queues/impact_studies/ad2180_imp.pdf | Document Posted | https://www.pjm.com/pjmfiles/pub/planning/project-queues/facilities/ad2180_fac.pdf | Document Posted | https://www.pjm.com/pjmfiles/pub/planning/project-queues/isa/ad2_180_isa.pdf | Document Posted | N/A | https://www.pjm.com/pjmfiles/pub/planning/project-queues/csa/ad2_180_csa.pdf | Document Posted | N/A | N/A |  | 3/29/2018 | N/A | N/A |  |  |  | 12/15/2021 | 12/15/2021 | 10/25/2021 | N | No
AD2-181 | Shawboro-Sligo 230 kV |  | NC | Currituck | Withdrawn | Dominion | 150 | 150 | 105 |  | Capacity | Generation Interconnection | Solar |  |  | N/A |  | Withdrawn |  |  |  |  | N/A |  | N/A |  |  | N/A | N/A |  | 3/29/2018 | N/A | N/A |  | 4/3/2018 |  | 12/31/2018 |  |  | N | No
AD2-182 | George Washington 138 kV |  | WV | Marshall | Withdrawn | AEP | 481.5 | 481.5 | 380 |  | Capacity | Generation Interconnection | Natural Gas |  |  | N/A |  | Withdrawn |  |  |  |  | N/A |  | N/A |  |  | N/A | N/A |  | 3/29/2018 | N/A | N/A |  | 4/6/2018 |  | 4/1/2022 |  |  | N | No
AD2-183 | Cashie 230 kV |  | NC | Bertie | Withdrawn | Dominion | 80 | 80 | 31.2 |  | Capacity | Generation Interconnection | Solar; Storage |  |  | N/A |  | Withdrawn |  |  |  |  | N/A |  | N/A |  |  | N/A | N/A |  | 3/29/2018 | N/A | N/A |  | 4/3/2018 |  | 9/15/2020 |  |  | N | No
AD2-184 | Cashie 230 kV |  | NC | Bertie | Withdrawn | Dominion | 80 | 80 | 31.2 |  | Capacity | Generation Interconnection | Solar; Storage |  |  | N/A |  | Withdrawn |  |  |  |  | N/A |  | N/A |  |  | N/A | N/A |  | 3/29/2018 | N/A | N/A |  | 4/3/2018 |  | 9/15/2020 |  |  | N | No
AD2-185 | Cashie 230 kV |  | NC | Bertie | Withdrawn | Dominion | 80 | 80 | 31.2 |  | Capacity | Generation Interconnection | Solar; Storage |  |  | N/A |  | Withdrawn |  |  |  |  | N/A |  | N/A |  |  | N/A | N/A |  | 3/29/2018 | N/A | N/A |  | 4/3/2018 |  | 9/15/2021 |  |  | N | No
AD2-186 | Hickory 34.5 kV |  | VA | City of Chesapeake | Withdrawn | Dominion | 20 | 20 | 14.4 |  | Capacity | Generation Interconnection | Solar |  |  | N/A |  | Withdrawn |  |  |  |  | N/A |  | N/A |  |  | N/A | N/A |  | 3/29/2018 | N/A | N/A |  | 4/6/2018 |  | 9/30/2019 |  |  | N | No
AD2-187 | Hickory 34.5 kV |  | VA | City of Chesapeake | Withdrawn | Dominion | 12 | 12 | 8.64 |  | Capacity | Generation Interconnection | Solar |  |  | N/A |  | Withdrawn |  |  |  |  | N/A |  | N/A |  |  | N/A | N/A |  | 3/29/2018 | N/A | N/A |  | 4/6/2018 |  | 9/30/2019 |  |  | N | No
AD2-188 | Nelson-Electric Junc |  | IL | Lee | Withdrawn | ComEd | 125 | 125 | 75 |  | Capacity | Generation Interconnection | Solar |  |  | N/A |  | Withdrawn |  |  |  |  | N/A |  | N/A |  |  | N/A | N/A |  | 3/29/2018 | N/A | N/A |  | 4/6/2018 |  | 6/30/2021 |  |  | N | No
AD2-189 | Kammer-Vassell 765kV | Guernsey Power Station | OH | Guernsey | In Service | AEP | 1875 | 225 | 186 | 225 | Capacity | Generation Interconnection | Natural Gas |  |  | N/A | https://www.pjm.com/pjmfiles/pub/planning/project-queues/feas_docs/ad2189_fea.pdf | Document Posted | https://www.pjm.com/pjmfiles/pub/planning/project-queues/impact_studies/ad2189_imp.pdf | Document Posted |  |  | https://www.pjm.com/pjmfiles/pub/planning/project-queues/isa/ad2_189_isa.pdf | Document Posted | N/A | https://www.pjm.com/pjmfiles/pub/planning/project-queues/csa/ad2_189_csa.pdf | Document Posted | N/A | N/A | 9/23/2021 | 3/30/2018 | N/A | N/A | 9/17/2022 |  |  | 12/31/2022 | 12/31/2022 | 2/27/2023 | N | No
AD2-190 | Morrisville 230 kV |  | VA | Fauquier | Withdrawn | Dominion | 200 | 200 | 111.7933 |  | Capacity | Generation Interconnection | Solar |  |  | N/A |  | Withdrawn |  |  |  |  | N/A |  | N/A |  |  | N/A | N/A |  | 3/30/2018 | N/A | N/A |  | 4/6/2018 |  | 11/1/2020 |  |  | N | No
AD2-191 | Melmore 138kV |  | OH | Seneca | Withdrawn | AEP | 370 | 170 | 22.1 |  | Capacity | Generation Interconnection | Wind |  |  | N/A | https://www.pjm.com/pjmfiles/pub/planning/project-queues/feas_docs/ad2191_fea.pdf | Document Posted | https://www.pjm.com/pjmfiles/pub/planning/project-queues/impact_studies/ad2191_imp.pdf | Document Posted |  |  | N/A |  | N/A |  |  | N/A | N/A |  | 3/30/2018 | N/A | N/A |  | 6/3/2020 |  | 11/2/2020 |  |  | N | No
AD2-192 | Glen Falls 138kV | Glen Falls Facility | WV | Harrison | Engineering and Procurement | APS | 625 | 45 | 20 |  | Capacity | Generation Interconnection | Natural Gas |  |  | N/A | https://www.pjm.com/pjmfiles/pub/planning/project-queues/feas_docs/ad2192_fea.pdf | Document Posted | https://www.pjm.com/pjmfiles/pub/planning/project-queues/impact_studies/ad2192_imp.pdf | Document Posted |  | Not Required | https://www.pjm.com/pjmfiles/pub/planning/project-queues/isa/ad2_192_isa.pdf | Document Posted | N/A | https://www.pjm.com/pjmfiles/pub/planning/project-queues/csa/ad2_192_csa.pdf | Document Posted | N/A | N/A | 8/31/2026 | 3/31/2018 | N/A | N/A | 3/31/2027 |  |  | 1/31/2029 | 1/31/2029 |  | N | No
AD2-193 | Spotsylvania 500 kV |  | VA | Spotsylvania | Withdrawn | Dominion | 556 | 208.5 | 208.5 |  | Capacity | Generation Interconnection | Solar |  |  | N/A |  | Withdrawn |  |  |  |  | N/A |  | N/A |  |  | N/A | N/A |  | 3/30/2018 | N/A | N/A |  | 4/6/2018 |  | 11/1/2020 |  |  | N | No
AD2-194 | Elwood 345 kV | Jackson Generation | IL | Will | Partially in Service - Under Construction | ComEd | 1260.9 | 60 | 120 | 19.49 | Capacity | Generation Interconnection | Natural Gas |  |  | N/A | https://www.pjm.com/pjmfiles/pub/planning/project-queues/feas_docs/ad2194_fea.pdf | Document Posted | https://www.pjm.com/pjmfiles/pub/planning/project-queues/impact_studies/ad2194_imp.htm | Document Posted |  | Not Required | https://www.pjm.com/pjmfiles/pub/planning/project-queues/isa/ad2_194_isa.pdf | Document Posted | N/A |  | Not Required | N/A | N/A |  | 3/31/2018 | N/A | N/A | 6/1/2024 |  |  | 1/1/2027 | 1/1/2027 |  | N | No
AD2-195 | Trowbridge-Pantero 115 kV |  | NC | Washington | Withdrawn | Dominion | 80 | 80 | 55.9 |  | Capacity | Generation Interconnection | Solar |  |  | N/A | https://www.pjm.com/pjmfiles/pub/planning/project-queues/feas_docs/ad2195_fea.pdf | Document Posted |  |  |  |  | N/A |  | N/A |  |  | N/A | N/A |  | 3/30/2018 | N/A | N/A |  | 9/25/2018 |  | 6/1/2021 |  |  | N | No
AD2-196 | Acahela 230 kV |  | PA | Luzerne | Withdrawn | PPL | 150 | 150 | 26.4 |  | Capacity | Generation Interconnection | Wind |  |  | N/A |  | Withdrawn |  |  |  |  | N/A |  | N/A |  |  | N/A | N/A |  | 3/30/2018 | N/A | N/A |  | 4/5/2018 |  | 12/31/2020 |  |  | N | No
AD2-197 | Carson-Rodgers Road 500 kV |  | VA | Greensville | Withdrawn | Dominion | 500 | 500 | 300 |  | Capacity | Generation Interconnection | Solar |  |  | N/A |  | Withdrawn | [5 empty] | Withdrawn | N/A |  |  | N/A | N/A |  | 3/30/2018 | N/A | N/A |  | 4/9/2018 |  | 5/3/2021 |  |  | N | No
AD2-198 | Ellwood |  | IL | Will | Withdrawn | ComEd | 1745 | 135 | 135 |  | Capacity | Generation Interconnection | Natural Gas |  |  | N/A |  | Withdrawn |  |  |  |  | N/A |  | N/A |  |  | N/A | N/A |  | 3/30/2018 | N/A | N/A |  | 4/6/2018 |  | 3/1/2020 |  |  | N | No
AD2-199 | St. Barnabas 13kV II | Spectrum Solar II | MD | Prince George's | Withdrawn | PEPCO | 3 | 3 | 1.26 |  | Capacity | Generation Interconnection | Solar |  |  | N/A | https://www.pjm.com/pjmfiles/pub/planning/project-queues/feas_docs/ad2199_fea.pdf | Document Posted | https://www.pjm.com/pjmfiles/pub/planning/project-queues/impact_studies/ad2199_imp.pdf | Document Posted | https://www.pjm.com/pjmfiles/pub/planning/project-queues/facilities/ad2199_fac.pdf | Document Posted | N/A | Wholesale Market Participation Agreement | https://www.pjm.com/pjmfiles/pub/planning/project-queues/wmpa/ad2199_wmpa.pdf | https://www.pjm.com/pjmfiles/pub/planning/project-queues/csa/ad2199_wmpa.pdf | Not Required | N/A | N/A |  | 3/30/2018 | N/A | N/A | 12/30/2023 | 4/27/2024 |  | 6/3/2022 | 6/3/2022 |  | N | No
AD2-200 | Briery-Clover 230 kV |  | VA | Mecklenburg | Withdrawn | Dominion | 144 | 14 | 9.5 |  | Capacity | Generation Interconnection | Solar |  |  | N/A | https://www.pjm.com/pjmfiles/pub/planning/project-queues/feas_docs/ad2200_fea.pdf | Document Posted |  |  |  |  | N/A |  | N/A |  |  | N/A | N/A |  | 3/30/2018 | N/A | N/A |  | 10/16/2018 |  | 9/2/2019 |  |  | N | No
AD2-201 | South Creek 115 kV |  | VA | Appomattox | Withdrawn | Dominion | 62 | 62 | 40.5 |  | Capacity | Generation Interconnection | Solar |  |  | N/A |  | Withdrawn |  |  |  |  | N/A |  | N/A |  |  | N/A | N/A |  | 3/30/2018 | N/A | N/A |  | 4/6/2018 |  | 3/31/2020 |  |  | N | No
AD2-201A | Hickman-Riverbend 69kV |  | VA | Pulaski | Withdrawn | AEP | 50 | 50 | 31 |  | Capacity | Generation Interconnection | Solar |  |  | N/A | https://www.pjm.com/pjmfiles/pub/planning/project-queues/feas_docs/ad2201a_fea.pdf | Document Posted |  |  |  |  | N/A |  | N/A |  |  | N/A | N/A |  | 3/30/2018 | N/A | N/A |  | 1/22/2019 |  | 5/3/2021 |  |  | N | No
AD2-202 | Clover-Sedge Hill 230kV | Foxhound Solar | VA | Halifax | In Service | Dominion | 83 | 18.8 | 12.8 | 18.8 | Capacity | Generation Interconnection | Solar |  |  | N/A | https://www.pjm.com/pjmfiles/pub/planning/project-queues/feas_docs/ad2202_fea.pdf | Document Posted | https://www.pjm.com/pjmfiles/pub/planning/project-queues/impact_studies/ad2202_imp.pdf | Document Posted | https://www.pjm.com/pjmfiles/pub/planning/project-queues/facilities/ad2202_fac.pdf | Document Posted | https://www.pjm.com/pjmfiles/pub/planning/project-queues/isa/ad2_202_isa.pdf | Document Posted | N/A | https://www.pjm.com/pjmfiles/pub/planning/project-queues/csa/ad2_202_csa.pdf | Document Posted | N/A | N/A | 2/1/2024 | 3/31/2018 | N/A | N/A | 2/15/2024 |  |  | 5/31/2024 | 5/31/2024 | 4/24/2024 | N | No
AD2-203 | Clubhouse-Lakeville 230 kV |  | VA | Greensville | Withdrawn | Dominion | 72.3 | 72.3 | 49.2 |  | Capacity | Generation Interconnection | Solar |  |  | N/A |  | Withdrawn |  |  |  |  | N/A |  | N/A |  |  | N/A | N/A |  | 3/30/2018 | N/A | N/A |  | 4/6/2018 |  | 9/4/2020 |  |  | N | No
AD2-204 | Burlington 26 kV |  | NJ | Burlington | Withdrawn | PSEG | 5 | 5 | 5 |  | Capacity | Generation Interconnection | Solar |  |  | N/A |  | Withdrawn |  |  |  |  | N/A |  | N/A |  |  | N/A | N/A |  | 3/30/2018 | N/A | N/A |  | 4/2/2018 |  | 5/31/2019 |  |  | N | No
AD2-205 | Byllesby 69 kV | Buck & Byllesby Hydro Project | VA | Carroll | In Service | AEP | 4 | 4 | 0 | 4 | Energy | Generation Interconnection | Storage |  |  | N/A | https://www.pjm.com/pjmfiles/pub/planning/project-queues/feas_docs/ad2205_fea.pdf | Document Posted | https://www.pjm.com/pjmfiles/pub/planning/project-queues/impact_studies/ad2205_imp.pdf | Document Posted |  | Not Required | https://www.pjm.com/pjmfiles/pub/planning/project-queues/isa/ad2_205_isa.pdf | Document Posted | N/A |  | Not Required | N/A | N/A |  | 4/13/2018 | N/A | N/A |  |  |  | 12/31/2018 | 12/31/2018 | 1/31/2019 | N | No
AD2-206 | Clubhouse-Freeman DP 115 kV |  | VA | Greensville | Withdrawn | Dominion | 250 | 250 | 150.1 |  | Capacity | Generation Interconnection | Solar |  |  | N/A |  | Withdrawn |  |  |  |  | N/A |  | N/A |  |  | N/A | N/A |  | 3/30/2018 | N/A | N/A |  | 4/4/2018 |  | 6/1/2020 |  |  | N | No
AD2-207 | Suffolk-Poe 115 kV |  | VA | Isle of Wight | Withdrawn | Dominion | 100 | 100 | 60 |  | Capacity | Generation Interconnection | Solar |  |  | N/A |  | Withdrawn |  |  |  |  | N/A |  | N/A |  |  | N/A | N/A |  | 3/30/2018 | N/A | N/A |  | 4/4/2018 |  | 6/1/2020 |  |  | N | No
AD2-208 | Boykins 115 kV |  | VA | City of Portsmouth | Withdrawn | Dominion | 100 | 100 | 60 |  | Capacity | Generation Interconnection | Solar |  |  | N/A |  | Withdrawn |  |  |  |  | N/A |  | N/A |  |  | N/A | N/A |  | 3/30/2018 | N/A | N/A |  | 4/5/2018 |  |  |  |  | N | No
AD2-209 | Cherryville 12.5 kV |  | NJ | Hunterdon | Withdrawn | JCPL | 2 | 2 | 0 |  | Energy | Generation Interconnection | Storage |  |  | N/A | https://www.pjm.com/pjmfiles/pub/planning/project-queues/feas_docs/ad2209_fea.pdf | Document Posted |  |  |  |  | N/A |  | N/A |  |  | N/A | N/A |  | 3/30/2018 | N/A | N/A |  | 10/9/2018 |  | 11/30/2018 |  |  | N | No
AD2-210 | Cedar Knolls 12.5 kV | South Jefferson Road Storage | NJ | Morris | Withdrawn | JCPL | 2 | 2 | 0 |  | Energy | Generation Interconnection | Storage |  |  | N/A | https://www.pjm.com/pjmfiles/pub/planning/project-queues/feas_docs/ad2210_fea.pdf | Document Posted | https://www.pjm.com/pjmfiles/pub/planning/project-queues/impact_studies/ad2210_imp.pdf | Document Posted |  |  | N/A | Wholesale Market Participation Agreement | https://www.pjm.com/pjmfiles/pub/planning/project-queues/wmpa/ad2210_wmpa.pdf | https://www.pjm.com/pjmfiles/pub/planning/project-queues/csa/ad2210_wmpa.pdf | Not Required | N/A | N/A |  | 3/30/2018 | N/A | N/A | 11/30/2023 | 11/1/2023 |  | 12/31/2020 | 12/31/2020 |  | N | No
AD2-211 | Great Adventure 34.5 kV |  | NJ | Monmouth | Withdrawn | JCPL | 20 | 20 | 0 |  | Energy | Generation Interconnection | Storage |  |  | N/A |  | Withdrawn |  |  |  |  | N/A |  | N/A |  |  | N/A | N/A |  | 3/30/2018 | N/A | N/A |  | 3/31/2018 |  | 10/1/2018 |  |  | N | No
AD2-212 | Ocean Bay 128 kV |  | MD | Worcester | Withdrawn | DPL | 160 | 160 | 70 |  | Capacity | Generation Interconnection | Offshore Wind |  |  | N/A |  | Withdrawn |  |  |  |  | N/A |  | N/A |  |  | N/A | N/A |  | 3/30/2018 | N/A | N/A |  | 4/10/2018 |  | 6/1/2022 |  |  | N | No
AD2-213 | East Flemington-Lebanon 34.5 kV | Justin Court Energy Storage | NJ | Hunterdon | In Service | JCPL | 20 | 20 | 0 | 20 | Energy | Generation Interconnection | Storage |  |  | N/A | https://www.pjm.com/pjmfiles/pub/planning/project-queues/feas_docs/ad2213_fea.pdf | Document Posted | https://www.pjm.com/pjmfiles/pub/planning/project-queues/impact_studies/ad2213_imp.pdf | Document Posted | https://www.pjm.com/pjmfiles/pub/planning/project-queues/facilities/ad2213_fac.pdf | Document Posted | https://www.pjm.com/pjmfiles/pub/planning/project-queues/isa/ad2_213_isa.pdf | Document Posted | N/A | https://www.pjm.com/pjmfiles/pub/planning/project-queues/csa/ad2_213_csa.pdf | Document Posted | N/A | N/A | 11/20/2023 | 4/1/2018 | N/A | N/A | 12/18/2023 |  |  | 7/14/2023 | 7/14/2023 | 2/15/2024 | N | No
AD2-214 | Rock Falls-Garden Plains |  | IL | Whiteside | Withdrawn | ComEd | 68 | 68 | 40.8 |  | Capacity | Generation Interconnection | Solar |  |  | N/A | https://www.pjm.com/pjmfiles/pub/planning/project-queues/feas_docs/ad2214_fea.pdf | Document Posted | https://www.pjm.com/pjmfiles/pub/planning/project-queues/impact_studies/ad2214_imp.htm | Document Posted | https://www.pjm.com/pjmfiles/pub/planning/project-queues/facilities/ad2214_fac.pdf | Document Posted |  | Withdrawn | N/A |  | Withdrawn | N/A | N/A |  | 3/30/2018 | N/A | N/A |  | 5/2/2023 |  | 5/3/2021 |  |  | N | No
AD2-215 | Kings Fork 34.5 kV | Godwin Blvd Solar | VA | City of Suffolk | Withdrawn | Dominion | 15 | 15 | 9.8 |  | Capacity | Generation Interconnection | Solar |  |  | N/A | https://www.pjm.com/pjmfiles/pub/planning/project-queues/feas_docs/ad2215_fea.pdf | Document Posted | https://www.pjm.com/pjmfiles/pub/planning/project-queues/impact_studies/ad2215_imp.pdf | Document Posted |  | Not Required | N/A | Wholesale Market Participation Agreement | https://www.pjm.com/pjmfiles/pub/planning/project-queues/wmpa/ad2215_wmpa.pdf | https://www.pjm.com/pjmfiles/pub/planning/project-queues/csa/ad2215_wmpa.pdf | Not Required | N/A | N/A |  | 3/30/2018 | N/A | N/A | 12/1/2021 | 1/14/2021 |  | 12/1/2021 | 12/1/2021 |  | N | No
AD2-216 | Axton 138 kV |  | VA | Henry | Withdrawn | AEP | 68 | 68 | 43.9 |  | Capacity | Generation Interconnection | Solar |  |  | N/A |  | Withdrawn |  |  |  |  | N/A |  | N/A |  |  | N/A | N/A |  | 3/30/2018 | N/A | N/A |  | 4/3/2018 |  | 3/31/2020 |  |  | N | No
AD2-217 | Crossland 13 kV |  | PA | Mercer | Withdrawn | ATSI | 8.8 | 8.8 | 0 |  | Energy | Generation Interconnection | Storage |  |  | N/A |  | Withdrawn |  |  |  |  | N/A |  | N/A |  |  | N/A | N/A |  | 3/30/2018 | N/A | N/A |  | 4/4/2018 |  | 3/1/2019 |  |  | N | No
AE1-001 | Calvert Cliffs 500kV | Calvert Cliffs Units 1 and 2 (f/k/a PJM Queue M04) | MD | Calvert | In Service | BGE | 1820.8 | 28.1 | 7.1 |  | Capacity | Generation Interconnection | Nuclear |  |  | N/A | https://www.pjm.com/pjmfiles/pub/planning/project-queues/feas_docs/ae1001_fea.pdf | Document Posted | https://www.pjm.com/pjmfiles/pub/planning/project-queues/impact_studies/ae1001_imp.pdf | Document Posted |  | Not Required | https://www.pjm.com/pjmfiles/pub/planning/project-queues/isa/ae1_001_isa.pdf | Document Posted | N/A |  |  | N/A | N/A |  | 4/2/2018 | N/A | N/A |  |  |  | 1/13/2023 | 1/13/2023 | 2/7/2023 | N | No
AE1-002 | Wilton Center-Loretto |  | IN | Benton | Withdrawn | ComEd | 100 | 100 | 0 |  | Energy | Generation Interconnection | Storage |  |  | N/A | https://www.pjm.com/pjmfiles/pub/planning/project-queues/feas_docs/ae1002_fea.pdf | Document Posted |  |  |  |  | N/A |  | N/A |  |  | N/A | N/A |  | 4/4/2018 | N/A | N/A |  | 7/29/2019 |  | 12/31/2020 |  |  | N | No
AE1-003 | Williams 138 kV |  | WV | Grant | Withdrawn | APS | 209 | 59 | 0 |  | Energy | Generation Interconnection | Storage |  |  | N/A | https://www.pjm.com/pjmfiles/pub/planning/project-queues/feas_docs/ae1003_fea.pdf | Document Posted | https://www.pjm.com/pjmfiles/pub/planning/project-queues/impact_studies/ae1003_imp.pdf | Document Posted |  | Withdrawn | N/A |  | N/A |  |  | N/A | N/A |  | 4/4/2018 | N/A | N/A |  | 9/25/2020 |  | 12/31/2020 |  |  | N | No | This project slid two queues
AE1-004 | Harmony Village-Shackleford 115 kV | Walnut Solar I | VA | King and Queen | Under Construction | Dominion | 110 | 20 | 7.6 |  | Capacity | Generation Interconnection | Solar |  |  | N/A | https://www.pjm.com/pjmfiles/pub/planning/project-queues/feas_docs/ae1004_fea.pdf | Document Posted | https://www.pjm.com/pjmfiles/pub/planning/project-queues/impact_studies/ae1004_imp.pdf | Document Posted |  | Not Required | https://www.pjm.com/pjmfiles/pub/planning/project-queues/isa/ae1_004_isa.pdf | Document Posted | N/A |  | Not Required | N/A | N/A |  | 4/7/2018 | N/A | N/A | 10/15/2025 |  |  | 7/14/2026 | 7/14/2026 |  | N | No
AE1-005 | Pantego-Five Points 115 kV |  | NC | Beaufort | Withdrawn | Dominion | 20 | 20 | 16 |  | Capacity | Generation Interconnection | Storage |  |  | N/A |  | Withdrawn |  |  |  |  | N/A |  | N/A |  |  | N/A | N/A |  | 4/20/2018 | N/A | N/A | 10/28/2025 |  |  | 12/31/2020 |  |  | N | No
AE1-006 | Germantown 115 kV | Brookview Solar I | PA | Adams | Withdrawn | ME | 75 | 20 | 7.6 |  | Capacity | Generation Interconnection | Solar |  |  | N/A | https://www.pjm.com/pjmfiles/pub/planning/project-queues/feas_docs/ae1006_fea.pdf | Document Posted | https://www.pjm.com/pjmfiles/pub/planning/project-queues/impact_studies/ae1006_imp.pdf | Document Posted |  | Not Required | https://www.pjm.com/pjmfiles/pub/planning/project-queues/isa/ae1_006_isa.pdf | Document Posted | N/A |  | Not Required | N/A | N/A | 11/30/2033 | 4/23/2018 | N/A | N/A | 12/30/2033 | 12/11/2023 |  | 12/15/2025 | 12/15/2025 |  | N | No
AE1-007 | Camden-Crystal III 69 kV |  | OH | Preble | Withdrawn | Dayton | 89.9 | 20 | 7.6 |  | Capacity | Generation Interconnection | Solar |  |  | N/A | https://www.pjm.com/pjmfiles/pub/planning/project-queues/feas_docs/ae1007_fea.pdf | Document Posted | https://www.pjm.com/pjmfiles/pub/planning/project-queues/impact_studies/ae1007_imp.pdf | Document Posted | https://www.pjm.com/pjmfiles/pub/planning/project-queues/facilities/ae1007_fac.pdf | Document Posted |  | Withdrawn | N/A |  | Withdrawn | N/A | N/A |  | 4/23/2018 | N/A | N/A |  | 8/16/2021 |  | 7/1/2019 |  |  | N | No
AE1-008 | College Corner 138 kV |  | OH | Preble | Withdrawn | AEP | 100 | 20 | 7.6 |  | Capacity | Generation Interconnection | Solar |  |  | N/A | https://www.pjm.com/pjmfiles/pub/planning/project-queues/feas_docs/ae1008_fea.pdf | Document Posted |  |  |  |  | N/A |  | N/A |  |  | N/A | N/A |  | 4/23/2018 | N/A | N/A |  | 8/1/2019 |  | 7/1/2019 |  |  | N | No
AE1-009 | Bremo-Cunningham DP 115 kV |  | VA | Fluvanna | Withdrawn | Dominion | 20 | 20 | 13.1 |  | Capacity | Generation Interconnection | Solar |  |  | N/A | https://www.pjm.com/pjmfiles/pub/planning/project-queues/feas_docs/ae1009_fea.pdf | Document Posted |  |  |  |  | N/A |  | N/A |  |  | N/A | N/A |  | 4/25/2018 | N/A | N/A |  | 3/11/2019 |  | 3/31/2020 |  |  | N | No
AE1-010 | Locust Grove-Paytes 115 kV |  | VA | Orange | Withdrawn | Dominion | 95.5 | 33 | 33 |  | Capacity | Generation Interconnection | Storage |  |  | N/A | https://www.pjm.com/pjmfiles/pub/planning/project-queues/feas_docs/ae1131_fea.pdf | Document Posted |  |  |  |  | N/A |  | N/A |  |  | N/A | N/A |  | 4/27/2018 | N/A | N/A |  | 3/11/2019 |  | 9/30/2021 |  |  | N | No
AE1-011 | Livingston Road 13 kV |  | MD | N/A | Withdrawn | PEPCO | 1.48 | 1.48 | 0 |  | Energy | Generation Interconnection | Solar |  |  | N/A |  | Withdrawn |  |  |  |  | N/A |  | N/A |  |  | N/A | N/A |  | 5/2/2018 | N/A | N/A |  | 9/24/2018 |  | 3/31/2019 |  |  | Y | No
AE1-012 | 64th St. 13 kV | 1724 64th Street | MD | Prince George's | Withdrawn | PEPCO | 0.54 | 0.54 | 0.22 |  | Capacity | Generation Interconnection | Solar |  |  | N/A | https://www.pjm.com/pjmfiles/pub/planning/project-queues/feas_docs/ae1012_fea.pdf | Document Posted | https://www.pjm.com/pjmfiles/pub/planning/project-queues/impact_studies/ae1012_imp.pdf | Document Posted |  | Not Required | N/A | Wholesale Market Participation Agreement | https://www.pjm.com/pjmfiles/pub/planning/project-queues/wmpa/ae1012_wmpa.pdf | https://www.pjm.com/pjmfiles/pub/planning/project-queues/csa/ae1012_wmpa.pdf | Not Required | N/A | N/A |  | 10/2/2018 | N/A | N/A |  | 11/11/2022 |  | 12/30/2022 | 12/30/2022 |  | N | No
AE1-013 | Suitland Road 13 kV | 4179 Suitland Road | MD | Prince George's | Withdrawn | PEPCO | 0.9 | 0.9 | 0.378 |  | Capacity | Generation Interconnection | Solar |  |  | N/A | https://www.pjm.com/pjmfiles/pub/planning/project-queues/feas_docs/ae1013_fea.pdf | Document Posted | https://www.pjm.com/pjmfiles/pub/planning/project-queues/impact_studies/ae1013_imp.pdf | Document Posted |  | Not Required | N/A | Wholesale Market Participation Agreement | https://www.pjm.com/pjmfiles/pub/planning/project-queues/wmpa/ae1013_wmpa.pdf | https://www.pjm.com/pjmfiles/pub/planning/project-queues/csa/ae1013_wmpa.pdf | Not Required | N/A | N/A |  | 5/3/2018 | N/A | N/A | 6/30/2024 | 4/27/2024 |  | 12/31/2022 | 12/31/2022 |  | N | No
AE1-014 | Canada Street 13 kV |  | MD | Prince George's | Withdrawn | PEPCO | 0.54 | 0.54 | 0.23 |  | Capacity | Generation Interconnection | Solar |  |  | N/A |  | Withdrawn |  |  |  |  | N/A |  | N/A |  |  | N/A | N/A |  | 5/2/2018 | N/A | N/A |  | 9/24/2018 |  | 9/30/2019 |  |  | Y | No
AE1-015 | St. Barnabas Road 13 kV | 5203 Saint Barnabas Road | MD | Prince George's | Withdrawn | PEPCO | 1.4 | 1.4 | 0.567 |  | Capacity | Generation Interconnection | Solar |  |  | N/A | https://www.pjm.com/pjmfiles/pub/planning/project-queues/feas_docs/ae1015_fea.pdf | Document Posted | https://www.pjm.com/pjmfiles/pub/planning/project-queues/impact_studies/ae1015_imp.pdf | Document Posted |  | Not Required | N/A | Wholesale Market Participation Agreement | https://www.pjm.com/pjmfiles/pub/planning/project-queues/wmpa/ae1015_wmpa.pdf | https://www.pjm.com/pjmfiles/pub/planning/project-queues/csa/ae1015_wmpa.pdf | Not Required | N/A | N/A |  | 5/2/2018 | N/A | N/A |  | 11/11/2022 |  | 12/31/2022 | 12/31/2022 |  | N | No
AE1-016 | Livingston Road 13 kV |  | MD | Prince George's | Withdrawn | PEPCO | 1.08 | 1.08 | 0.4536 |  | Capacity | Generation Interconnection | Solar |  |  | N/A | https://www.pjm.com/pjmfiles/pub/planning/project-queues/feas_docs/ae1016_fea.pdf | Document Posted | https://www.pjm.com/pjmfiles/pub/planning/project-queues/impact_studies/ae1016_imp.pdf | Document Posted |  | Not Required |  | Withdrawn | N/A |  | Not Required | N/A | N/A |  | 5/3/2018 | N/A | N/A |  | 12/16/2019 |  | 9/30/2019 |  |  | N | No
AE1-017 | Peak Creek-Draper 34.5 kV |  | VA | Pulaski | Withdrawn | AEP | 20 | 20 | 11 |  | Capacity | Generation Interconnection | Solar |  |  | N/A | https://www.pjm.com/pjmfiles/pub/planning/project-queues/feas_docs/ae1017_fea.pdf | Document Posted | https://www.pjm.com/pjmfiles/pub/planning/project-queues/impact_studies/ae1017_imp.pdf | Document Posted |  | Not Required |  | Withdrawn | N/A |  | Not Required | N/A | N/A |  | 5/14/2018 | N/A | N/A |  | 7/15/2020 |  | 6/1/2020 |  |  | N | No
AE1-018 | Peak Creek-Memoria Drive 12 kV | Pulaski Community Solar | VA | Pulaski | Withdrawn | AEP | 5 | 5 | 2.8 |  | Capacity | Generation Interconnection | Solar |  |  | N/A | https://www.pjm.com/pjmfiles/pub/planning/project-queues/feas_docs/ae1018_fea.pdf | Document Posted | https://www.pjm.com/pjmfiles/pub/planning/project-queues/impact_studies/ae1018_imp.pdf | Document Posted |  | Not Required | N/A |  | N/A |  | Not Required | N/A | N/A |  | 5/14/2018 | N/A | N/A |  | 2/21/2020 |  | 6/1/2020 |  |  | N | No
AE1-019 | Earleys-Scotland Neck 115 kV |  | NC | Hertford | Withdrawn | Dominion | 70 | 70 | 42 |  | Capacity | Generation Interconnection | Solar |  |  | N/A |  | Withdrawn |  |  |  |  | N/A |  | N/A |  |  | N/A | N/A |  | 5/15/2018 | N/A | N/A |  | 10/31/2018 |  | 6/30/2021 |  |  | N | No
AE1-020 | Oyster Creek 230 kV | Ocean Wind | NJ | Ocean | Suspended | JCPL | 816 | 816 | 229.3 |  | Capacity | Generation Interconnection | Offshore Wind |  |  | N/A | https://www.pjm.com/pjmfiles/pub/planning/project-queues/feas_docs/ae1020_fea.pdf | Document Posted | https://www.pjm.com/pjmfiles/pub/planning/project-queues/impact_studies/ae1020_imp.pdf | Document Posted | https://www.pjm.com/pjmfiles/pub/planning/project-queues/facilities/ae1020_fac.pdf | Document Posted | https://www.pjm.com/pjmfiles/pub/planning/project-queues/isa/ae1_020_isa.pdf | Document Posted | N/A | https://www.pjm.com/pjmfiles/pub/planning/project-queues/csa/ae1_020_csa.pdf | Document Posted | N/A | N/A |  | 5/23/2018 | N/A | N/A | 2/28/2026 |  |  | 2/28/2026 | 2/28/2026 |  | N | No | This project slid to the next queue
AE1-021 | Gavin #2 765 kV | Gavin Unit No. 2 | OH | Gallia | In Service | AEP | 1367 | 11 | 11 | 11 | Capacity | Generation Interconnection | Coal |  |  | N/A | https://www.pjm.com/pjmfiles/pub/planning/project-queues/feas_docs/ae1021_fea.pdf | Document Posted | https://www.pjm.com/pjmfiles/pub/planning/project-queues/impact_studies/ae1021_imp.pdf | Document Posted |  | Not Required | https://www.pjm.com/pjmfiles/pub/planning/project-queues/isa/ae1_021_isa.pdf | Document Posted | N/A |  | Not Required | N/A | N/A |  | 5/24/2018 | N/A | N/A |  |  |  | 6/1/2021 | 6/1/2021 | 6/19/2021 | N | No
AE1-022 | Morrisville 230 kV |  | VA | Fauquier | Withdrawn | Dominion | 200 | 200 | 111.7933 |  | Capacity | Generation Interconnection | Solar |  |  | N/A |  | Withdrawn |  |  |  |  | N/A |  | N/A |  |  | N/A | N/A |  | 5/25/2018 | N/A | N/A |  | 6/21/2018 |  | 11/2/2020 |  |  | N | No
AE1-023 | Wempletown |  | IL | Winnebago | Withdrawn | ComEd | 150 | 150 | 57 |  | Capacity | Generation Interconnection | Solar; Storage |  |  | N/A |  | Withdrawn |  |  |  |  | N/A |  | N/A |  |  | N/A | N/A |  | 5/25/2018 | N/A | N/A |  | 6/25/2018 |  | 12/15/2021 |  |  | N | No
AE1-024 | Cashie 230 kV |  | NC | Bertie | Withdrawn | Dominion | 80 | 80 | 63.8 |  | Capacity | Generation Interconnection | Solar; Storage |  |  | N/A | https://www.pjm.com/pjmfiles/pub/planning/project-queues/feas_docs/ae1024_fea.pdf | Document Posted | https://www.pjm.com/pjmfiles/pub/planning/project-queues/impact_studies/ae1024_imp.pdf | Document Posted |  | Withdrawn | N/A |  | N/A |  |  | N/A | N/A |  | 5/25/2018 | N/A | N/A |  | 10/3/2020 |  | 12/15/2021 |  |  | N | No
AE1-025 | Cashie 230 kV |  | NC | Bertie | Withdrawn | Dominion | 80 | 80 | 63.8 |  | Capacity | Generation Interconnection | Solar; Storage |  |  | N/A | https://www.pjm.com/pjmfiles/pub/planning/project-queues/feas_docs/ae1025_fea.pdf | Document Posted | https://www.pjm.com/pjmfiles/pub/planning/project-queues/impact_studies/ae1025_imp.pdf | Document Posted |  | Withdrawn | N/A |  | N/A |  |  | N/A | N/A |  | 5/25/2018 | N/A | N/A |  | 10/3/2020 |  | 12/15/2021 |  |  | N | No
AE1-026 | Cashie 230 kV |  | NC | Bertie | Withdrawn | Dominion | 80 | 80 | 63.8 |  | Capacity | Generation Interconnection | Solar; Storage |  |  | N/A | https://www.pjm.com/pjmfiles/pub/planning/project-queues/feas_docs/ae1026_fea.pdf | Document Posted | https://www.pjm.com/pjmfiles/pub/planning/project-queues/impact_studies/ae1026_imp.pdf | Document Posted |  | Withdrawn | N/A |  | N/A |  |  | N/A | N/A |  | 5/25/2018 | N/A | N/A |  | 10/3/2020 |  | 12/15/2022 |  |  | N | No
AE1-027 | Hickory 34.5 kV | Hickory Solar | VA | City of Chesapeake | Withdrawn | Dominion | 20 | 20 | 13.1 |  | Capacity | Generation Interconnection | Solar |  |  | N/A | https://www.pjm.com/pjmfiles/pub/planning/project-queues/feas_docs/ae1027_fea.pdf | Document Posted | https://www.pjm.com/pjmfiles/pub/planning/project-queues/impact_studies/ae1027_imp.pdf | Document Posted |  | Not Required | N/A | Wholesale Market Participation Agreement | https://www.pjm.com/pjmfiles/pub/planning/project-queues/wmpa/ae1027_wmpa.pdf | https://www.pjm.com/pjmfiles/pub/planning/project-queues/csa/ae1027_wmpa.pdf | Not Required | N/A | N/A |  | 5/29/2018 | N/A | N/A | 8/15/2020 | 1/14/2020 |  | 12/31/2020 | 12/31/2020 |  | N | No
AE1-028 | Hickory 34.5 kV | Hickory Solar | VA | City of Chesapeake | Withdrawn | Dominion | 12 | 12 | 7.6 |  | Capacity | Generation Interconnection | Solar |  |  | N/A | https://www.pjm.com/pjmfiles/pub/planning/project-queues/feas_docs/ae1028_fea.pdf | Document Posted | https://www.pjm.com/pjmfiles/pub/planning/project-queues/impact_studies/ae1028_imp.pdf | Document Posted |  | Not Required | N/A | Wholesale Market Participation Agreement | https://www.pjm.com/pjmfiles/pub/planning/project-queues/wmpa/ae1028_wmpa.pdf | https://www.pjm.com/pjmfiles/pub/planning/project-queues/csa/ae1028_wmpa.pdf | Not Required | N/A | N/A |  | 5/29/2018 | N/A | N/A | 8/15/2020 | 1/14/2020 |  | 12/31/2020 | 12/31/2020 |  | N | No
AE1-029 | Wheatland 12 kV |  | PA | Mercer | Withdrawn | ATSI | 8.8 | 8.8 | 0 |  | Energy | Generation Interconnection | Storage |  |  | N/A | https://www.pjm.com/pjmfiles/pub/planning/project-queues/feas_docs/ae1029_fea.pdf | Document Posted |  |  |  |  | N/A |  | N/A |  |  | N/A | N/A |  | 5/30/2018 | N/A | N/A |  | 6/19/2019 |  | 3/1/2019 |  |  | N | No
AE1-030 | Stuart-Clinton 345 kV II |  | OH | Montgomery | Withdrawn | Dayton | 100 | 100 | 60 |  | Capacity | Generation Interconnection | Solar |  |  | N/A |  | Withdrawn |  |  |  |  | N/A |  | N/A |  |  | N/A | N/A |  | 6/4/2018 | N/A | N/A |  | 6/29/2018 |  | 6/1/2021 |  |  | N | No
AE1-031 | Stuart-Clinton 345 kV III |  | OH | Montgomery | Withdrawn | Dayton | 100 | 100 | 60 |  | Capacity | Generation Interconnection | Solar |  |  | N/A |  | Withdrawn |  |  |  |  | N/A |  | N/A |  |  | N/A | N/A |  | 6/4/2018 | N/A | N/A |  | 6/29/2018 |  | 6/1/2020 |  |  | N | No
AE1-034 | Larrabee 230 kV |  | NJ | Atlantic | Withdrawn | JCPL | 1104 | 1104 | 310.224 |  | Capacity | Generation Interconnection | Wind |  |  | N/A | https://www.pjm.com/pjmfiles/pub/planning/project-queues/feas_docs/ae1034_fea.pdf | Document Posted |  |  |  |  | N/A |  | N/A |  |  | N/A | N/A |  | 6/7/2018 | N/A | N/A |  | 4/19/2019 |  | 6/1/2024 |  |  | N | No
AE1-035 | Earleys 230 kV | Aulander Holloman Solar Park | NC | Hertford | In Service | Dominion | 99.9 | 19.9 | 13.4 | 19.9 | Capacity | Generation Interconnection | Solar |  |  | N/A | https://www.pjm.com/pjmfiles/pub/planning/project-queues/feas_docs/ae1035_fea.pdf | Document Posted | https://www.pjm.com/pjmfiles/pub/planning/project-queues/impact_studies/ae1035_imp.pdf | Document Posted |  | Not Required | https://www.pjm.com/pjmfiles/pub/planning/project-queues/isa/ae1_035_isa.pdf | Document Posted | N/A |  | Not Required | N/A | N/A |  | 6/8/2018 | N/A | N/A |  |  |  | 6/1/2020 | 6/1/2020 | 2/24/2020 | N | No
AE1-036 | Red Oak 230 kV | Red Oak | NJ | Middlesex | In Service | JCPL | 776 | 0 | 9 | 0 | Capacity | Generation Interconnection | Natural Gas |  |  | N/A | https://www.pjm.com/pjmfiles/pub/planning/project-queues/feas_docs/ae1036_fea.pdf | Document Posted | https://www.pjm.com/pjmfiles/pub/planning/project-queues/impact_studies/ae1036_imp.pdf | Document Posted |  | Not Required | https://www.pjm.com/pjmfiles/pub/planning/project-queues/isa/ae1_036_isa.pdf | Document Posted | N/A |  | Not Required | N/A | N/A |  | 6/13/2018 | N/A | N/A |  |  |  | 7/1/2018 |  | 2/8/2019 | N | No
AE1-038 | Cartanza 69 kV |  | DE | Kent | Withdrawn | DPL | 20 | 20 | 8.4 |  | Capacity | Generation Interconnection | Solar |  |  | N/A | https://www.pjm.com/pjmfiles/pub/planning/project-queues/feas_docs/ae1038_fea.pdf | Document Posted | https://www.pjm.com/pjmfiles/pub/planning/project-queues/impact_studies/ae1038_imp.pdf | Document Posted |  |  | N/A |  | N/A |  |  | N/A | N/A |  | 6/22/2018 | N/A | N/A |  | 9/30/2019 |  | 10/31/2020 |  |  | N | No
AE1-039 | West Street (Orchard Hills) 12.47 kV | Orchard Hills Sanitary Landfill | MI | Berrien | In Service | AEP | 4 | 0.8 | 0.8 | 0.8 | Capacity | Generation Interconnection | Methane |  |  | N/A | https://www.pjm.com/pjmfiles/pub/planning/project-queues/feas_docs/ae1039_fea.pdf | Document Posted | https://www.pjm.com/pjmfiles/pub/planning/project-queues/impact_studies/ae1039_imp.pdf | Document Posted |  | Not Required | https://www.pjm.com/pjmfiles/pub/planning/project-queues/isa/ae1_039_isa.pdf | Document Posted | N/A |  | Not Required | N/A | N/A |  | 6/22/2018 | N/A | N/A |  |  |  | 9/30/2020 | 9/30/2020 | 10/1/2019 | N | No
AE1-040 | Greenfield 69 kV | Fayette Solar | OH | Fayette | In Service | Dayton | 48 | 48 | 31.6 | 48 | Capacity | Generation Interconnection | Solar |  |  | N/A | https://www.pjm.com/pjmfiles/pub/planning/project-queues/feas_docs/ae1040_fea.pdf | Document Posted | https://www.pjm.com/pjmfiles/pub/planning/project-queues/impact_studies/ae1040_imp.pdf | Document Posted | https://www.pjm.com/pjmfiles/pub/planning/project-queues/facilities/ae1040_fac.pdf | Document Posted | https://www.pjm.com/pjmfiles/pub/planning/project-queues/isa/ae1_040_isa.pdf | Document Posted | N/A | https://www.pjm.com/pjmfiles/pub/planning/project-queues/csa/ae1_040_csa.pdf | Document Posted | N/A | N/A | 10/18/2024 | 6/26/2018 | N/A | N/A | 11/23/2024 |  |  | 5/31/2024 | 5/31/2024 | 1/2/2025 | N | No
AE1-041 | Edison 4kV | Highland Park | NJ | Middlesex | In Service | PSEG | 1.1 | 1.1 | 0.2 | 0.6 | Capacity | Generation Interconnection | Solar; Storage |  |  | N/A | https://www.pjm.com/pjmfiles/pub/planning/project-queues/feas_docs/ae1041_fea.pdf | Document Posted | https://www.pjm.com/pjmfiles/pub/planning/project-queues/impact_studies/ae1041_imp.pdf | Document Posted |  | Not Required | N/A | Wholesale Market Participation Agreement | https://www.pjm.com/pjmfiles/pub/planning/project-queues/wmpa/ae1041_wmpa.pdf | https://www.pjm.com/pjmfiles/pub/planning/project-queues/csa/ae1041_wmpa.pdf | Not Required | N/A | N/A |  | 6/25/2018 | N/A | N/A | 12/19/2019 |  |  | 1/31/2020 | 1/31/2020 | 12/30/2019 | N | No
AE1-043 | Clayton-Woodstown 12 kV |  | NJ | Gloucester | Withdrawn | AEC | 1 | 1 | 0 |  | Energy | Generation Interconnection | Solar |  |  | N/A |  | Withdrawn |  |  |  |  | N/A |  | N/A |  |  | N/A | N/A |  | 7/3/2018 | N/A | N/A |  | 7/25/2018 |  | 11/1/2018 |  |  | Y | No
AE1-044 | Morrisville 230 kV | Fitch Solar | VA | Fauquier | Withdrawn | Dominion | 200 | 200 | 111.7933 |  | Capacity | Generation Interconnection | Solar |  |  | N/A | https://www.pjm.com/pjmfiles/pub/planning/project-queues/feas_docs/ae1044_fea.pdf | Document Posted | https://www.pjm.com/pjmfiles/pub/planning/project-queues/impact_studies/ae1044_imp.pdf | Document Posted | https://www.pjm.com/pjmfiles/pub/planning/project-queues/facilities/ae1044_fac.pdf | Document Posted | https://www.pjm.com/pjmfiles/pub/planning/project-queues/isa/ae1_044_isa.pdf | Document Posted | N/A | https://www.pjm.com/pjmfiles/pub/planning/project-queues/csa/ae1_044_csa.pdf | Document Posted | N/A | N/A |  | 7/6/2018 | N/A | N/A |  | 1/8/2025 |  | 12/30/2025 | 12/30/2025 |  | N | No
AE1-045 | Minotola 12 kV I |  | NJ | Atlantic | Withdrawn | AEC | 3 | 3 | 2.01 |  | Capacity | Generation Interconnection | Solar |  |  | N/A | https://www.pjm.com/pjmfiles/pub/planning/project-queues/feas_docs/ae1045_fea.pdf | Document Posted |  |  |  |  | N/A |  | N/A |  |  | N/A | N/A |  | 7/11/2018 | N/A | N/A |  | 3/4/2019 |  | 12/31/2019 |  |  | N | No
AE1-046 | Minotola 12 kV II |  | NJ | Atlantic | Withdrawn | AEC | 3 | 3 | 2 |  | Capacity | Generation Interconnection | Solar |  |  | N/A | https://www.pjm.com/pjmfiles/pub/planning/project-queues/feas_docs/ae1046_fea.pdf | Document Posted | https://www.pjm.com/pjmfiles/pub/planning/project-queues/impact_studies/ae1046_imp.pdf | Document Posted |  |  | N/A |  | N/A |  |  | N/A | N/A |  | 7/11/2018 | N/A | N/A |  | 9/20/2019 |  | 12/31/2019 |  |  | N | No
AE1-047 | Spotsylvania 500 kV |  | VA | Spotsylvania | Withdrawn | Dominion | 800 | 300 | 208.5 |  | Capacity | Generation Interconnection | Solar |  |  | N/A |  | Withdrawn |  |  |  |  | N/A |  | N/A |  |  | N/A | N/A |  | 7/11/2018 | N/A | N/A |  | 10/12/2018 |  | 11/1/2021 |  |  | N | No
AE1-048 | Wye Mills 25 kV |  | MD | Queen Anne's | Withdrawn | DPL | 1 | 1 | 0 |  | Energy | Generation Interconnection | Storage |  |  | N/A |  | Withdrawn |  |  |  |  | N/A |  | N/A |  |  | N/A | N/A |  | 7/17/2018 | N/A | N/A |  | 8/9/2018 |  |  |  |  | Y | No
AE1-050 | Gavin Unit 1 765 kV | Gavin Unit No. 1 | OH | Gallia | In Service | AEP | 1349 | 18 | 18 | 18 | Capacity | Generation Interconnection | Coal |  |  | N/A | https://www.pjm.com/pjmfiles/pub/planning/project-queues/feas_docs/ae1050_fea.pdf | Document Posted | https://www.pjm.com/pjmfiles/pub/planning/project-queues/impact_studies/ae1050_imp.pdf | Document Posted |  | Not Required | https://www.pjm.com/pjmfiles/pub/planning/project-queues/isa/ae1_050_isa.pdf | Document Posted | N/A |  | Not Required | N/A | N/A |  | 7/20/2018 | N/A | N/A | 5/20/2025 |  |  | 5/31/2025 | 5/31/2025 |  | N | No
AE1-051 | East Carbondale-Lackawanna 69kV |  | PA | Wayne | Withdrawn | PPL | 74.5 | 0 | 10 |  | Capacity | Generation Interconnection | Storage |  |  | N/A | https://www.pjm.com/pjmfiles/pub/planning/project-queues/feas_docs/ae1051_fea.pdf | Document Posted | https://www.pjm.com/pjmfiles/pub/planning/project-queues/impact_studies/ae1051_imp.pdf | Document Posted |  | Withdrawn | N/A |  | N/A |  |  | N/A | N/A |  | 7/20/2018 | N/A | N/A |  | 1/25/2023 |  | 9/1/2020 |  |  | N | No
AE1-052 | William 138 kV | Backbone Mountain Windpower | WV | Tucker | Withdrawn | APS | 66 | 0 | 10 |  | Capacity | Generation Interconnection | Storage |  |  | N/A | https://www.pjm.com/pjmfiles/pub/planning/project-queues/feas_docs/ae1052_fea.pdf | Document Posted | https://www.pjm.com/pjmfiles/pub/planning/project-queues/impact_studies/ae1052_imp.pdf | Document Posted |  |  | https://www.pjm.com/pjmfiles/pub/planning/project-queues/isa/ae1_052_isa.pdf | Document Posted | N/A |  |  | N/A | N/A |  | 7/21/2018 | N/A | N/A |  | 11/28/2022 |  | 9/1/2024 | 9/1/2024 |  | N | No
AE1-053 | Meyersdale North |  | PA | Somerset | Withdrawn | PENELEC | 30 | 0 | 10 |  | Capacity | Generation Interconnection | Storage |  |  | N/A | https://www.pjm.com/pjmfiles/pub/planning/project-queues/feas_docs/ae1053_fea.pdf | Document Posted | https://www.pjm.com/pjmfiles/pub/planning/project-queues/impact_studies/ae1053_imp.pdf | Document Posted |  | Withdrawn | N/A |  | N/A |  |  | N/A | N/A |  | 7/20/2018 | N/A | N/A |  | 12/1/2022 |  | 9/1/2020 |  |  | N | No
AE1-054 | Mill Run 25kV |  | PA | Fayette | Withdrawn | APS | 15 | 0 | 7.5 |  | Capacity | Generation Interconnection | Storage |  |  | N/A | https://www.pjm.com/pjmfiles/pub/planning/project-queues/feas_docs/ae1054_fea.pdf | Document Posted | https://www.pjm.com/pjmfiles/pub/planning/project-queues/impact_studies/ae1054_imp.pdf | Document Posted |  | Withdrawn | N/A |  | N/A |  |  | N/A | N/A |  | 7/23/2018 | N/A | N/A |  | 3/19/2021 |  | 9/1/2020 |  |  | N | No
AE1-055 | Mason 230 kV |  | NJ | Hudson | Withdrawn | PSEG | 134 | 134 | 134 |  | Capacity | Generation Interconnection | Natural Gas; Other; Storage; Solar |  |  | N/A |  | Withdrawn |  |  |  |  | N/A |  | N/A |  |  | N/A | N/A |  | 7/24/2018 | N/A | N/A |  | 8/14/2018 |  | 12/31/2021 |  |  | N | No
AE1-056 | Red House-South Creek 115 kV | Caden Energix Spout Spring | VA | Appomattox | Suspended | Dominion | 60 | 60 | 38.8 |  | Capacity | Generation Interconnection | Solar |  |  | N/A | https://www.pjm.com/pjmfiles/pub/planning/project-queues/feas_docs/ae1056_fea.pdf | Document Posted | https://www.pjm.com/pjmfiles/pub/planning/project-queues/impact_studies/ae1056_imp.pdf | Document Posted | https://www.pjm.com/pjmfiles/pub/planning/project-queues/facilities/ae1056_fac.pdf | Document Posted | https://www.pjm.com/pjmfiles/pub/planning/project-queues/isa/ae1_056_isa.pdf | Document Posted | N/A | https://www.pjm.com/pjmfiles/pub/planning/project-queues/csa/ae1_056_csa.pdf | Document Posted | N/A | N/A |  | 7/25/2018 | N/A | N/A |  |  |  | 1/31/2025 | 1/31/2025 |  | N | No
AE1-057 | Brandy DP 115 kV |  | VA | Culpeper | Withdrawn | Dominion | 5 | 5 | 3.3 |  | Capacity | Generation Interconnection | Solar |  |  | N/A |  | Withdrawn |  |  |  |  | N/A |  | N/A |  |  | N/A | N/A |  | 7/26/2018 | N/A | N/A |  | 11/7/2018 |  | 12/1/2019 |  |  | N | No
AE1-058 | Frackville-Siegfried 230 kV |  | PA | Schuylkill | Withdrawn | PPL | 500 | 500 | 250 |  | Capacity | Generation Interconnection | Hydro |  |  | N/A | https://www.pjm.com/pjmfiles/pub/planning/project-queues/feas_docs/ae1058_fea.pdf | Document Posted | https://www.pjm.com/pjmfiles/pub/planning/project-queues/impact_studies/ae1058_imp.pdf | Document Posted | https://www.pjm.com/pjmfiles/pub/planning/project-queues/facilities/ae1158_fac.pdf | Document Posted |  | Withdrawn | N/A |  | Withdrawn | N/A | N/A |  | 7/26/2018 | N/A | N/A |  | 10/13/2023 |  | 12/15/2022 |  |  | N | No
AE1-059 | Stanton-Summit 230 kV | AREW Old Forge | PA | Luzerne | Withdrawn | PPL | 200 | 200 | 200 |  | Capacity | Generation Interconnection | Hydro |  |  | N/A | https://www.pjm.com/pjmfiles/pub/planning/project-queues/feas_docs/ae1059_fea.pdf | Document Posted | https://www.pjm.com/pjmfiles/pub/planning/project-queues/impact_studies/ae1059_imp.pdf | Document Posted | https://www.pjm.com/pjmfiles/pub/planning/project-queues/facilities/ae1059_fac.pdf | Document Posted | https://www.pjm.com/pjmfiles/pub/planning/project-queues/isa/ae1_059_isa.pdf | Document Posted | N/A | https://www.pjm.com/pjmfiles/pub/planning/project-queues/csa/ae1_059_csa.pdf | Document Posted | N/A | N/A | 7/30/2027 | 7/27/2018 | N/A | N/A | 8/30/2027 | 3/7/2024 |  | 9/30/2027 | 9/30/2027 |  | N | No
AE1-060 | Kittatinny-Newton 34.5 kV | VESI – Andover Energy Storage | NJ | Sussex | In Service | JCPL | 19.8 | 19.8 | 0 | 19.8 | Energy | Generation Interconnection | Storage |  |  | N/A | https://www.pjm.com/pjmfiles/pub/planning/project-queues/feas_docs/ae1060_fea.pdf | Document Posted | https://www.pjm.com/pjmfiles/pub/planning/project-queues/impact_studies/ae1060_imp.pdf | Document Posted | https://www.pjm.com/pjmfiles/pub/planning/project-queues/facilities/ae1060_fac.pdf | Document Posted | https://www.pjm.com/pjmfiles/pub/planning/project-queues/isa/ae1_060_isa.pdf | Document Posted | N/A | https://www.pjm.com/pjmfiles/pub/planning/project-queues/csa/ae1_060_csa.pdf | Document Posted | N/A | N/A | 9/16/2022 | 7/26/2018 | N/A | N/A | 10/3/2022 |  |  | 9/30/2022 | 9/30/2022 | 6/17/2023 | N | No
AE1-061 | Minotola 12 kV | Panther Branch Storage | NJ | Atlantic | Withdrawn | AEC | 5.5 | 5.5 | 2.75 |  | Capacity | Generation Interconnection | Storage |  |  | N/A | https://www.pjm.com/pjmfiles/pub/planning/project-queues/feas_docs/ae1061_fea.pdf | Document Posted | https://www.pjm.com/pjmfiles/pub/planning/project-queues/impact_studies/ae1061_imp.pdf | Document Posted |  | Not Required | N/A | Wholesale Market Participation Agreement | https://www.pjm.com/pjmfiles/pub/planning/project-queues/wmpa/ae1061_wmpa.pdf | https://www.pjm.com/pjmfiles/pub/planning/project-queues/csa/ae1061_wmpa.pdf | Not Required | N/A | N/A |  | 7/30/2018 | N/A | N/A |  | 4/28/2023 |  | 4/1/2025 | 4/1/2025 |  | N | No
AE1-062 | Silver Lake 69 kV |  | NJ | Camden | Withdrawn | AEC | 20 | 20 | 10 |  | Capacity | Generation Interconnection | Storage |  |  | N/A | https://www.pjm.com/pjmfiles/pub/planning/project-queues/feas_docs/ae1062_fea.pdf | Document Posted | https://www.pjm.com/pjmfiles/pub/planning/project-queues/impact_studies/ae1062_imp.pdf | Document Posted | https://www.pjm.com/pjmfiles/pub/planning/project-queues/facilities/ae1062_fac.pdf | Document Posted |  | Withdrawn | N/A |  | Withdrawn | N/A | N/A |  | 7/30/2018 | N/A | N/A |  | 3/22/2022 |  | 10/30/2020 |  |  | N | No
AE1-063 | Buckeye-Ringoes 34.5 kV |  | NJ | Hunterdon | Withdrawn | JCPL | 3 | 3 | 1.26 |  | Capacity | Generation Interconnection | Solar |  |  | N/A | https://www.pjm.com/pjmfiles/pub/planning/project-queues/feas_docs/ae1063_fea.pdf | Document Posted |  |  |  |  | N/A |  | N/A |  |  | N/A | N/A |  | 7/30/2018 | N/A | N/A |  | 3/27/2019 |  | 11/29/2019 |  |  | N | No
AE1-064 | Whitehouse-Lone Gum 138 kV |  | VA | Bedford | Withdrawn | AEP | 102.1 | 102.1 | 67.3 |  | Capacity | Generation Interconnection | Solar |  |  | N/A | https://www.pjm.com/pjmfiles/pub/planning/project-queues/feas_docs/ae1064_fea.pdf | Document Posted | https://www.pjm.com/pjmfiles/pub/planning/project-queues/impact_studies/ae1064_imp.pdf | Document Posted |  | Withdrawn | N/A |  | N/A |  |  | N/A | N/A |  | 7/31/2018 | N/A | N/A |  | 4/12/2024 |  | 5/3/2021 |  |  | N | No
AE1-065 | Virginia Beach 230 kV |  | VA | City of Virginia Beach | Withdrawn | Dominion | 800.1 | 800.1 | 158.9 |  | Capacity | Generation Interconnection | Offshore Wind |  |  | N/A | https://www.pjm.com/pjmfiles/pub/planning/project-queues/feas_docs/ae1065_fea.pdf | Document Posted |  |  |  |  | N/A |  | N/A |  |  | N/A | N/A |  | 7/31/2018 | N/A | N/A |  | 3/5/2019 |  | 12/31/2025 |  |  | N | No
AE1-066 | Virginia Beach 230 kV |  | VA | City of Virginia Beach | Withdrawn | Dominion | 800.1 | 800.1 | 163.3 |  | Capacity | Generation Interconnection | Offshore Wind |  |  | N/A | https://www.pjm.com/pjmfiles/pub/planning/project-queues/feas_docs/ae1066_fea.pdf | Document Posted |  |  |  |  | N/A |  | N/A |  |  | N/A | N/A |  | 7/31/2018 | N/A | N/A |  | 3/5/2019 |  | 12/31/2027 |  |  | N | No
AE1-067 | Virginia Beach 230 kV |  | VA | City of Virginia Beach | Withdrawn | Dominion | 800.1 | 800.1 | 148.5 |  | Capacity | Generation Interconnection | Offshore Wind |  |  | N/A | https://www.pjm.com/pjmfiles/pub/planning/project-queues/feas_docs/ae1067_fea.pdf | Document Posted |  |  |  |  | N/A |  | N/A |  |  | N/A | N/A |  | 7/31/2018 | N/A | N/A |  | 3/5/2019 |  | 12/31/2029 |  |  | N | No
AE1-068 | Carson-Rogers Rd 500 kV |  | VA | Greensville | Withdrawn | Dominion | 500 | 500 | 322.1 |  | Capacity | Generation Interconnection | Solar |  |  | N/A | https://www.pjm.com/pjmfiles/pub/planning/project-queues/feas_docs/ae1068_fea.pdf | Document Posted | https://www.pjm.com/pjmfiles/pub/planning/project-queues/impact_studies/ae1068_imp.html | Document Posted | https://www.pjm.com/pjmfiles/pub/planning/project-queues/facilities/ae1068_fac.pdf | Document Posted |  | Withdrawn | N/A |  | Withdrawn | N/A | N/A |  | 7/31/2018 | N/A | N/A |  | 9/8/2023 |  | 12/1/2021 |  |  | N | No
AE1-069 | Carson-Rogers Road 500 kV |  | VA | Greensville | Withdrawn | Dominion | 400 | 400 | 254.5 |  | Capacity | Generation Interconnection | Solar |  |  | N/A | https://www.pjm.com/pjmfiles/pub/planning/project-queues/feas_docs/ae1069_fea.pdf | Document Posted | https://www.pjm.com/pjmfiles/pub/planning/project-queues/impact_studies/ae1069_imp.html | Document Posted | https://www.pjm.com/pjmfiles/pub/planning/project-queues/facilities/ae1069_fac.pdf | Document Posted |  | Withdrawn | N/A |  | Withdrawn | N/A | N/A |  | 7/31/2018 | N/A | N/A |  | 9/8/2023 |  | 12/1/2021 |  |  | N | No
AE1-070 - moved to TC1 | Elwood 345 kV |  | IL | Will | Withdrawn | ComEd | 1610 | 0 | 135 |  | Capacity | Generation Interconnection | Natural Gas |  |  | N/A | https://www.pjm.com/pjmfiles/pub/planning/project-queues/feas_docs/ae1070_fea.pdf | Document Posted | https://www.pjm.com/pjmfiles/pub/planning/project-queues/impact_studies/ae1070_imp.pdf | Document Posted |  | Withdrawn | N/A |  | N/A |  |  | N/A | N/A |  | 7/31/2018 | N/A | N/A |  | 1/22/2025 |  | 12/31/2020 |  |  | N | No
AE1-071 | Shade Gap-Roxbury 115 kV | Aspen Road Solar | PA | Franklin | In Service | PENELEC | 100.1 | 100.1 | 62.1 | 100.1 | Capacity | Generation Interconnection | Solar |  |  | N/A | https://www.pjm.com/pjmfiles/pub/planning/project-queues/feas_docs/ae1071_fea.pdf | Document Posted | https://www.pjm.com/pjmfiles/pub/planning/project-queues/impact_studies/ae1071_imp.pdf | Document Posted | https://www.pjm.com/pjmfiles/pub/planning/project-queues/facilities/ae1071_fac.pdf | Document Posted | https://www.pjm.com/pjmfiles/pub/planning/project-queues/isa/ae1_071_isa.pdf | Document Posted | N/A | https://www.pjm.com/pjmfiles/pub/planning/project-queues/csa/ae1_071_csa.pdf | Document Posted | N/A | N/A | 12/20/2024 | 7/31/2018 | N/A | N/A | 2/18/2025 |  |  | 3/8/2025 | 3/8/2025 | 2/28/2025 | N | No
AE1-072 | Shawboro-Sligo 230 kV | Shawboro Solar | NC | Currituck | Engineering and Procurement | Dominion | 150 | 150 | 98.6 |  | Capacity | Generation Interconnection | Solar |  |  | N/A | https://www.pjm.com/pjmfiles/pub/planning/project-queues/feas_docs/ae1072_fea.pdf | Document Posted | https://www.pjm.com/pjmfiles/pub/planning/project-queues/impact_studies/ae1072_imp.pdf | Document Posted | https://www.pjm.com/pjmfiles/pub/planning/project-queues/facilities/ae1072_fac.pdf | Document Posted | https://www.pjm.com/pjmfiles/pub/planning/project-queues/isa/ae1_072_isa.pdf | Document Posted | N/A | https://www.pjm.com/pjmfiles/pub/planning/project-queues/csa/ae1_072_csa.pdf | Document Posted | N/A | N/A |  | 7/31/2018 | N/A | N/A | 11/1/2027 |  |  | 12/1/2027 | 12/1/2027 |  | N | No
AE1-073 | Bremo-Kidds Store 115 kV |  | VA | Accomack | Withdrawn | Dominion | 75 | 75 | 48 |  | Capacity | Generation Interconnection | Solar |  |  | N/A | https://www.pjm.com/pjmfiles/pub/planning/project-queues/feas_docs/ae1073_fea.pdf | Document Posted |  |  |  |  | N/A |  | N/A |  |  | N/A | N/A |  | 7/31/2018 | N/A | N/A |  | 3/13/2019 |  | 12/1/2021 |  |  | N | No
AE1-074 | Winterpock 34.5 kV | Winterpock I | VA | Chesterfield | Suspended | Dominion | 20 | 20 | 13.3 |  | Capacity | Generation Interconnection | Solar |  |  | N/A | https://www.pjm.com/pjmfiles/pub/planning/project-queues/feas_docs/ae1074_fea.pdf | Document Posted | https://www.pjm.com/pjmfiles/pub/planning/project-queues/impact_studies/ae1074_imp.pdf | Document Posted |  | Not Required | N/A | Wholesale Market Participation Agreement | https://www.pjm.com/pjmfiles/pub/planning/project-queues/wmpa/ae1074_wmpa.pdf | https://www.pjm.com/pjmfiles/pub/planning/project-queues/csa/ae1074_wmpa.pdf | Not Required | N/A | N/A | 4/30/2025 | 8/1/2018 | N/A | N/A | 5/16/2025 |  |  | 12/1/2023 | 12/1/2023 |  | N | No
AE1-075 | Powhatan 34.5 kV | Powhatan Solar I, LLC | VA | Powhatan | In Service | Dominion | 18 | 18 | 12 | 18 | Capacity | Generation Interconnection | Solar |  |  | N/A | https://www.pjm.com/pjmfiles/pub/planning/project-queues/feas_docs/ae1075_fea.pdf | Document Posted | https://www.pjm.com/pjmfiles/pub/planning/project-queues/impact_studies/ae1075_imp.pdf | Document Posted |  | Not Required | N/A | Wholesale Market Participation Agreement | https://www.pjm.com/pjmfiles/pub/planning/project-queues/wmpa/ae1075_wmpa.pdf | https://www.pjm.com/pjmfiles/pub/planning/project-queues/csa/ae1075_wmpa.pdf | Not Required | N/A | N/A | 1/19/2024 | 8/2/2018 | N/A | N/A | 12/4/2024 |  |  | 10/31/2024 | 10/31/2024 | 1/31/2025 | N | No
AE1-076 | Twombley Road 138 kV |  | IL | Ogle | Withdrawn | ComEd | 35.4 | 20 | 20 |  | Capacity | Generation Interconnection | Solar |  |  | N/A |  | Withdrawn |  |  |  |  | N/A |  | N/A |  |  | N/A | N/A |  | 8/7/2018 | N/A | N/A |  | 9/10/2018 |  | 12/31/2019 |  |  | N | No
AE1-079 | Maysville-Sharon 69 kV | Welcome Solar, LLC | PA | Mercer | Under Construction | ATSI | 19.9 | 19.9 | 13.5 |  | Capacity | Generation Interconnection | Solar; Storage |  |  | N/A | https://www.pjm.com/pjmfiles/pub/planning/project-queues/feas_docs/ae1079_fea.pdf | Document Posted | https://www.pjm.com/pjmfiles/pub/planning/project-queues/impact_studies/ae1079_imp.pdf | Document Posted | https://www.pjm.com/pjmfiles/pub/planning/project-queues/facilities/ae1079_fac.pdf | Document Posted | https://www.pjm.com/pjmfiles/pub/planning/project-queues/isa/ae1_079_isa.pdf | Document Posted | N/A | https://www.pjm.com/pjmfiles/pub/planning/project-queues/csa/ae1_079_csa.pdf | Document Posted | N/A | N/A | 11/24/2026 | 8/11/2018 | N/A | N/A | 6/25/2026 |  |  | 6/5/2024 | 6/5/2024 |  | N | No
AE1-080 | Wylie Ridge 500 kV |  | PA | Washington | Withdrawn | APS | 1075 | 50 | 80 |  | Capacity | Generation Interconnection | Natural Gas |  |  | N/A | https://www.pjm.com/pjmfiles/pub/planning/project-queues/feas_docs/ae1080_fea.pdf | Document Posted | https://www.pjm.com/pjmfiles/pub/planning/project-queues/impact_studies/ae1080_imp.pdf | Document Posted |  | Withdrawn | N/A |  | N/A |  |  | N/A | N/A |  | 8/21/2018 | N/A | N/A |  | 3/26/2021 |  | 2/1/2022 |  |  | N | No
AE1-081 | Landing 12.47 kV | Durban Ave Solar | NJ | Sussex | In Service | JCPL | 1.25 | 1.25 | 0.52 | 1.25 | Capacity | Generation Interconnection | Solar |  |  | N/A | https://www.pjm.com/pjmfiles/pub/planning/project-queues/feas_docs/ae1081_fea.pdf | Document Posted | https://www.pjm.com/pjmfiles/pub/planning/project-queues/impact_studies/ae1081_imp.pdf | Document Posted |  | Not Required | N/A | Wholesale Market Participation Agreement | https://www.pjm.com/pjmfiles/pub/planning/project-queues/wmpa/ae1081_wmpa.pdf | https://www.pjm.com/pjmfiles/pub/planning/project-queues/csa/ae1081_wmpa.pdf | Not Required | N/A | N/A |  | 8/27/2018 | N/A | N/A | 6/30/2020 |  |  | 6/30/2021 | 6/30/2021 | 9/25/2020 | N | No
AE1-082 | Charles County 13 kV |  | MD | Charles | Withdrawn | SMECO | 1.25 | 1.25 | 0 |  | Energy | Generation Interconnection | Solar |  |  | N/A |  | Withdrawn |  |  |  |  | N/A |  | N/A |  |  | N/A | N/A |  | 8/28/2018 | N/A | N/A |  | 9/13/2018 |  | 11/30/2018 |  |  | Y | No
AE1-083 | Busselton 13kV |  | NJ | Burlington | Withdrawn | PSEG | 5 | 5 | 2.1 |  | Capacity | Generation Interconnection | Solar |  |  | N/A | https://www.pjm.com/pjmfiles/pub/planning/project-queues/feas_docs/ae1083_fea.pdf | Document Posted |  |  |  |  | N/A |  | N/A |  |  | N/A | N/A |  | 8/28/2018 | N/A | N/A |  | 6/19/2019 |  | 5/31/2019 |  |  | N | No
AE1-084 | Barterbrook-Stuarts Draft 115 kV | Round Hill Solar | VA | Augusta | Withdrawn | Dominion | 83 | 83 | 49.8 |  | Capacity | Generation Interconnection | Solar |  |  | N/A | https://www.pjm.com/pjmfiles/pub/planning/project-queues/feas_docs/ae1084_fea.pdf | Document Posted | https://www.pjm.com/pjmfiles/pub/planning/project-queues/impact_studies/ae1084_imp.pdf | Document Posted | https://www.pjm.com/pjmfiles/pub/planning/project-queues/facilities/ae1084_fac.pdf | Document Posted | https://www.pjm.com/pjmfiles/pub/planning/project-queues/isa/ae1_084_isa.pdf | Document Posted | N/A | https://www.pjm.com/pjmfiles/pub/planning/project-queues/csa/ae1_084_csa.pdf | Document Posted | N/A | N/A |  | 8/30/2018 | N/A | N/A |  | 7/11/2024 |  | 10/31/2023 | 10/31/2023 |  | N | No
AE1-085 | Bakers Pond-Bell Ave 115 kV |  | VA | Sussex | Withdrawn | Dominion | 75 | 75 | 50 |  | Capacity | Generation Interconnection | Solar |  |  | N/A | https://www.pjm.com/pjmfiles/pub/planning/project-queues/feas_docs/ae1085_fea.pdf | Document Posted | https://www.pjm.com/pjmfiles/pub/planning/project-queues/impact_studies/ae1085_imp.pdf | Document Posted |  | Withdrawn | N/A |  | N/A |  |  | N/A | N/A |  | 8/30/2018 | N/A | N/A |  | 8/31/2022 |  | 6/1/2022 |  |  | N | No
AE1-086 | Grassy Falls 138 kV | Beech Ridge Wind Farm | WV | Greenbrier | In Service | APS | 55.6 | 5 | 0.6 | 5 | Capacity | Generation Interconnection | Wind |  |  | N/A | https://www.pjm.com/pjmfiles/pub/planning/project-queues/feas_docs/ae1086_fea.pdf | Document Posted | https://www.pjm.com/pjmfiles/pub/planning/project-queues/impact_studies/ae1086_imp.pdf | Document Posted |  | Not Required | https://www.pjm.com/pjmfiles/pub/planning/project-queues/isa/ae1_086_isa.pdf | Document Posted | N/A |  | Not Required | N/A | N/A |  | 8/31/2018 | N/A | N/A | 5/31/2020 |  |  | 5/31/2020 | 5/31/2020 | 3/14/2020 | N | No
AE1-087 | Todd 69 kV | Richfield Solar and Storage | MD | Dorchester | Withdrawn | DPL | 20 | 20 | 16 |  | Capacity | Generation Interconnection | Storage |  |  | N/A | https://www.pjm.com/pjmfiles/pub/planning/project-queues/feas_docs/ae1087_fea.pdf | Document Posted | https://www.pjm.com/pjmfiles/pub/planning/project-queues/impact_studies/ae1087_imp.pdf | Document Posted | https://www.pjm.com/pjmfiles/pub/planning/project-queues/facilities/ae1087_fac.pdf | Document Posted | https://www.pjm.com/pjmfiles/pub/planning/project-queues/isa/ae1_087_isa.pdf | Document Posted | N/A | https://www.pjm.com/pjmfiles/pub/planning/project-queues/csa/ae1_087_csa.pdf | Document Posted | N/A | N/A |  | 8/31/2018 | N/A | N/A |  | 4/27/2024 |  | 4/1/2024 | 4/1/2024 |  | N | No
AE1-088 | Five Points-Pantego 115 kV |  | NC | Beaufort | Withdrawn | Dominion | 20 | 20 | 20 |  | Capacity | Generation Interconnection | Storage |  |  | N/A | https://www.pjm.com/pjmfiles/pub/planning/project-queues/feas_docs/ae1088_fea.pdf | Document Posted | https://www.pjm.com/pjmfiles/pub/planning/project-queues/impact_studies/ae1088_imp.pdf | Document Posted |  | Withdrawn | N/A |  | N/A |  |  | N/A | N/A |  | 8/31/2018 | N/A | N/A |  | 4/17/2020 |  | 12/31/2020 |  |  | N | No
AE1-089 | Elderberry-Dumont 345 kV |  | IN | St. Joseph | Withdrawn | AEP | 310 | 310 | 130.65 |  | Capacity | Generation Interconnection | Solar |  |  | N/A | https://www.pjm.com/pjmfiles/pub/planning/project-queues/feas_docs/ae1089_fea.pdf | Document Posted | https://www.pjm.com/pjmfiles/pub/planning/project-queues/impact_studies/ae1089_imp.pdf | Document Posted |  |  | N/A |  | N/A |  |  | N/A | N/A |  | 8/31/2018 | N/A | N/A |  | 1/30/2020 |  | 12/31/2021 |  |  | N | No
AE1-090 | Hardin Switch 345 kV | Hardin Energy Center - Phase 3 | OH | Hardin | In Service | AEP | 250 | 20 | 12 | 20 | Capacity | Generation Interconnection | Solar |  |  | N/A | https://www.pjm.com/pjmfiles/pub/planning/project-queues/feas_docs/ae1090_fea.pdf | Document Posted | https://www.pjm.com/pjmfiles/pub/planning/project-queues/impact_studies/ae1090_imp.pdf | Document Posted | https://www.pjm.com/pjmfiles/pub/planning/project-queues/facilities/ae1090_fac.pdf | Document Posted | https://www.pjm.com/pjmfiles/pub/planning/project-queues/isa/ae1_090_isa.pdf | Document Posted | N/A | https://www.pjm.com/pjmfiles/pub/planning/project-queues/csa/ae1_090_csa.pdf | Document Posted | N/A | N/A | 10/25/2024 | 9/1/2018 | N/A | N/A | 12/7/2024 |  |  | 12/31/2025 | 12/31/2025 | 2/21/2025 | N | No
AE1-091 | West Newton-Lynn 138 kV | Strawhat Solar Energy Center | OH | Hardin | Suspended | AEP | 110 | 110 | 46.93 |  | Capacity | Generation Interconnection | Solar |  |  | N/A | https://www.pjm.com/pjmfiles/pub/planning/project-queues/feas_docs/ae1091_fea.pdf | Document Posted | https://www.pjm.com/pjmfiles/pub/planning/project-queues/impact_studies/ae1091_imp.pdf | Document Posted | https://www.pjm.com/pjmfiles/pub/planning/project-queues/facilities/ae1091_fac.pdf | Document Posted | https://www.pjm.com/pjmfiles/pub/planning/project-queues/isa/ae1_091_isa.pdf | Document Posted | N/A | https://www.pjm.com/pjmfiles/pub/planning/project-queues/csa/ae1_091_csa.pdf | Document Posted | N/A | N/A |  | 8/31/2018 | N/A | N/A |  |  |  | 1/14/2026 | 1/14/2026 |  | N | No
AE1-092 - moved to TC1 | Blue Jacket-Kirby 138 kV |  | OH | Union | Active | Dayton | 206.55 | 206.6 | 96.4 |  | Capacity | Generation Interconnection | Solar |  |  | N/A | https://www.pjm.com/pjmfiles/pub/planning/project-queues/feas_docs/ae1092_fea.pdf | Document Posted | https://www.pjm.com/pjmfiles/pub/planning/project-queues/impact_studies/ae1092_imp.htm | Document Posted |  | In Progress | N/A |  | N/A |  |  | N/A | N/A |  | 8/31/2018 | N/A | N/A |  |  |  | 12/31/2021 |  |  | N | No
AE1-093 | Elk 138 kV | Vinton Energy Storage | OH | Vinton | Suspended | AEP | 42 | 42 | 42 |  | Capacity | Generation Interconnection | Storage |  |  | N/A | https://www.pjm.com/pjmfiles/pub/planning/project-queues/feas_docs/ae1093_fea.pdf | Document Posted | https://www.pjm.com/pjmfiles/pub/planning/project-queues/impact_studies/ae1093_imp.htm | Document Posted | https://www.pjm.com/pjmfiles/pub/planning/project-queues/facilities/ae1093_fac.pdf | Document Posted | https://www.pjm.com/pjmfiles/pub/planning/project-queues/isa/ae1_093_isa.pdf | Document Posted | N/A | https://www.pjm.com/pjmfiles/pub/planning/project-queues/csa/ae1_093_csa.pdf | Document Posted | N/A | N/A | 10/30/2026 | 8/31/2018 | N/A | N/A | 11/30/2026 |  |  | 12/31/2026 | 12/31/2026 |  | N | No
AE1-098 | Endless Caverns 34.5 kV | Endless Caverns Solar | VA | Rockingham | Withdrawn | Dominion | 15.7 | 15.7 | 10.4 |  | Capacity | Generation Interconnection | Solar |  |  | N/A | https://www.pjm.com/pjmfiles/pub/planning/project-queues/feas_docs/ae1098_fea.pdf | Document Posted | https://www.pjm.com/pjmfiles/pub/planning/project-queues/impact_studies/ae1098_imp.pdf | Document Posted |  |  | N/A | Wholesale Market Participation Agreement | https://www.pjm.com/pjmfiles/pub/planning/project-queues/wmpa/ae1098_wmpa.pdf | https://www.pjm.com/pjmfiles/pub/planning/project-queues/csa/ae1098_wmpa.pdf | Not Required | N/A | N/A |  | 8/31/2018 | N/A | N/A | 5/1/2023 | 3/6/2023 |  | 6/26/2023 | 6/26/2023 |  | N | No
AE1-099 | Endless Caverns 34.kV | Endless Caverns Solar | VA | Rockingham | Withdrawn | Dominion | 15.7 | 15.7 | 10.4 |  | Capacity | Generation Interconnection | Solar |  |  | N/A | https://www.pjm.com/pjmfiles/pub/planning/project-queues/feas_docs/ae1099_fea.pdf | Document Posted | https://www.pjm.com/pjmfiles/pub/planning/project-queues/impact_studies/ae1099_imp.pdf | Document Posted |  | Not Required | N/A | Wholesale Market Participation Agreement | https://www.pjm.com/pjmfiles/pub/planning/project-queues/wmpa/ae1099_wmpa.pdf | https://www.pjm.com/pjmfiles/pub/planning/project-queues/csa/ae1099_wmpa.pdf | Not Required | N/A | N/A |  | 8/31/2018 | N/A | N/A | 5/1/2023 | 3/6/2023 |  | 6/26/2023 | 6/26/2023 |  | N | No
AE1-100 | Axton 138 kV | Caden Energix Axton | VA | Henry | In Service | AEP | 66 | 66 | 41.9 | 66 | Capacity | Generation Interconnection | Solar |  |  | N/A | https://www.pjm.com/pjmfiles/pub/planning/project-queues/feas_docs/ae1100_fea.pdf | Document Posted | https://www.pjm.com/pjmfiles/pub/planning/project-queues/impact_studies/ae1100_imp.pdf | Document Posted | https://www.pjm.com/pjmfiles/pub/planning/project-queues/facilities/ae1100_fac.pdf | Document Posted | https://www.pjm.com/pjmfiles/pub/planning/project-queues/isa/ae1_100_isa.pdf | Document Posted | N/A | https://www.pjm.com/pjmfiles/pub/planning/project-queues/csa/ae1_100_csa.pdf | Document Posted | N/A | N/A | 7/1/2023 | 9/3/2018 | N/A | N/A | 12/26/2023 |  |  | 12/31/2023 | 12/31/2023 | 2/22/2024 | N | No
AE1-101 | McConnellsburg-Texas Eastern 138 kV | Great Cove Solar II | PA | Franklin | In Service | APS | 150 | 150 | 100.5 | 150 | Capacity | Generation Interconnection | Solar |  |  | N/A | https://www.pjm.com/pjmfiles/pub/planning/project-queues/feas_docs/ae1101_fea.pdf | Document Posted | https://www.pjm.com/pjmfiles/pub/planning/project-queues/impact_studies/ae1101_imp.pdf | Document Posted | https://www.pjm.com/pjmfiles/pub/planning/project-queues/facilities/ae1101_fac.pdf | Document Posted | https://www.pjm.com/pjmfiles/pub/planning/project-queues/isa/ae1_101_isa.pdf | Document Posted | N/A | https://www.pjm.com/pjmfiles/pub/planning/project-queues/csa/ae1_101_csa.pdf | Document Posted | N/A | N/A | 12/10/2023 | 9/2/2018 | N/A | N/A | 12/13/2023 |  |  | 3/31/2024 | 3/31/2024 | 6/6/2024 | N | No
AE1-102 | Maddox Creek 345 kV | Blue Creek Wind Farm | OH | Van Wert | Suspended | AEP | 396 | 26 | 15.6 |  | Capacity | Generation Interconnection | Solar |  |  | N/A | https://www.pjm.com/pjmfiles/pub/planning/project-queues/feas_docs/ae1102_fea.pdf | Document Posted | https://www.pjm.com/pjmfiles/pub/planning/project-queues/impact_studies/ae1102_imp.pdf | Document Posted | https://www.pjm.com/pjmfiles/pub/planning/project-queues/facilities/ae1102_fac.pdf | Document Posted | https://www.pjm.com/pjmfiles/pub/planning/project-queues/isa/ae1_102_isa.pdf | Document Posted | N/A | https://www.pjm.com/pjmfiles/pub/planning/project-queues/csa/ae1_102_csa.pdf | Document Posted | N/A | N/A |  | 9/1/2018 | N/A | N/A |  |  |  | 11/30/2024 | 11/30/2024 |  | N | No
AE1-103 | Holland-Union Camp 115 kV | Ho-Fel Solar | VA | Isle of Wight | Engineering and Procurement | Dominion | 40 | 40 | 16.8 |  | Capacity | Generation Interconnection | Solar |  |  | N/A | https://www.pjm.com/pjmfiles/pub/planning/project-queues/feas_docs/ae1103_fea.pdf | Document Posted | https://www.pjm.com/pjmfiles/pub/planning/project-queues/impact_studies/ae1103_imp.pdf | Document Posted | https://www.pjm.com/pjmfiles/pub/planning/project-queues/facilities/ae1103_fac.pdf | Document Posted | https://www.pjm.com/pjmfiles/pub/planning/project-queues/isa/ae1_103_isa.pdf | Document Posted | N/A | https://www.pjm.com/pjmfiles/pub/planning/project-queues/csa/ae1_103_csa.pdf | Document Posted | N/A | N/A | 5/4/2026 | 9/1/2018 | N/A | N/A | 7/1/2026 |  |  | 10/19/2026 | 10/19/2026 |  | N | No
AE1-104 | BL England 138 kV | Ocean Wind LLC | NJ | Cape May | Suspended | AEC | 432 | 432 | 121.4 |  | Capacity | Generation Interconnection | Offshore Wind |  |  | N/A | https://www.pjm.com/pjmfiles/pub/planning/project-queues/feas_docs/ae1104_fea.pdf | Document Posted | https://www.pjm.com/pjmfiles/pub/planning/project-queues/impact_studies/ae1104_imp.pdf | Document Posted | https://www.pjm.com/pjmfiles/pub/planning/project-queues/facilities/ae1104_fac.pdf | Document Posted | https://www.pjm.com/pjmfiles/pub/planning/project-queues/isa/ae1_104_isa.pdf | Document Posted | N/A | https://www.pjm.com/pjmfiles/pub/planning/project-queues/csa/ae1_104_csa.pdf | Document Posted | N/A | N/A |  | 9/6/2018 | N/A | N/A | 2/28/2026 |  |  | 2/28/2026 | 2/28/2026 |  | N | No
AE1-105 | North Longview 500 kV | Maidsville CCGT | WV | Preston | Suspended | APS | 1270 | 1270 | 1235 |  | Capacity | Generation Interconnection | Natural Gas |  |  | N/A | https://www.pjm.com/pjmfiles/pub/planning/project-queues/feas_docs/ae1105_fea.pdf | Document Posted | https://www.pjm.com/pjmfiles/pub/planning/project-queues/impact_studies/ae1105_imp.pdf | Document Posted | https://www.pjm.com/pjmfiles/pub/planning/project-queues/facilities/ae1105_fac.pdf | Document Posted | https://www.pjm.com/pjmfiles/pub/planning/project-queues/isa/ae1_105_isa.pdf | Document Posted | N/A | https://www.pjm.com/pjmfiles/pub/planning/project-queues/csa/ae1_105_csa.pdf | Document Posted | N/A | N/A |  | 9/6/2018 | N/A | N/A |  |  |  | 7/1/2026 | 7/1/2026 |  | N | No
AE1-106 | Lake Lynn-Hazelton 138 kV | Brandonville Solar | WV | Preston | Suspended | APS | 99.6 | 99.6 | 59 |  | Capacity | Generation Interconnection | Solar |  |  | N/A | https://www.pjm.com/pjmfiles/pub/planning/project-queues/feas_docs/ae1106_fea.pdf | Document Posted | https://www.pjm.com/pjmfiles/pub/planning/project-queues/impact_studies/ae1106_imp.pdf | Document Posted | https://www.pjm.com/pjmfiles/pub/planning/project-queues/facilities/ae1106_fac.pdf | Document Posted | https://www.pjm.com/pjmfiles/pub/planning/project-queues/isa/ae1_106_isa.pdf | Document Posted | N/A | https://www.pjm.com/pjmfiles/pub/planning/project-queues/csa/ae1_106_csa.pdf | Document Posted | N/A | N/A | 10/31/2026 | 9/11/2018 | N/A | N/A | 10/31/2026 |  |  | 12/31/2026 | 12/31/2026 |  | N | No
AE1-107 | Mt. Pleasant-Lums Pond 138 kV |  | DE | New Castle | Withdrawn | DPL | 53.1 | 53.1 | 31 |  | Capacity | Generation Interconnection | Solar |  |  | N/A | https://www.pjm.com/pjmfiles/pub/planning/project-queues/feas_docs/ae1107_fea.pdf | Document Posted | https://www.pjm.com/pjmfiles/pub/planning/project-queues/impact_studies/ae1107_imp.htm | Document Posted | https://www.pjm.com/pjmfiles/pub/planning/project-queues/facilities/ae1107_fac.pdf | Document Posted |  | Withdrawn | N/A |  | Withdrawn | N/A | N/A |  | 9/10/2018 | N/A | N/A |  | 4/5/2023 |  | 9/30/2021 |  |  | N | No
AE1-108 | Bremo-Scottsville 138 kV | Riverstone Solar | VA | Buckingham | Engineering and Procurement | AEP | 149.5 | 149.5 | 89.7 |  | Capacity | Generation Interconnection | Solar |  |  | N/A | https://www.pjm.com/pjmfiles/pub/planning/project-queues/feas_docs/ae1108_fea.pdf | Document Posted | https://www.pjm.com/pjmfiles/pub/planning/project-queues/impact_studies/ae1108_imp.pdf | Document Posted | https://www.pjm.com/pjmfiles/pub/planning/project-queues/facilities/ae1108_fac.pdf | Document Posted | https://www.pjm.com/pjmfiles/pub/planning/project-queues/isa/ae1_108_isa.pdf | Document Posted | N/A | https://www.pjm.com/pjmfiles/pub/planning/project-queues/csa/ae1_108_csa.pdf | Document Posted | N/A | N/A | 10/15/2026 | 9/13/2018 | N/A | N/A | 11/15/2026 |  |  | 11/30/2027 | 11/30/2027 |  | N | No
AE1-109 | Frenchs Mill 34 kV | Capon Bridge Solar | WV | Hampshire | In Service | APS | 20 | 20 | 8.7 | 20 | Capacity | Generation Interconnection | Solar |  |  | N/A | https://www.pjm.com/pjmfiles/pub/planning/project-queues/feas_docs/ae1109_fea.pdf | Document Posted | https://www.pjm.com/pjmfiles/pub/planning/project-queues/impact_studies/ae1109_imp.pdf | Document Posted |  | Not Required | N/A | Wholesale Market Participation Agreement | https://www.pjm.com/pjmfiles/pub/planning/project-queues/wmpa/ae1109_wmpa.pdf | https://www.pjm.com/pjmfiles/pub/planning/project-queues/csa/ae1109_wmpa.pdf | Not Required | N/A | N/A | 6/20/2024 | 9/15/2018 | N/A | N/A | 7/10/2024 |  |  | 7/31/2024 | 7/31/2024 | 7/25/2024 | N | No
AE1-109A | Baker Pont-Ivor 115 kV |  | VA | Southampton | Withdrawn | Dominion | 85 | 85 | 51 |  | Capacity | Generation Interconnection | Solar |  |  | N/A | https://www.pjm.com/pjmfiles/pub/planning/project-queues/feas_docs/ae1109a_fea.pdf | Document Posted |  |  |  |  | N/A |  | N/A |  |  | N/A | N/A |  | 9/12/2018 | N/A | N/A |  | 3/6/2019 |  | 12/1/2022 |  |  | N | No
AE1-113 | Mole Creek 345 kV | Panther Grove 2 | IL | Woodford | Engineering and Procurement | ComEd | 300 | 300 | 66 |  | Capacity | Generation Interconnection | Wind |  |  | N/A | https://www.pjm.com/pjmfiles/pub/planning/project-queues/feas_docs/ae1113_fea.pdf | Document Posted | https://www.pjm.com/pjmfiles/pub/planning/project-queues/impact_studies/ae1113_imp.htm | Document Posted | https://www.pjm.com/pjmfiles/pub/planning/project-queues/facilities/ae1113_fac.pdf | Document Posted | https://www.pjm.com/pjmfiles/pub/planning/project-queues/isa/ae1_113_isa.pdf | Document Posted | N/A | https://www.pjm.com/pjmfiles/pub/planning/project-queues/csa/ae1_113_csa.pdf | Document Posted | N/A | N/A | 9/21/2026 | 9/14/2018 | N/A | N/A | 10/1/2026 |  |  | 1/18/2027 | 1/18/2027 |  | N | No
AE1-114 - moved to TC1 | Maryland-Lancaster 138 kV |  | IL | Ogle | Active | ComEd | 150 | 150 | 34 |  | Capacity | Generation Interconnection | Wind |  |  | N/A | https://www.pjm.com/pjmfiles/pub/planning/project-queues/feas_docs/ae1114_fea.pdf | Document Posted | https://www.pjm.com/pjmfiles/pub/planning/project-queues/impact_studies/ae1114_imp.pdf | Document Posted |  | In Progress | N/A |  | N/A |  |  | N/A | N/A |  | 9/13/2018 | N/A | N/A |  |  |  | 12/31/2021 |  |  | N | No
AE1-115 | Churchtown 69 kV |  | NJ | Salem | Withdrawn | AEC | 20 | 20 | 10 |  | Capacity | Generation Interconnection | Storage |  |  | N/A | https://www.pjm.com/pjmfiles/pub/planning/project-queues/feas_docs/ae1115_fea.pdf | Document Posted | https://www.pjm.com/pjmfiles/pub/planning/project-queues/impact_studies/ae1115_imp.pdf | Document Posted | https://www.pjm.com/pjmfiles/pub/planning/project-queues/facilities/ae1115_fac.pdf | Document Posted |  | Withdrawn | N/A |  | Withdrawn | N/A | N/A |  | 9/14/2018 | N/A | N/A |  | 4/29/2022 |  | 6/1/2021 |  |  | N | No
AE1-116 | Somerset 22.86kV |  | PA | Somerset | Withdrawn | PENELEC | 9 | 0 | 4.5 |  | Capacity | Generation Interconnection | Storage |  |  | N/A | https://www.pjm.com/pjmfiles/pub/planning/project-queues/feas_docs/ae1116_fea.pdf | Document Posted | https://www.pjm.com/pjmfiles/pub/planning/project-queues/impact_studies/ae1116_imp.pdf | Document Posted |  | Not Required |  | Withdrawn | N/A |  | Withdrawn | N/A | N/A |  | 9/14/2018 | N/A | N/A |  | 3/19/2021 |  | 10/1/2020 |  |  | N | No
AE1-117 | Bethany 138 kV |  | DE | Sussex | Withdrawn | DPL | 152 | 152 | 41.5 |  | Capacity | Generation Interconnection | Offshore Wind |  |  | N/A | https://www.pjm.com/pjmfiles/pub/planning/project-queues/feas_docs/ae1117_fea.pdf | Document Posted | https://www.pjm.com/pjmfiles/pub/planning/project-queues/impact_studies/ae1117_imp.pdf | Document Posted |  | Withdrawn | N/A |  | N/A |  |  | N/A | N/A |  | 9/14/2018 | N/A | N/A |  | 7/15/2022 |  | 6/1/2022 |  |  | N | No
AE1-118 | Bethany-138th Street 138 kV |  | DE | Sussex | Withdrawn | DPL | 152 | 152 | 41.5 |  | Capacity | Generation Interconnection | Offshore Wind |  |  | N/A | https://www.pjm.com/pjmfiles/pub/planning/project-queues/feas_docs/ae1118_fea.pdf | Document Posted | https://www.pjm.com/pjmfiles/pub/planning/project-queues/impact_studies/ae1118_imp.pdf | Document Posted |  | Withdrawn | N/A |  | N/A |  |  | N/A | N/A |  | 9/14/2018 | N/A | N/A |  | 7/10/2020 |  | 6/1/2022 |  |  | N | No
AE1-119 | Lemoyne 345 kV |  | OH | Wood | Withdrawn | ATSI | 1260 | 550 | 550 |  | Capacity | Generation Interconnection | Natural Gas; Other |  |  | N/A | https://www.pjm.com/pjmfiles/pub/planning/project-queues/feas_docs/ae1119_fea.pdf | Document Posted | https://www.pjm.com/pjmfiles/pub/planning/project-queues/impact_studies/ae1119_imp.pdf | Document Posted |  | Withdrawn | N/A |  | N/A |  |  | N/A | N/A |  | 9/17/2018 | N/A | N/A |  | 10/27/2021 |  | 6/1/2022 |  |  | N | No
AE1-120 | Hillcrest 138 kV | Hillcrest Solar I | OH | Brown | In Service | DEOK | 200 | 0 | 44 |  | Capacity | Generation Interconnection | Solar |  |  | N/A | https://www.pjm.com/pjmfiles/pub/planning/project-queues/feas_docs/ae1120_fea.pdf | Document Posted | https://www.pjm.com/pjmfiles/pub/planning/project-queues/impact_studies/ae1120_imp.pdf | Document Posted |  | Not Required | https://www.pjm.com/pjmfiles/pub/planning/project-queues/isa/ae1_120_isa.pdf | Document Posted | N/A |  | Not Required | N/A | N/A | 8/19/2020 | 9/17/2018 | N/A | N/A | 11/15/2020 |  |  | 12/31/2020 | 12/31/2020 | 12/18/2020 | N | No
AE1-121 | Axton 138 kV |  | VA | Pittsylvania | Withdrawn | AEP | 529.5 | 529.5 | 483 |  | Capacity | Generation Interconnection | Natural Gas |  |  | N/A | https://www.pjm.com/pjmfiles/pub/planning/project-queues/feas_docs/ae1121_fea.pdf | Document Posted | https://www.pjm.com/pjmfiles/pub/planning/project-queues/impact_studies/ae1121_imp.pdf | Document Posted |  | Withdrawn | N/A |  | N/A |  |  | N/A | N/A |  | 9/18/2018 | N/A | N/A |  | 1/8/2021 |  | 6/1/2022 |  |  | N | No
AE1-122 | Axton 138 kV |  | VA | Pittsylvania | Withdrawn | AEP | 529.5 | 529.5 | 483 |  | Capacity | Generation Interconnection | Natural Gas |  |  | N/A | https://www.pjm.com/pjmfiles/pub/planning/project-queues/feas_docs/ae1122_fea.pdf | Document Posted |  |  |  |  | N/A |  | N/A |  |  | N/A | N/A |  | 9/18/2018 | N/A | N/A |  | 7/18/2019 |  | 6/1/2023 |  |  | N | No
AE1-123 | Emlenton 34.5 kV | Clarion Boards | PA | Clarion | In Service | PENELEC | 18 | 18 | 18 | 18 | Capacity | Generation Interconnection | Natural Gas |  |  | N/A | https://www.pjm.com/pjmfiles/pub/planning/project-queues/feas_docs/ae1123_fea.pdf | Document Posted | https://www.pjm.com/pjmfiles/pub/planning/project-queues/impact_studies/ae1123_imp.pdf | Document Posted |  | Not Required | N/A | Wholesale Market Participation Agreement | https://www.pjm.com/pjmfiles/pub/planning/project-queues/wmpa/ae1123_wmpa.pdf | https://www.pjm.com/pjmfiles/pub/planning/project-queues/csa/ae1123_wmpa.pdf | Not Required | N/A | N/A |  | 9/20/2018 | N/A | N/A | 10/2/2023 |  |  | 11/10/2023 | 11/10/2023 | 11/3/2023 | N | No
AE1-124 | Oak Grove 34.5 kV | VSF Solar I | VA | Westmoreland | Withdrawn | Dominion | 20 | 20 | 13.3 |  | Capacity | Generation Interconnection | Solar |  |  | N/A | https://www.pjm.com/pjmfiles/pub/planning/project-queues/feas_docs/ae1124_fea.pdf | Document Posted | https://www.pjm.com/pjmfiles/pub/planning/project-queues/impact_studies/ae1124_imp.pdf | Document Posted |  | Not Required | N/A | Wholesale Market Participation Agreement | https://www.pjm.com/pjmfiles/pub/planning/project-queues/wmpa/ae1124_wmpa.pdf | https://www.pjm.com/pjmfiles/pub/planning/project-queues/csa/ae1124_wmpa.pdf | Not Required | N/A | N/A |  | 9/19/2018 | N/A | N/A |  | 4/30/2021 |  | 3/27/2024 | 3/27/2024 |  | N | No
AE1-125 | Mt. Jackson 34.5 kV |  | VA | Shenandoah | Withdrawn | Dominion | 18.9 | 18.9 | 13 |  | Capacity | Generation Interconnection | Solar |  |  | N/A | https://www.pjm.com/pjmfiles/pub/planning/project-queues/feas_docs/ae1125_fea.pdf | Document Posted |  |  |  |  | N/A |  | N/A |  |  | N/A | N/A |  | 9/19/2018 | N/A | N/A |  | 3/11/2019 |  | 11/20/2020 |  |  | N | No
AE1-126 | Kingsland 26 kV |  | NJ | Bergen | Withdrawn | PSEG | 19.8 | 19.8 | 8.316 |  | Capacity | Generation Interconnection | Solar |  |  | N/A |  | Withdrawn |  |  |  |  | N/A |  | N/A |  |  | N/A | N/A |  | 9/19/2018 | N/A | N/A |  | 10/1/2018 |  | 11/29/2019 |  |  | N | No
AE1-127 | Eldred-Sunbury 69 kV |  | PA | Northumberland | Withdrawn | PPL | 50 | 50 | 32.1 |  | Capacity | Generation Interconnection | Solar |  |  | N/A | https://www.pjm.com/pjmfiles/pub/planning/project-queues/feas_docs/ae1127_fea.pdf | Document Posted | https://www.pjm.com/pjmfiles/pub/planning/project-queues/impact_studies/ae1127_imp.pdf | Document Posted |  |  | N/A |  | N/A |  |  | N/A | N/A |  | 9/19/2018 | N/A | N/A |  | 10/18/2019 |  | 6/7/2021 |  |  | N | No
AE1-128 | Bedford North-Wills Mounain 115 kV |  | PA | Bedford | Withdrawn | PENELEC | 120 | 120 | 72 |  | Capacity | Generation Interconnection | Solar; Storage |  |  | N/A | https://www.pjm.com/pjmfiles/pub/planning/project-queues/feas_docs/ae1128_fea.pdf | Document Posted | https://www.pjm.com/pjmfiles/pub/planning/project-queues/impact_studies/ae1128_imp.pdf | Document Posted |  | Not Required |  | Withdrawn | N/A |  | Not Required | N/A | N/A |  | 9/19/2018 | N/A | N/A |  | 2/8/2023 |  | 12/31/2021 |  |  | N | No
AE1-129 | Zion View - Middletown 115 kV | Strinestown Solar Project | PA | York | Engineering and Procurement | ME | 79.6 | 79.6 | 47 |  | Capacity | Generation Interconnection | Solar |  |  | N/A | https://www.pjm.com/pjmfiles/pub/planning/project-queues/feas_docs/ae1129_fea.pdf | Document Posted | https://www.pjm.com/pjmfiles/pub/planning/project-queues/impact_studies/ae1129_imp.pdf | Document Posted | https://www.pjm.com/pjmfiles/pub/planning/project-queues/facilities/ae1129_fac.pdf | Document Posted | https://www.pjm.com/pjmfiles/pub/planning/project-queues/isa/ae1_129_isa.pdf | Document Posted | N/A | https://www.pjm.com/pjmfiles/pub/planning/project-queues/csa/ae1_129_csa.pdf | Document Posted | N/A | N/A | 11/9/2026 | 9/7/2018 | N/A | N/A | 12/7/2026 |  |  | 1/7/2027 | 1/7/2027 |  | N | No
AE1-130 | Meads Store 138 kV |  | VA | Bedford | Withdrawn | AEP | 83 | 83 | 55.3 |  | Capacity | Generation Interconnection | Solar |  |  | N/A | https://www.pjm.com/pjmfiles/pub/planning/project-queues/feas_docs/ae1130_fea.pdf | Document Posted | https://www.pjm.com/pjmfiles/pub/planning/project-queues/impact_studies/ae1130_imp.pdf | Document Posted |  | Withdrawn | N/A |  | N/A |  |  | N/A | N/A |  | 9/11/2018 | N/A | N/A |  | 8/6/2021 |  | 11/30/2020 |  |  | N | No
AE1-131 | Gardners-Hunterstown 115 kV |  | PA | Adams | Withdrawn | ME | 65 | 65 | 39 |  | Capacity | Generation Interconnection | Solar |  |  | N/A | https://www.pjm.com/pjmfiles/pub/planning/project-queues/feas_docs/ae1131_fea.pdf | Document Posted | https://www.pjm.com/pjmfiles/pub/planning/project-queues/impact_studies/ae1131_imp.pdf | Document Posted |  | Withdrawn | N/A |  | N/A |  |  | N/A | N/A |  | 9/20/2018 | N/A | N/A |  | 6/11/2021 |  | 12/31/2021 |  |  | N | No
AE1-132 | McConnellsburg 138 kV |  | PA | Fulton | Withdrawn | APS | 85 | 85 | 51 |  | Capacity | Generation Interconnection | Solar |  |  | N/A | https://www.pjm.com/pjmfiles/pub/planning/project-queues/feas_docs/ae1132_fea.pdf | Document Posted | https://www.pjm.com/pjmfiles/pub/planning/project-queues/impact_studies/ae1132_imp.pdf | Document Posted | https://www.pjm.com/pjmfiles/pub/planning/project-queues/facilities/ae1132_fac.pdf | Document Posted |  | Withdrawn | N/A |  | Withdrawn | N/A | N/A |  | 9/20/2018 | N/A | N/A |  | 2/23/2022 |  | 12/31/2021 |  |  | N | No
AE1-133 | Elizabeth City-Tanglewood 230 kV |  | NC | Alamance | Withdrawn | Dominion | 300 | 300 | 201 |  | Capacity | Generation Interconnection | Solar |  |  | N/A | https://www.pjm.com/pjmfiles/pub/planning/project-queues/feas_docs/ae1133_fea.pdf | Document Posted |  |  |  |  | N/A |  | N/A |  |  | N/A | N/A |  | 9/24/2018 | N/A | N/A |  | 3/11/2019 |  | 9/1/2022 |  |  | N | No
AE1-134 | Nelson 345 kV | Nelson Energy Center | IL | Lee | In Service | ComEd | 609 | 9 | 24.4 | 9 | Capacity | Generation Interconnection | Natural Gas |  |  | N/A | https://www.pjm.com/pjmfiles/pub/planning/project-queues/feas_docs/ae1134_fea.pdf | Document Posted | https://www.pjm.com/pjmfiles/pub/planning/project-queues/impact_studies/ae1134_imp.pdf | Document Posted |  | Not Required | https://www.pjm.com/pjmfiles/pub/planning/project-queues/isa/ae1_134_isa.pdf | Document Posted | N/A |  | Not Required | N/A | N/A |  | 9/24/2018 | N/A | N/A |  |  |  | 6/30/2023 | 6/30/2023 | 5/12/2023 | N | No
AE1-135 | Clubhouse 230 kV |  | VA | Greensville | Withdrawn | Dominion | 200 | 200 | 120 |  | Capacity | Generation Interconnection | Solar; Storage |  |  | N/A | https://www.pjm.com/pjmfiles/pub/planning/project-queues/feas_docs/ae1135_fea.pdf | Document Posted |  |  |  |  | N/A |  | N/A |  |  | N/A | N/A |  | 9/24/2018 | N/A | N/A |  | 3/19/2019 |  | 6/30/2019 |  |  | N | No
AE1-136 | McConnellsburg-Guilford 138 kV |  | PA | Franklin | Withdrawn | APS | 53.32 | 53.32 | 32 |  | Capacity | Generation Interconnection | Solar |  |  | N/A | https://www.pjm.com/pjmfiles/pub/planning/project-queues/feas_docs/ae1136_fea.pdf | Document Posted |  |  |  |  | N/A |  | N/A |  |  | N/A | N/A |  | 9/24/2018 | N/A | N/A |  | 3/26/2019 |  | 12/31/2021 |  |  | N | No
AE1-137 | Bluff Point-Randolph |  | IN | Randolph | Withdrawn | AEP | 100 | 100 | 38 |  | Capacity | Generation Interconnection | Solar |  |  | N/A |  | Withdrawn |  |  |  |  | N/A |  | N/A |  |  | N/A | N/A |  | 9/24/2018 | N/A | N/A |  | 10/3/2018 |  | 10/31/2021 |  |  | N | No
AE1-138 | Hamilton 115 kV |  | PA | Adams | Withdrawn | ME | 22 | 22 | 13.2 |  | Capacity | Generation Interconnection | Solar |  |  | N/A | https://www.pjm.com/pjmfiles/pub/planning/project-queues/feas_docs/ae1138_fea.pdf | Document Posted | https://www.pjm.com/pjmfiles/pub/planning/project-queues/impact_studies/ae1138_imp.pdf | Document Posted |  | Withdrawn | N/A |  | N/A |  |  | N/A | N/A |  | 9/24/2018 | N/A | N/A |  | 3/30/2022 |  |  |  |  | N | No
AE1-139 | Hunterstown 115 kV |  | PA | Adams | Withdrawn | ME | 65 | 65 | 39 |  | Capacity | Generation Interconnection | Solar |  |  | N/A | https://www.pjm.com/pjmfiles/pub/planning/project-queues/feas_docs/ae1139_fea.pdf | Document Posted | https://www.pjm.com/pjmfiles/pub/planning/project-queues/impact_studies/ae1139_imp.pdf | Document Posted |  | Withdrawn | N/A |  | N/A |  |  | N/A | N/A |  | 9/24/2018 | N/A | N/A |  | 3/29/2022 |  | 12/15/2022 | 12/15/2022 |  | N | No
AE1-140 | Fayetteville-West Waynesboro 138 kV |  | PA | Franklin | Withdrawn | APS | 22 | 22 | 13.2 |  | Capacity | Generation Interconnection | Solar |  |  | N/A | https://www.pjm.com/pjmfiles/pub/planning/project-queues/feas_docs/ae1140_fea.pdf | Document Posted |  |  |  |  | N/A |  | N/A |  |  | N/A | N/A |  | 9/24/2018 | N/A | N/A |  | 4/30/2019 |  | 12/31/2021 |  |  | N | No
AE1-141 | McDowell 138 kV |  | PA | Mercer | Withdrawn | ATSI | 55 | 55 | 33 |  | Capacity | Generation Interconnection | Solar; Storage |  |  | N/A |  | Withdrawn |  |  |  |  | N/A |  | N/A |  |  | N/A | N/A |  | 9/24/2018 | N/A | N/A |  | 10/1/2018 |  | 12/31/2021 |  |  | N | No
AE1-142 | Manitou-Pleasant Plains 34.5 kV | Toms River Solar | NJ | Ocean | In Service | JCPL | 20 | 20 | 8.2 | 20 | Capacity | Generation Interconnection | Solar |  |  | N/A | https://www.pjm.com/pjmfiles/pub/planning/project-queues/feas_docs/ae1142_fea.pdf | Document Posted | https://www.pjm.com/pjmfiles/pub/planning/project-queues/impact_studies/ae1142_imp.pdf | Document Posted |  | Not Required | https://www.pjm.com/pjmfiles/pub/planning/project-queues/isa/ae1_142_isa.pdf | Document Posted | N/A | https://www.pjm.com/pjmfiles/pub/planning/project-queues/csa/ae1_142_csa.pdf | Document Posted | N/A | N/A |  | 9/24/2018 | N/A | N/A | 2/15/2021 |  |  | 2/28/2021 | 2/28/2021 | 3/12/2021 | N | No
AE1-143 | Marion County 161 kV | Northern Bobwhite Solar | KY | Marion | Engineering and Procurement | EKPC | 96 | 96 | 64.163 |  | Capacity | Generation Interconnection | Solar |  |  | N/A | https://www.pjm.com/pjmfiles/pub/planning/project-queues/feas_docs/ae1143_fea.pdf | Document Posted | https://www.pjm.com/pjmfiles/pub/planning/project-queues/impact_studies/ae1143_imp.pdf | Document Posted | https://www.pjm.com/pjmfiles/pub/planning/project-queues/facilities/ae1143_fac.pdf | Document Posted | https://www.pjm.com/pjmfiles/pub/planning/project-queues/isa/ae1_143_isa.pdf | Document Posted | N/A | https://www.pjm.com/pjmfiles/pub/planning/project-queues/csa/ae1_143_csa.pdf | Document Posted | N/A | N/A | 12/15/2026 | 9/25/2018 | N/A | N/A | 1/15/2027 |  |  | 3/15/2027 | 3/15/2027 |  | N | No
AE1-145 | Wallops Island 69 kV |  | VA | Accomack | Withdrawn | ODEC | 20 | 20 | 20 |  | Capacity | Generation Interconnection | Solar; Storage |  |  | N/A | https://www.pjm.com/pjmfiles/pub/planning/project-queues/feas_docs/ae1145_fea.pdf | Document Posted | https://www.pjm.com/pjmfiles/pub/planning/project-queues/impact_studies/ae1145_imp.pdf | Document Posted |  | Withdrawn | N/A |  | N/A |  |  | N/A | N/A |  | 9/24/2018 | N/A | N/A |  | 4/20/2022 |  | 12/1/2020 |  |  | N | No
AE1-146 | Ebersole #2-Fostoria Central 138 kV | Border Basin | OH | Hancock | Engineering and Procurement | AEP | 120 | 120 | 81.8 |  | Capacity | Generation Interconnection | Solar |  |  | N/A | https://www.pjm.com/pjmfiles/pub/planning/project-queues/feas_docs/ae1146_fea.pdf | Document Posted | https://www.pjm.com/pjmfiles/pub/planning/project-queues/impact_studies/ae1146_imp.pdf | Document Posted | https://www.pjm.com/pjmfiles/pub/planning/project-queues/facilities/ae1146_fac.pdf | Document Posted | https://www.pjm.com/pjmfiles/pub/planning/project-queues/isa/ae1_146_isa.pdf | Document Posted | N/A | https://www.pjm.com/pjmfiles/pub/planning/project-queues/csa/ae1_146_csa.pdf | Document Posted | N/A | N/A | 10/3/2025 | 9/25/2018 | N/A | N/A | 11/3/2025 |  |  | 12/31/2025 | 12/31/2025 |  | N | No
AE1-147 | Bellefonte 46 kV | Nittany Solar | PA | Centre | Withdrawn | APS | 20 | 20 | 12 |  | Capacity | Generation Interconnection | Solar |  |  | N/A | https://www.pjm.com/pjmfiles/pub/planning/project-queues/feas_docs/ae1147_fea.pdf | Document Posted | https://www.pjm.com/pjmfiles/pub/planning/project-queues/impact_studies/ae1147_imp.pdf | Document Posted |  | Not Required | N/A | Wholesale Market Participation Agreement | https://www.pjm.com/pjmfiles/pub/planning/project-queues/wmpa/ae1147_wmpa.pdf | https://www.pjm.com/pjmfiles/pub/planning/project-queues/csa/ae1147_wmpa.pdf | Not Required | N/A | N/A |  | 9/24/2018 | N/A | N/A | 12/15/2022 | 3/12/2022 |  | 12/15/2022 | 12/15/2022 |  | N | No
AE1-148 - moved to TC1 | Kerr Dam-Ridge Rd 115 kV | Antlers Road Solar | VA | Mecklenburg | Active | Dominion | 90 | 90 | 54 |  | Capacity | Generation Interconnection | Solar |  |  | N/A | https://www.pjm.com/pjmfiles/pub/planning/project-queues/feas_docs/ae1148_fea.pdf | Document Posted | https://www.pjm.com/pjmfiles/pub/planning/project-queues/impact_studies/ae1148_imp.pdf | Document Posted |  | In Progress | N/A |  | N/A |  |  | N/A | N/A |  | 9/24/2018 | N/A | N/A |  |  |  | 12/1/2021 |  |  | N | No
AE1-149 | Disputanta-Poe 115 kV | Bakers Pond Solar | VA | Prince George | Suspended | Dominion | 100 | 100 | 60 |  | Capacity | Generation Interconnection | Solar |  |  | N/A | https://www.pjm.com/pjmfiles/pub/planning/project-queues/feas_docs/ae1149_fea.pdf | Document Posted | https://www.pjm.com/pjmfiles/pub/planning/project-queues/impact_studies/ae1149_imp.pdf | Document Posted | https://www.pjm.com/pjmfiles/pub/planning/project-queues/facilities/ae1149_fac.pdf | Document Posted | https://www.pjm.com/pjmfiles/pub/planning/project-queues/isa/ae1_149_isa.pdf | Document Posted | N/A | https://www.pjm.com/pjmfiles/pub/planning/project-queues/csa/ae1_149_csa.pdf | Document Posted | N/A | N/A |  | 9/24/2018 | N/A | N/A | 3/1/2026 |  |  | 7/1/2026 | 7/1/2026 |  | N | No
AE1-150 | Curdsville-Willis Mountain 115 kV |  | VA | Buckingham | Withdrawn | Dominion | 100 | 100 | 60 |  | Capacity | Generation Interconnection | Solar |  |  | N/A | https://www.pjm.com/pjmfiles/pub/planning/project-queues/feas_docs/ae1150_fea.pdf | Document Posted |  |  |  |  | N/A |  | N/A |  |  | N/A | N/A |  | 9/24/2018 | N/A | N/A |  | 3/15/2019 |  | 12/1/2021 |  |  | N | No
AE1-151 | PACA Street 13.8kV |  | MD | Baltimore City | Withdrawn | BGE | 9 | 9 | 9 |  | Capacity | Generation Interconnection | Natural Gas |  |  | N/A | https://www.pjm.com/pjmfiles/pub/planning/project-queues/feas_docs/ae1151_fea.pdf | Document Posted | https://www.pjm.com/pjmfiles/pub/planning/project-queues/impact_studies/ae1151_imp.pdf | Document Posted |  |  | N/A |  | N/A |  |  | N/A | N/A |  | 9/24/2018 | N/A | N/A |  | 10/8/2019 |  | 3/2/2020 |  |  | N | No
AE1-152 | Gosport 34.5 kV |  | VA | City of Portsmouth | Withdrawn | Dominion | 21.5 | 21.5 | 20.2 |  | Capacity | Generation Interconnection | Natural Gas; Diesel; Other; Storage |  |  | N/A |  | Withdrawn |  |  |  |  | N/A |  | N/A |  |  | N/A | N/A |  | 9/24/2018 | N/A | N/A |  | 10/16/2018 |  | 10/16/2020 |  |  | N | No
AE1-153 | Remington-Gordonsville 230 kV | Maroon Solar | VA | Culpeper | Suspended | Dominion | 149 | 149 | 89.4 |  | Capacity | Generation Interconnection | Solar |  |  | N/A | https://www.pjm.com/pjmfiles/pub/planning/project-queues/feas_docs/ae1153_fea.pdf | Document Posted | https://www.pjm.com/pjmfiles/pub/planning/project-queues/impact_studies/ae1153_imp.pdf | Document Posted | https://www.pjm.com/pjmfiles/pub/planning/project-queues/facilities/ae1153_fac.pdf | Document Posted | https://www.pjm.com/pjmfiles/pub/planning/project-queues/isa/ae1_153_isa.pdf | Document Posted | N/A | https://www.pjm.com/pjmfiles/pub/planning/project-queues/csa/ae1_153_csa.pdf | Document Posted | N/A | N/A |  | 9/25/2018 | N/A | N/A | 12/25/2025 |  |  | 5/30/2027 | 5/30/2027 |  | N | No
AE1-154 | Louisa-South Anna 230 kV | Belcher Solar | VA | Louisa | Withdrawn | Dominion | 105.2 | 17 | 10 |  | Capacity | Generation Interconnection | Solar |  |  | N/A | https://www.pjm.com/pjmfiles/pub/planning/project-queues/feas_docs/ae1154_fea.pdf | Document Posted | https://www.pjm.com/pjmfiles/pub/planning/project-queues/impact_studies/ae1154_imp.pdf | Document Posted |  | Not Required | https://www.pjm.com/pjmfiles/pub/planning/project-queues/isa/ae1_154_isa.pdf | Document Posted | N/A | https://www.pjm.com/pjmfiles/pub/planning/project-queues/csa/ae1_154_csa.pdf | Document Posted | N/A | N/A |  | 9/24/2018 | N/A | N/A | 6/1/2023 | 7/5/2023 |  | 12/1/2021 | 12/1/2021 |  | N | No
AE1-155 | Garner-Northern Neck 115 kV | Bookers Mill Solar | VA | City of Richmond | In Service | Dominion | 127 | 127 | 76.2 | 127 | Capacity | Generation Interconnection | Solar |  |  | N/A | https://www.pjm.com/pjmfiles/pub/planning/project-queues/feas_docs/ae1155_fea.pdf | Document Posted | https://www.pjm.com/pjmfiles/pub/planning/project-queues/impact_studies/ae1155_imp.pdf | Document Posted | https://www.pjm.com/pjmfiles/pub/planning/project-queues/facilities/ae1155_fac.pdf | Document Posted | https://www.pjm.com/pjmfiles/pub/planning/project-queues/isa/ae1_155_isa.pdf | Document Posted | N/A | https://www.pjm.com/pjmfiles/pub/planning/project-queues/csa/ae1_155_csa.pdf | Document Posted | N/A | N/A | 10/6/2023 | 9/26/2018 | N/A | N/A | 3/12/2024 |  |  | 5/14/2024 | 5/14/2024 | 12/18/2024 | N | No
AE1-156 | Quakertown Solar II 34.5 kV | Quakertown Solar Farm | NJ | Hunterdon | Under Construction | JCPL | 17.6 | 7.6 | 4.1 |  | Capacity | Generation Interconnection | Solar |  |  | N/A | https://www.pjm.com/pjmfiles/pub/planning/project-queues/feas_docs/ae1156_fea.pdf | Document Posted | https://www.pjm.com/pjmfiles/pub/planning/project-queues/impact_studies/ae1156_imp.pdf | Document Posted |  | Not Required | https://www.pjm.com/pjmfiles/pub/planning/project-queues/isa/ae1_156_isa.pdf | Document Posted | N/A | https://www.pjm.com/pjmfiles/pub/planning/project-queues/csa/ae1_156_csa.pdf | Document Posted | N/A | N/A |  | 9/25/2018 | N/A | N/A | 10/6/2025 |  |  | 12/31/2025 | 12/31/2025 |  | N | No
AE1-157 | Ladysmith CT-St. Johns 230 kV | CC Solar I | VA | Caroline | Suspended | Dominion | 120 | 120 | 77.8 |  | Capacity | Generation Interconnection | Solar |  |  | N/A | https://www.pjm.com/pjmfiles/pub/planning/project-queues/feas_docs/ae1157_fea.pdf | Document Posted | https://www.pjm.com/pjmfiles/pub/planning/project-queues/impact_studies/ae1157_imp.pdf | Document Posted | https://www.pjm.com/pjmfiles/pub/planning/project-queues/facilities/ae1157_fac.pdf | Document Posted | https://www.pjm.com/pjmfiles/pub/planning/project-queues/isa/ae1_157_isa.pdf | Document Posted | N/A | https://www.pjm.com/pjmfiles/pub/planning/project-queues/csa/ae1_157_csa.pdf | Document Posted | N/A | N/A |  | 9/24/2018 | N/A | N/A |  |  |  | 6/30/2025 | 6/30/2025 |  | N | No
AE1-158 | Ladysmith CT-St. Johns 230 kV |  | VA | Caroline | Withdrawn | Dominion | 120 | 120 | 79.4 |  | Capacity | Generation Interconnection | Solar |  |  | N/A | https://www.pjm.com/pjmfiles/pub/planning/project-queues/feas_docs/ae1158_fea.pdf | Document Posted | https://www.pjm.com/pjmfiles/pub/planning/project-queues/impact_studies/ae1158_imp.pdf | Document Posted |  | Withdrawn | N/A |  | N/A |  |  | N/A | N/A |  | 9/24/2018 | N/A | N/A |  | 7/28/2023 |  | 12/1/2021 |  |  | N | No
AE1-159 | Fredericksburg-Pinewood 115 kV |  | VA | Caroline | Withdrawn | Dominion | 120 | 120 | 75.4 |  | Capacity | Generation Interconnection | Solar |  |  | N/A | https://www.pjm.com/pjmfiles/pub/planning/project-queues/feas_docs/ae1159_fea.pdf | Document Posted | https://www.pjm.com/pjmfiles/pub/planning/project-queues/impact_studies/ae1159_imp.pdf | Document Posted |  | Withdrawn | N/A |  | N/A |  |  | N/A | N/A |  | 9/24/2018 | N/A | N/A |  | 12/20/2019 |  | 12/1/2021 |  |  | N | No
AE1-160 | Venango 34.5 kV | Titusville Solar | PA | Venango | Withdrawn | PENELEC | 20 | 20 | 12.7 |  | Capacity | Generation Interconnection | Solar |  |  | N/A | https://www.pjm.com/pjmfiles/pub/planning/project-queues/feas_docs/ae1160_fea.pdf | Document Posted | https://www.pjm.com/pjmfiles/pub/planning/project-queues/impact_studies/ae1160_imp.pdf | Document Posted | https://www.pjm.com/pjmfiles/pub/planning/project-queues/facilities/Delay email sent 11/27/19 | Not Required | N/A | Wholesale Market Participation Agreement | https://www.pjm.com/pjmfiles/pub/planning/project-queues/wmpa/ae1160_wmpa.pdf | https://www.pjm.com/pjmfiles/pub/planning/project-queues/csa/ae1160_wmpa.pdf | Not Required | N/A | N/A |  | 9/25/2018 | N/A | N/A |  | 4/2/2024 |  | 12/31/2024 | 12/31/2024 |  | N | No
AE1-161 | Landis 138 kV |  | NJ | Cumberland | Withdrawn | AEC | 50 | 50 | 20 |  | Capacity | Generation Interconnection | Storage |  |  | N/A | https://www.pjm.com/pjmfiles/pub/planning/project-queues/feas_docs/ae1161_fea.pdf | Document Posted | https://www.pjm.com/pjmfiles/pub/planning/project-queues/impact_studies/ae1161_imp.pdf | Document Posted | https://www.pjm.com/pjmfiles/pub/planning/project-queues/facilities/ae1161_fac.pdf | Document Posted |  | Withdrawn | N/A |  | Withdrawn | N/A | N/A |  | 9/24/2018 | N/A | N/A |  | 8/7/2023 |  | 10/1/2021 |  |  | N | No
AE1-162 | Smithfield 34.5 kV | Solidago Solar | VA | Isle of Wight | In Service | Dominion | 20 | 20 | 12 | 20 | Capacity | Generation Interconnection | Solar |  |  | N/A | https://www.pjm.com/pjmfiles/pub/planning/project-queues/feas_docs/ae1162_fea.pdf | Document Posted | https://www.pjm.com/pjmfiles/pub/planning/project-queues/impact_studies/ae1162_imp.pdf | Document Posted |  |  | N/A | Wholesale Market Participation Agreement | https://www.pjm.com/pjmfiles/pub/planning/project-queues/wmpa/ae1162_wmpa.pdf | https://www.pjm.com/pjmfiles/pub/planning/project-queues/csa/ae1162_wmpa.pdf | Not Required | N/A | N/A |  | 9/24/2018 | N/A | N/A | 6/20/2023 |  |  | 12/31/2023 | 12/31/2023 | 8/1/2023 | N | No
AE1-163 | Powerton-Nevada 345 kV | Panther Grove Wind | IL | Woodford | Engineering and Procurement | ComEd | 350 | 350 | 49 |  | Capacity | Generation Interconnection | Wind |  |  | N/A | https://www.pjm.com/pjmfiles/pub/planning/project-queues/feas_docs/ae1163_fea.pdf | Document Posted | https://www.pjm.com/pjmfiles/pub/planning/project-queues/impact_studies/ae1163_imp.htm | Document Posted | https://www.pjm.com/pjmfiles/pub/planning/project-queues/facilities/ae1163_fac.pdf | Document Posted | https://www.pjm.com/pjmfiles/pub/planning/project-queues/isa/ae1_163_isa.pdf | Document Posted | N/A | https://www.pjm.com/pjmfiles/pub/planning/project-queues/csa/ae1_163_csa.pdf | Document Posted | N/A | N/A | 11/1/2026 | 9/24/2018 | N/A | N/A | 11/1/2026 |  |  | 2/1/2027 | 2/1/2027 |  | N | No
AE1-164 | Old Chapel 138 kV |  | VA | Accomack | Withdrawn | APS | 40 | 40 | 24 |  | Capacity | Generation Interconnection | Solar |  |  | N/A | https://www.pjm.com/pjmfiles/pub/planning/project-queues/feas_docs/ae1164_fea.pdf | Document Posted |  |  |  |  | N/A |  | N/A |  |  | N/A | N/A |  | 9/24/2018 | N/A | N/A |  | 2/19/2019 |  | 12/30/2021 |  |  | N | No
AE1-165 | Cambria Slope 115kV |  | PA | Cambria | Withdrawn | PENELEC | 20 | 20 | 12 |  | Capacity | Generation Interconnection | Solar |  |  | N/A | https://www.pjm.com/pjmfiles/pub/planning/project-queues/feas_docs/ae1165_fea.pdf | Document Posted |  |  |  |  | N/A |  | N/A |  |  | N/A | N/A |  | 9/24/2018 | N/A | N/A |  | 4/8/2019 |  | 12/30/2021 |  |  | N | No
AE1-166 | Loretto-Wilton 345 kV & Braidwood-Davis Creek 345 kV | Heritage Prairie Solar | IL | Kankakee | Engineering and Procurement | ComEd | 150 | 150 | 78 |  | Capacity | Generation Interconnection | Solar |  |  | N/A | https://www.pjm.com/pjmfiles/pub/planning/project-queues/feas_docs/ae1166_fea.pdf | Document Posted | https://www.pjm.com/pjmfiles/pub/planning/project-queues/impact_studies/ae1166_imp.html | Document Posted | https://www.pjm.com/pjmfiles/pub/planning/project-queues/facilities/ae1166_fac.pdf | Document Posted | https://www.pjm.com/pjmfiles/pub/planning/project-queues/gia/ae1_166_gia.pdf | Document Posted | N/A |  |  | N/A | N/A | 5/31/2027 | 9/24/2018 | N/A | N/A | 8/31/2027 |  |  | 12/31/2027 | 12/31/2027 |  | N | No
AE1-167 | Wattsville 12 kV |  | VA | Accomack | Withdrawn | DPL | 11.09 | 11.09 | 6 |  | Capacity | Generation Interconnection | Solar |  |  | N/A | https://www.pjm.com/pjmfiles/pub/planning/project-queues/feas_docs/ae1167_fea.pdf | Document Posted | https://www.pjm.com/pjmfiles/pub/planning/project-queues/impact_studies/ae1167_imp.pdf | Document Posted |  | Withdrawn | N/A |  | N/A |  |  | N/A | N/A |  | 9/25/2018 | N/A | N/A |  | 4/22/2020 |  | 6/25/2021 |  |  | N | No
AE1-168 | Victoria-Martin 115 kV |  | VA | Nottoway | Withdrawn | Dominion | 150 | 150 | 90 |  | Capacity | Generation Interconnection | Solar |  |  | N/A | https://www.pjm.com/pjmfiles/pub/planning/project-queues/feas_docs/ae1168_fea.pdf | Document Posted | https://www.pjm.com/pjmfiles/pub/planning/project-queues/impact_studies/ae1168_imp.pdf | Document Posted |  |  | N/A |  | N/A |  |  | N/A | N/A |  | 9/25/2018 | N/A | N/A |  | 1/8/2020 |  | 9/1/2021 |  |  | N | No
AE1-169 | Titusville 115 kV |  | PA | Venango | Withdrawn | PENELEC | 85 | 85 | 51 |  | Capacity | Generation Interconnection | Solar |  |  | N/A | https://www.pjm.com/pjmfiles/pub/planning/project-queues/feas_docs/ae1169_fea.pdf | Document Posted | https://www.pjm.com/pjmfiles/pub/planning/project-queues/impact_studies/ae1169_imp.pdf | Document Posted |  |  | N/A |  | N/A |  |  | N/A | N/A |  | 9/25/2018 | N/A | N/A |  | 1/23/2020 |  | 7/1/2021 |  |  | N | No
AE1-170 | Kenzie Creek-Colby 138 kV | Wingstem Solar Energy Farm | MI | Cass | Suspended | AEP | 150 | 150 | 63 |  | Capacity | Generation Interconnection | Solar |  |  | N/A | https://www.pjm.com/pjmfiles/pub/planning/project-queues/feas_docs/ae1170_fea.pdf | Document Posted | https://www.pjm.com/pjmfiles/pub/planning/project-queues/impact_studies/ae1170_imp.htm | Document Posted | https://www.pjm.com/pjmfiles/pub/planning/project-queues/facilities/ae1170_fac.pdf | Document Posted | https://www.pjm.com/pjmfiles/pub/planning/project-queues/isa/ae1_170_isa.pdf | Document Posted | N/A | https://www.pjm.com/pjmfiles/pub/planning/project-queues/csa/ae1_170_csa.pdf | Document Posted | N/A | N/A | 10/31/2025 | 9/25/2018 | N/A | N/A | 11/30/2025 |  |  | 12/31/2025 | 12/31/2025 |  | N | No
AE1-171 | Reynolds-Olive 345 kV |  | IN | White | Withdrawn | AEP | 280 | 280 | 118 |  | Capacity | Generation Interconnection | Solar |  |  | N/A |  | Withdrawn |  |  |  |  | N/A |  | N/A |  |  | N/A | N/A |  | 9/25/2018 | N/A | N/A |  | 10/1/2018 |  | 12/31/2022 |  |  | N | No
AE1-172 - moved to TC1 | Loretto-Wilton Center | Livingston Wind | IL | Livingston | Active | ComEd | 255 | 255 | 44.88 |  | Capacity | Generation Interconnection | Wind |  |  | N/A | https://www.pjm.com/pjmfiles/pub/planning/project-queues/feas_docs/ae1172_fea.pdf | Document Posted | https://www.pjm.com/pjmfiles/pub/planning/project-queues/impact_studies/ae1172_imp.pdf | Document Posted |  | In Progress | N/A |  | N/A |  |  | N/A | N/A |  | 9/25/2018 | N/A | N/A |  |  |  | 10/1/2021 |  |  | N | No
AE1-173 | Carson-Suffolk 500 kV | Blackwater Solar | VA | Sussex | Engineering and Procurement | Dominion | 800 | 800 | 480 |  | Capacity | Generation Interconnection | Solar |  |  | N/A | https://www.pjm.com/pjmfiles/pub/planning/project-queues/feas_docs/ae1173_fea.pdf | Document Posted | https://www.pjm.com/pjmfiles/pub/planning/project-queues/impact_studies/ae1173_imp.htm | Document Posted | https://www.pjm.com/pjmfiles/pub/planning/project-queues/facilities/ae1173_fac.pdf | Document Posted | https://www.pjm.com/pjmfiles/pub/planning/project-queues/gia/ae1_173_gia.pdf | Document Posted | N/A |  |  | N/A | N/A | 6/1/2029 | 9/25/2018 | N/A | N/A | 7/1/2029 |  |  | 10/1/2029 | 10/1/2029 |  | N | No
AE1-174 | Light Foot 34.5 kV |  | VA | James City | Withdrawn | Dominion | 5 | 5 | 5 |  | Capacity | Generation Interconnection | Storage |  |  | N/A | https://www.pjm.com/pjmfiles/pub/planning/project-queues/feas_docs/ae1174_fea.pdf | Document Posted | https://www.pjm.com/pjmfiles/pub/planning/project-queues/impact_studies/ae1174_imp.pdf | Document Posted |  | Not Required |  | Withdrawn | N/A |  | Not Required | N/A | N/A |  | 9/25/2018 | N/A | N/A |  | 6/16/2020 |  | 10/23/2020 |  |  | N | No
AE1-175 | Light Foot 34.5 kV | Lightfoot 34.5 kV II | VA | James City | In Service | Dominion | 19.9 | 19.9 | 13.3 | 19.9 | Capacity | Generation Interconnection | Solar |  |  | N/A | https://www.pjm.com/pjmfiles/pub/planning/project-queues/feas_docs/ae1175_fea.pdf | Document Posted | https://www.pjm.com/pjmfiles/pub/planning/project-queues/impact_studies/ae1175_imp.pdf | Document Posted |  | Not Required | N/A | Wholesale Market Participation Agreement | https://www.pjm.com/pjmfiles/pub/planning/project-queues/wmpa/ae1175_wmpa.pdf | https://www.pjm.com/pjmfiles/pub/planning/project-queues/csa/ae1175_wmpa.pdf | Not Required | N/A | N/A |  | 9/25/2018 | N/A | N/A |  |  |  | 11/15/2021 | 11/15/2021 | 5/10/2022 | N | No
AE1-176 | Roanoke-Vinton 12 kV (Niagara Hydro) | Niagara Power Plant Dam | VA | Roanoke | In Service | AEP | 2.4 | 2.4 | 2.4 |  | Capacity | Generation Interconnection | Hydro |  |  | N/A | https://www.pjm.com/pjmfiles/pub/planning/project-queues/feas_docs/ae1176_fea.pdf | Document Posted | https://www.pjm.com/pjmfiles/pub/planning/project-queues/impact_studies/ae1176_imp.pdf | Document Posted |  | Not Required | https://www.pjm.com/pjmfiles/pub/planning/project-queues/isa/ae1_176_isa.pdf | Document Posted | N/A |  | Not Required | N/A | N/A |  | 9/25/2018 | N/A | N/A |  |  |  | 6/1/2020 | 6/1/2020 | 5/23/2020 | N | No
AE1-177 | Louisa-South Anna 230 kV |  | VA | Louisa | Withdrawn | Dominion | 80 | 19 | 19 |  | Capacity | Generation Interconnection | Solar |  |  | N/A |  | Withdrawn |  |  |  |  | N/A |  | N/A |  |  | N/A | N/A |  | 9/25/2018 | N/A | N/A |  | 10/1/2018 |  | 10/31/2020 |  |  | N | No
AE1-178 | Wolf Hills 138 kV | Wolf Hills Energy Plant | VA | Washington | In Service | AEP | 294 | 19 | 19 | 19 | Capacity | Generation Interconnection | Natural Gas |  |  | N/A | https://www.pjm.com/pjmfiles/pub/planning/project-queues/feas_docs/ae1178_fea.pdf | Document Posted | https://www.pjm.com/pjmfiles/pub/planning/project-queues/impact_studies/ae1178_imp.pdf | Document Posted |  | Not Required | https://www.pjm.com/pjmfiles/pub/planning/project-queues/isa/ae1_178_isa.pdf | Document Posted | N/A |  | Not Required | N/A | N/A |  | 9/25/2018 | N/A | N/A |  |  |  | 12/21/2021 | 12/21/2021 | 5/25/2021 | N | No
AE1-179 | South Millville-Newport 69 kV | Buckshutem Solar I | NJ | Cumberland | Withdrawn | AEC | 59.7 | 59.7 | 35 |  | Capacity | Generation Interconnection | Solar |  |  | N/A | https://www.pjm.com/pjmfiles/pub/planning/project-queues/feas_docs/ae1179_fea.pdf | Document Posted | https://www.pjm.com/pjmfiles/pub/planning/project-queues/impact_studies/ae1179_imp.pdf | Document Posted | https://www.pjm.com/pjmfiles/pub/planning/project-queues/facilities/ae1179_fac.pdf | Document Posted | https://www.pjm.com/pjmfiles/pub/planning/project-queues/isa/ae1_179_isa.pdf | Document Posted | N/A | https://www.pjm.com/pjmfiles/pub/planning/project-queues/csa/ae1_179_csa.pdf | Document Posted | N/A | N/A | 1/31/2027 | 9/25/2018 | N/A | N/A | 1/31/2027 | 3/13/2025 |  | 1/31/2027 | 1/31/2027 |  | N | No
AE1-180 | Mountain Run 115 kV |  | VA | Culpeper | Withdrawn | APS | 20 | 20 | 12 |  | Capacity | Generation Interconnection | Solar |  |  | N/A | https://www.pjm.com/pjmfiles/pub/planning/project-queues/feas_docs/ae1180_fea.pdf | Document Posted |  | Withdrawn |  |  | N/A |  | N/A |  |  | N/A | N/A |  | 9/25/2018 | N/A | N/A |  | 8/7/2019 |  | 9/30/2020 |  |  | N | No
AE1-181 | St. Johns-Freeland 69 kV |  | PA | Luzerne | Withdrawn | PPL | 45 | 45 | 27 |  | Capacity | Generation Interconnection | Solar |  |  | N/A | https://www.pjm.com/pjmfiles/pub/planning/project-queues/feas_docs/ae1181_fea.pdf | Document Posted | https://www.pjm.com/pjmfiles/pub/planning/project-queues/impact_studies/ae1181_imp.pdf | Document Posted | https://www.pjm.com/pjmfiles/pub/planning/project-queues/facilities/ae1181_fac.pdf | Document Posted |  | Withdrawn | N/A |  | Withdrawn | N/A | N/A |  | 9/25/2018 | N/A | N/A |  | 11/1/2022 |  | 10/27/2020 |  |  | N | No
AE1-182 | Newville-West Carlise 69 kV |  | PA | Cumberland | Withdrawn | PPL | 10 | 10 | 3.8 |  | Capacity | Generation Interconnection | Solar |  |  | N/A | https://www.pjm.com/pjmfiles/pub/planning/project-queues/feas_docs/ae1182_fea.pdf | Document Posted | https://www.pjm.com/pjmfiles/pub/planning/project-queues/impact_studies/ae1182_imp.pdf | Document Posted |  |  |  | Withdrawn | N/A |  | Withdrawn | N/A | N/A |  | 9/25/2018 | N/A | N/A |  | 8/14/2020 |  |  |  |  | N | No
AE1-183 | Maysville-McDowell 69 kV | Jackson Center Solar Facility | PA | Mercer | Engineering and Procurement | ATSI | 20 | 20 | 12 |  | Capacity | Generation Interconnection | Solar |  |  | N/A | https://www.pjm.com/pjmfiles/pub/planning/project-queues/feas_docs/ae1183_fea.pdf | Document Posted | https://www.pjm.com/pjmfiles/pub/planning/project-queues/impact_studies/ae1183_imp.pdf | Document Posted | https://www.pjm.com/pjmfiles/pub/planning/project-queues/facilities/ae1183_fac.pdf | Document Posted | https://www.pjm.com/pjmfiles/pub/planning/project-queues/isa/ae1_183_isa.pdf | Document Posted | N/A | https://www.pjm.com/pjmfiles/pub/planning/project-queues/csa/ae1_183_csa.pdf | Document Posted | N/A | N/A | 5/31/2026 | 9/26/2018 | N/A | N/A | 6/29/2026 |  |  | 10/18/2025 | 10/18/2025 |  | N | No
AE1-185 | Hokes-Jackson 69 kV | Cottontail Solar 1 | PA | York | In Service | ME | 20 | 20 | 12.6 | 20 | Capacity | Generation Interconnection | Solar |  |  | N/A | https://www.pjm.com/pjmfiles/pub/planning/project-queues/feas_docs/ae1185_fea.pdf | Document Posted | https://www.pjm.com/pjmfiles/pub/planning/project-queues/impact_studies/ae1185_imp.pdf | Document Posted | https://www.pjm.com/pjmfiles/pub/planning/project-queues/facilities/ae1185_fac.pdf | Document Posted | https://www.pjm.com/pjmfiles/pub/planning/project-queues/isa/ae1_185_isa.pdf | Document Posted | N/A | https://www.pjm.com/pjmfiles/pub/planning/project-queues/csa/ae1_185_csa.pdf | Document Posted | N/A | N/A | 3/9/2023 | 9/30/2018 | N/A | N/A | 7/22/2024 |  |  | 7/31/2024 | 7/31/2024 | 8/12/2024 | N | No
AE1-186 | Moselem-Lyons 69 kV |  | PA | Berks | Withdrawn | ME | 20 | 20 | 12.6 |  | Capacity | Generation Interconnection | Solar |  |  | N/A | https://www.pjm.com/pjmfiles/pub/planning/project-queues/feas_docs/ae1186_fea.pdf | Document Posted |  |  |  |  | N/A |  | N/A |  |  | N/A | N/A |  | 9/26/2018 | N/A | N/A |  | 3/25/2019 |  | 4/1/2021 |  |  | N | No
AE1-187 | North Lebanon- Cleona 69 kV |  | PA | Adams | Withdrawn | ME | 20 | 20 | 12.6 |  | Capacity | Generation Interconnection | Solar |  |  | N/A | https://www.pjm.com/pjmfiles/pub/planning/project-queues/feas_docs/ae1187_fea.pdf | Document Posted | https://www.pjm.com/pjmfiles/pub/planning/project-queues/impact_studies/ae1187_imp.pdf | Document Posted |  | Withdrawn | N/A |  | N/A |  |  | N/A | N/A |  | 9/26/2018 | N/A | N/A |  | 11/26/2019 |  | 4/1/2021 |  |  | N | No
AE1-188 | Fayetteville 34.5 kV | Fayetteville Solar | PA | Franklin | Withdrawn | APS | 20 | 20 | 12.6 |  | Capacity | Generation Interconnection | Solar |  |  | N/A | https://www.pjm.com/pjmfiles/pub/planning/project-queues/feas_docs/ae1188_fea.pdf | Document Posted | https://www.pjm.com/pjmfiles/pub/planning/project-queues/impact_studies/ae1188_imp.pdf | Document Posted |  | Not Required | N/A | Wholesale Market Participation Agreement | https://www.pjm.com/pjmfiles/pub/planning/project-queues/wmpa/ae1188_wmpa.pdf | https://www.pjm.com/pjmfiles/pub/planning/project-queues/csa/ae1188_wmpa.pdf | Not Required | N/A | N/A |  | 9/26/2018 | N/A | N/A | 9/30/2023 | 10/10/2023 |  | 3/1/2022 | 3/1/2022 |  | N | No
AE1-189 | Penville-Adams 138 kV |  | IN | Jay | Withdrawn | AEP | 245 | 245 | 103 |  | Capacity | Generation Interconnection | Solar |  |  | N/A |  | Withdrawn |  |  |  |  | N/A |  | N/A |  |  | N/A | N/A |  | 9/26/2018 | N/A | N/A |  | 10/1/2018 |  | 12/31/2022 |  |  | N | No
AE1-190 | Harmony Village-Shackleford 115 kV | Carvers Creek Solar | VA | Gloucester | Partially in Service - Under Construction | Dominion | 70 | 20 | 12 |  | Capacity | Generation Interconnection | Solar |  |  | N/A | https://www.pjm.com/pjmfiles/pub/planning/project-queues/feas_docs/ae1190_fea.pdf | Document Posted | https://www.pjm.com/pjmfiles/pub/planning/project-queues/impact_studies/ae1190_imp.pdf | Document Posted |  | Not Required | https://www.pjm.com/pjmfiles/pub/planning/project-queues/isa/ae1_190_isa.pdf | Document Posted | N/A | https://www.pjm.com/pjmfiles/pub/planning/project-queues/csa/ae1_190_csa.pdf | Document Posted | N/A | N/A | 4/4/2024 | 9/28/2018 | N/A | N/A | 7/17/2024 |  |  | 11/30/2025 | 11/30/2025 |  | N | No
AE1-191 | Harmony Village-Shackleford 115 kV | Carvers Creek Solar | VA | Gloucester | Partially in Service - Under Construction | Dominion | 150 | 80 | 48 |  | Capacity | Generation Interconnection | Solar |  |  | N/A | https://www.pjm.com/pjmfiles/pub/planning/project-queues/feas_docs/ae1191_fea.pdf | Document Posted | https://www.pjm.com/pjmfiles/pub/planning/project-queues/impact_studies/ae1191_imp.pdf | Document Posted |  | Not Required | https://www.pjm.com/pjmfiles/pub/planning/project-queues/isa/ae1_191_isa.pdf | Document Posted | N/A | https://www.pjm.com/pjmfiles/pub/planning/project-queues/csa/ae1_191_csa.pdf | Document Posted | N/A | N/A | 4/4/2024 | 9/28/2018 | N/A | N/A | 7/17/2024 |  |  | 11/30/2025 | 11/30/2025 |  | N | No
AE1-192 | Belle Haven-Tasley 69 kV |  | VA | Accomack | Withdrawn | ODEC | 70 | 70 | 47 |  | Capacity | Generation Interconnection | Solar |  |  | N/A | https://www.pjm.com/pjmfiles/pub/planning/project-queues/feas_docs/ae1192_fea.pdf | Document Posted | https://www.pjm.com/pjmfiles/pub/planning/project-queues/impact_studies/ae1192_imp.pdf | Document Posted |  | Withdrawn | N/A |  | N/A |  |  | N/A | N/A |  | 9/26/2018 | N/A | N/A |  | 9/29/2020 |  | 11/30/2021 |  |  | N | No
AE1-193 | Crete 345 kV |  | IL | Henry | Withdrawn | ComEd | 500 | 500 | 65 |  | Capacity | Generation Interconnection | Wind |  |  | N/A | https://www.pjm.com/pjmfiles/pub/planning/project-queues/feas_docs/ae1193_fea.pdf | Document Posted | https://www.pjm.com/pjmfiles/pub/planning/project-queues/impact_studies/ae1193_imp.pdf | Document Posted |  | Withdrawn | N/A |  | N/A |  |  | N/A | N/A |  | 9/26/2018 | N/A | N/A |  | 9/7/2023 |  | 9/1/2021 |  |  | N | No
AE1-194 | Crete 345 kV |  | IL | Will | Withdrawn | ComEd | 500 | 500 | 65 |  | Capacity | Generation Interconnection | Wind |  |  | N/A | https://www.pjm.com/pjmfiles/pub/planning/project-queues/feas_docs/ae1194_fea.pdf | Document Posted | https://www.pjm.com/pjmfiles/pub/planning/project-queues/impact_studies/ae1194_imp.pdf | Document Posted |  | Withdrawn | N/A |  | N/A |  |  | N/A | N/A |  | 9/26/2018 | N/A | N/A |  | 9/7/2023 |  | 9/1/2021 |  |  | N | No
AE1-195 | Crete 345 kV |  | IL | Will | Withdrawn | ComEd | 500 | 500 | 65 |  | Capacity | Generation Interconnection | Wind |  |  | N/A | https://www.pjm.com/pjmfiles/pub/planning/project-queues/feas_docs/ae1195_fea.pdf | Document Posted | https://www.pjm.com/pjmfiles/pub/planning/project-queues/impact_studies/ae1195_imp.pdf | Document Posted |  | Withdrawn | N/A |  | N/A |  |  | N/A | N/A |  | 9/26/2018 | N/A | N/A |  | 9/7/2023 |  | 9/1/2021 |  |  | N | No
AE1-196 | Hokes-Jackson 69 kV II | Cottontail Solar 8 | PA | York | In Service | ME | 20 | 20 | 12.6 | 20 | Capacity | Generation Interconnection | Solar |  |  | N/A | https://www.pjm.com/pjmfiles/pub/planning/project-queues/feas_docs/ae1196_fea.pdf | Document Posted | https://www.pjm.com/pjmfiles/pub/planning/project-queues/impact_studies/ae1196_imp.pdf | Document Posted | https://www.pjm.com/pjmfiles/pub/planning/project-queues/facilities/ae1196_fac.pdf | Document Posted | https://www.pjm.com/pjmfiles/pub/planning/project-queues/isa/ae1_196_isa.pdf | Document Posted | N/A | https://www.pjm.com/pjmfiles/pub/planning/project-queues/csa/ae1_196_csa.pdf | Document Posted | N/A | N/A | 3/9/2023 | 9/28/2018 | N/A | N/A | 2/29/2024 |  |  | 12/31/2023 | 12/31/2023 | 4/24/2024 | N | No
AE1-197 | Reynolds 345 kV |  | IN | White | Withdrawn | AEP | 500 | 500 | 65 |  | Capacity | Generation Interconnection | Wind |  |  | N/A |  | Withdrawn |  |  |  |  | N/A |  | N/A |  |  | N/A | N/A |  | 9/26/2018 | N/A | N/A |  | 10/1/2018 |  | 9/1/2021 |  |  | N | No
AE1-198 | Crete 345 kV |  | IL | McHenry | Withdrawn | ComEd | 357 | 357 | 193 |  | Capacity | Generation Interconnection | Solar; Storage |  |  | N/A | https://www.pjm.com/pjmfiles/pub/planning/project-queues/feas_docs/ae1198_fea.pdf | Document Posted | https://www.pjm.com/pjmfiles/pub/planning/project-queues/impact_studies/ae1198_imp.pdf | Document Posted |  | Withdrawn | N/A |  | N/A |  |  | N/A | N/A |  | 9/26/2018 | N/A | N/A |  | 9/14/2022 |  | 9/1/2021 |  |  | N | No
AE1-199 | Twombly Road 138 kV |  | IL | Ogle | Withdrawn | ComEd | 40 | 20 | 20 |  | Capacity | Generation Interconnection | Solar |  |  | N/A | https://www.pjm.com/pjmfiles/pub/planning/project-queues/feas_docs/ae1199_fea.pdf | Document Posted |  |  |  |  | N/A |  | N/A |  |  | N/A | N/A |  | 9/26/2018 | N/A | N/A |  | 8/14/2019 |  | 12/31/2019 |  |  | N | No
AE1-200 | College Corner-Randolph 138 kV |  | IN | Randolph | Withdrawn | AEP | 235 | 235 | 99 |  | Capacity | Generation Interconnection | Solar |  |  | N/A |  | Withdrawn |  |  |  |  | N/A |  | N/A |  |  | N/A | N/A |  | 9/26/2018 | N/A | N/A |  | 10/1/2018 |  | 12/31/2022 |  |  | N | No
AE1-201 | Marengo 34 kV |  | IL | McHenry | Withdrawn | ComEd | 40 | 20 | 16.4 |  | Capacity | Generation Interconnection | Solar |  |  | N/A | https://www.pjm.com/pjmfiles/pub/planning/project-queues/feas_docs/ae1201_fea.pdf | Document Posted |  |  |  |  | N/A |  | N/A |  |  | N/A | N/A |  | 9/26/2018 | N/A | N/A |  | 8/14/2019 |  | 9/15/2019 |  |  | N | No
AE1-202 | Effort Mountain 12.47 kV |  | PA | Monroe | Withdrawn | PPL | 19.8 | 19.8 | 0 |  | Energy | Generation Interconnection | Storage |  |  | N/A | https://www.pjm.com/pjmfiles/pub/planning/project-queues/feas_docs/ae1202_fea.pdf | Document Posted | https://www.pjm.com/pjmfiles/pub/planning/project-queues/impact_studies/ae1202_imp.pdf | Document Posted |  |  |  | Withdrawn | N/A |  | Not Required | N/A | N/A |  | 9/26/2018 | N/A | N/A |  | 11/4/2019 |  | 9/30/2020 |  |  | N | No
AE1-203 | Iliff 12.47 kV |  | NJ | Sussex | Withdrawn | JCPL | 4 | 4 | 0 |  | Energy | Generation Interconnection | Storage |  |  | N/A | https://www.pjm.com/pjmfiles/pub/planning/project-queues/feas_docs/ae1203_fea.pdf | Document Posted | https://www.pjm.com/pjmfiles/pub/planning/project-queues/impact_studies/ae1203_imp.pdf | Document Posted |  |  | N/A |  | N/A |  |  | N/A | N/A |  | 9/26/2018 | N/A | N/A |  | 9/30/2019 |  | 9/30/2019 |  |  | N | No
AE1-204 | Waukegan 13 kV |  | IL | Lake | Withdrawn | ComEd | 4.4 | 4.4 | 0 |  | Energy | Generation Interconnection | Storage |  |  | N/A | https://www.pjm.com/pjmfiles/pub/planning/project-queues/feas_docs/ae1204_fea.pdf | Document Posted |  | Withdrawn |  |  | N/A |  | N/A |  |  | N/A | N/A |  | 9/26/2018 | N/A | N/A |  | 11/18/2019 |  | 9/30/2020 | 9/30/2020 |  | N | No
AE1-205 | McLean 345 kV | Blooming Grove Solar Energy Center | IL | Livingston | Engineering and Procurement | ComEd | 200 | 200 | 84 |  | Capacity | Generation Interconnection | Solar |  |  | N/A | https://www.pjm.com/pjmfiles/pub/planning/project-queues/feas_docs/ae1205_fea.pdf | Document Posted | https://www.pjm.com/pjmfiles/pub/planning/project-queues/impact_studies/ae1205_imp.htm | Document Posted | https://www.pjm.com/pjmfiles/pub/planning/project-queues/facilities/ae1205_fac.pdf | Document Posted | https://www.pjm.com/pjmfiles/pub/planning/project-queues/gia/ae1_205_gia.pdf | Document Posted | N/A |  |  | N/A | N/A |  | 9/26/2018 | N/A | N/A |  |  |  | 12/29/2028 | 12/29/2028 |  | N | No
AE1-206 | Four Rivers-Hanover 230 kV |  | VA | Hanover | Withdrawn | Dominion | 285 | 285 | 171 |  | Capacity | Generation Interconnection | Solar |  |  | N/A | https://www.pjm.com/pjmfiles/pub/planning/project-queues/feas_docs/ae1206_fea.pdf | Document Posted | https://www.pjm.com/pjmfiles/pub/planning/project-queues/impact_studies/ae1206_imp.pdf | Document Posted |  | Withdrawn | N/A |  | N/A |  |  | N/A | N/A |  | 9/26/2018 | N/A | N/A |  | 9/12/2023 |  | 12/31/2022 |  |  | N | No
AE1-207 | Mississinewa-Gaston 138 kV | Golden Aster Solar Energy Center | IN | Grant | Suspended | AEP | 160 | 160 | 67.2 |  | Capacity | Generation Interconnection | Solar |  |  | N/A | https://www.pjm.com/pjmfiles/pub/planning/project-queues/feas_docs/ae1207_fea.pdf | Document Posted | https://www.pjm.com/pjmfiles/pub/planning/project-queues/impact_studies/ae1207_imp.htm | Document Posted | https://www.pjm.com/pjmfiles/pub/planning/project-queues/facilities/ae1207_fac.pdf | Document Posted | https://www.pjm.com/pjmfiles/pub/planning/project-queues/isa/ae1_207_isa.pdf | Document Posted | N/A | https://www.pjm.com/pjmfiles/pub/planning/project-queues/csa/ae1_207_csa.pdf | Document Posted | N/A | N/A | 3/30/2026 | 9/27/2018 | N/A | N/A | 4/30/2026 |  |  | 5/31/2026 | 5/31/2026 |  | N | No
AE1-208 | Delaware-Van Buren 138 kV | Meadow Forge Solar Energy Center | IN | Delaware | Suspended | AEP | 130 | 130 | 55 |  | Capacity | Generation Interconnection | Solar |  |  | N/A | https://www.pjm.com/pjmfiles/pub/planning/project-queues/feas_docs/ae1208_fea.pdf | Document Posted | https://www.pjm.com/pjmfiles/pub/planning/project-queues/impact_studies/ae1208_imp.htm | Document Posted | https://www.pjm.com/pjmfiles/pub/planning/project-queues/facilities/ae1208_fac.pdf | Document Posted | https://www.pjm.com/pjmfiles/pub/planning/project-queues/isa/ae1_208_isa.pdf | Document Posted | N/A | https://www.pjm.com/pjmfiles/pub/planning/project-queues/csa/ae1_208_csa.pdf | Document Posted | N/A | N/A | 10/31/2026 | 9/27/2018 | N/A | N/A | 11/15/2026 |  |  | 11/30/2026 | 11/30/2026 |  | N | No
AE1-209 | Desoto 345 kV | Headwaters Wind Farm III | IN | Randolph | Engineering and Procurement | AEP | 100 | 100 | 13 |  | Capacity | Generation Interconnection | Wind |  |  | N/A | https://www.pjm.com/pjmfiles/pub/planning/project-queues/feas_docs/ae1209_fea.pdf | Document Posted | https://www.pjm.com/pjmfiles/pub/planning/project-queues/impact_studies/ae1209_imp.htm | Document Posted | https://www.pjm.com/pjmfiles/pub/planning/project-queues/facilities/ae1209_fac.pdf | Document Posted | https://www.pjm.com/pjmfiles/pub/planning/project-queues/isa/ae1_209_isa.pdf | Document Posted | N/A | https://www.pjm.com/pjmfiles/pub/planning/project-queues/csa/ae1_209_csa.pdf | Document Posted | N/A | N/A | 2/26/2027 | 9/27/2018 | N/A | N/A | 3/12/2027 |  |  | 5/31/2026 | 5/31/2026 |  | N | No
AE1-210 | Desoto 345 kV | Headwaters Wind Farm III | IN | Randolph | Engineering and Procurement | AEP | 200 | 100 | 13 |  | Capacity | Generation Interconnection | Wind |  |  | N/A | https://www.pjm.com/pjmfiles/pub/planning/project-queues/feas_docs/ae1210_fea.pdf | Document Posted | https://www.pjm.com/pjmfiles/pub/planning/project-queues/impact_studies/ae1210_imp.htm | Document Posted | https://www.pjm.com/pjmfiles/pub/planning/project-queues/facilities/ae1210_fac.pdf | Document Posted | https://www.pjm.com/pjmfiles/pub/planning/project-queues/isa/ae1_210_isa.pdf | Document Posted | N/A | https://www.pjm.com/pjmfiles/pub/planning/project-queues/csa/ae1_210_csa.pdf | Document Posted | N/A | N/A | 2/26/2026 | 9/27/2018 | N/A | N/A | 12/1/2026 |  |  | 5/31/2026 | 5/31/2026 |  | N | No
AE1-211 | Reynolds 345 kV |  | IN | Jasper | Withdrawn | AEP | 302.4 | 302.4 | 40 |  | Capacity | Generation Interconnection | Wind |  |  | N/A |  | Withdrawn |  |  |  |  | N/A |  | N/A |  |  | N/A | N/A |  | 9/27/2018 | N/A | N/A |  | 10/1/2018 |  | 10/31/2020 |  |  | N | No
AE1-212 | Grandview-Clifftop 138 kV | Raleigh Solar Project | WV | Raliegh | Suspended | AEP | 90 | 90 | 53.3 |  | Capacity | Generation Interconnection | Solar |  |  | N/A | https://www.pjm.com/pjmfiles/pub/planning/project-queues/feas_docs/ae1212_fea.pdf | Document Posted | https://www.pjm.com/pjmfiles/pub/planning/project-queues/impact_studies/ae1212_imp.pdf | Document Posted | https://www.pjm.com/pjmfiles/pub/planning/project-queues/facilities/ae1212_fac.pdf | Document Posted | https://www.pjm.com/pjmfiles/pub/planning/project-queues/isa/ae1_212_isa.pdf | Document Posted | N/A | https://www.pjm.com/pjmfiles/pub/planning/project-queues/csa/ae1_212_csa.pdf | Document Posted | N/A | N/A | 5/25/2025 | 9/10/2018 | N/A | N/A |  |  |  | 6/25/2025 | 6/25/2025 |  | N | No
AE1-213 | Highland-Lordstown 1 & 2 345 kV |  | OH | Trumbull | Withdrawn | ATSI | 1170 | 1170 | 1025 |  | Capacity | Generation Interconnection | Natural Gas |  |  | N/A |  | Withdrawn |  |  |  |  | N/A |  | N/A |  |  | N/A | N/A |  | 9/26/2018 | N/A | N/A |  | 10/1/2018 |  | 11/1/2023 |  |  | N | No
AE1-214 | Rockport 765 kV |  | IN | Spencer | Withdrawn | AEP | 800 | 800 | 625 |  | Capacity | Generation Interconnection | Solar; Storage |  |  | N/A |  | Withdrawn |  |  |  |  | N/A |  | N/A |  |  | N/A | N/A |  | 9/27/2018 | N/A | N/A |  | 10/2/2018 |  | 12/1/2023 |  |  | N | No
AE1-215 | Reynolds 345 kV |  | IN | White | Withdrawn | AEP | 500 | 500 | 395 |  | Capacity | Generation Interconnection | Solar; Storage |  |  | N/A |  | Withdrawn |  |  |  |  | N/A |  | N/A |  |  | N/A | N/A |  | 9/27/2018 | N/A | N/A |  | 10/1/2018 |  | 12/1/2023 |  |  | N | No
AE1-216 | Reynolds 345 kV |  | IN | White | Withdrawn | AEP | 500 | 500 | 395 |  | Capacity | Generation Interconnection | Solar; Storage |  |  | N/A |  | Withdrawn |  |  |  |  | N/A |  | N/A |  |  | N/A | N/A |  | 9/27/2018 | N/A | N/A |  | 10/2/2018 |  | 12/1/2023 |  |  | N | No
AE1-217 | Gaston 138kV |  | IN | Delaware | Withdrawn | AEP | 200 | 200 | 84 |  | Capacity | Generation Interconnection | Solar |  |  | N/A | https://www.pjm.com/pjmfiles/pub/planning/project-queues/feas_docs/ae1217_fea.pdf | Document Posted | https://www.pjm.com/pjmfiles/pub/planning/project-queues/impact_studies/ae1217_imp.pdf | Document Posted |  |  | N/A |  | N/A |  |  | N/A | N/A |  | 9/27/2018 | N/A | N/A |  | 1/30/2020 |  | 12/31/2022 |  |  | N | No
AE1-218 | Glassboro 12 kV | Glassboro LF Solar | NJ | Gloucester | Withdrawn | AEC | 2 | 2 | 0.82 |  | Capacity | Generation Interconnection | Solar |  |  | N/A | https://www.pjm.com/pjmfiles/pub/planning/project-queues/feas_docs/ae1218_fea.pdf | Document Posted | https://www.pjm.com/pjmfiles/pub/planning/project-queues/impact_studies/ae1218_imp.pdf | Document Posted |  | Not Required | N/A | Wholesale Market Participation Agreement | https://www.pjm.com/pjmfiles/pub/planning/project-queues/wmpa/ae1218_wmpa.pdf | https://www.pjm.com/pjmfiles/pub/planning/project-queues/csa/ae1218_wmpa.pdf | Not Required | N/A | N/A | 12/30/2024 | 9/28/2018 | N/A | N/A | 6/15/2025 | 4/30/2025 |  | 7/31/2024 | 7/31/2024 |  | N | No
AE1-219 | Glassboro 12 kV II | Glassboro RE Solar | NJ | Gloucester | Withdrawn | AEC | 4.4 | 4.4 | 1.8 |  | Capacity | Generation Interconnection | Solar |  |  | N/A | https://www.pjm.com/pjmfiles/pub/planning/project-queues/feas_docs/ae1219_fea.pdf | Document Posted | https://www.pjm.com/pjmfiles/pub/planning/project-queues/impact_studies/ae1219_imp.pdf | Document Posted |  | Not Required | N/A | Wholesale Market Participation Agreement | https://www.pjm.com/pjmfiles/pub/planning/project-queues/wmpa/ae1219_wmpa.pdf | https://www.pjm.com/pjmfiles/pub/planning/project-queues/csa/ae1219_wmpa.pdf | Not Required | N/A | N/A |  | 9/27/2018 | N/A | N/A |  | 8/17/2020 |  | 7/17/2022 | 7/17/2022 |  | N | No
AE1-220 | Coleen-Clifford 138 kV |  | VA | Nelson | Withdrawn | AEP | 100 | 100 | 66.7 |  | Capacity | Generation Interconnection | Solar |  |  | N/A |  | Withdrawn |  |  |  |  | N/A |  | N/A |  |  | N/A | N/A |  | 9/24/2018 | N/A | N/A |  | 6/17/2019 |  | 6/1/2022 |  |  | N | No
AE1-221 | North Wales 34.5 kV | West Point Cogeneration Facility | PA | Montgomery | In Service | PECO | 38 | 0 | 14 |  | Capacity | Generation Interconnection | Natural Gas |  |  | N/A | https://www.pjm.com/pjmfiles/pub/planning/project-queues/feas_docs/ae1221_fea.pdf | Document Posted | https://www.pjm.com/pjmfiles/pub/planning/project-queues/impact_studies/ae1221_imp.pdf | Document Posted |  | Not Required | https://www.pjm.com/pjmfiles/pub/planning/project-queues/isa/ae1_221_isa.pdf | Document Posted | N/A |  | Not Required | N/A | N/A |  | 9/28/2018 | N/A | N/A |  |  |  | 6/1/2022 | 6/1/2022 | 4/21/2020 | N | No
AE1-222 | Dresden Tazewell Mole Creek |  | IL | Grundy | Withdrawn | ComEd | 2562.7 | 2562.7 | 1270 |  | Capacity | Generation Interconnection | Natural Gas |  |  | N/A | https://www.pjm.com/pjmfiles/pub/planning/project-queues/feas_docs/ae1222_fea.pdf | Document Posted |  |  |  |  | N/A |  | N/A |  |  | N/A | N/A |  | 9/28/2018 | N/A | N/A |  | 8/7/2019 |  | 6/1/2022 |  |  | N | No
AE1-223 | Allentown Booster 138 kV |  | NJ | Burlington | Withdrawn | PSEG | 1.86 | 1.86 | 0 |  | Energy | Generation Interconnection | Solar |  |  | N/A |  | Withdrawn |  |  |  |  | N/A |  | N/A |  |  | N/A | N/A |  | 9/28/2018 | N/A | N/A |  | 6/3/2019 |  | 11/16/2018 |  |  | N | No
AE1-224 | Montour 230 kV |  | PA | Montour | Withdrawn | PPL | 100 | 100 | 60 |  | Capacity | Generation Interconnection | Solar |  |  | N/A |  | Withdrawn |  |  |  |  | N/A |  | N/A |  |  | N/A | N/A |  | 9/24/2018 | N/A | N/A |  | 9/30/2018 |  | 9/30/2020 |  |  | N | No
AE1-225 | Columbia-Sunbury 69 kV | Sunbury Solar | PA | Snyder | Suspended | PPL | 19.8 | 19.8 | 9.4 |  | Capacity | Generation Interconnection | Solar |  |  | N/A | https://www.pjm.com/pjmfiles/pub/planning/project-queues/feas_docs/ae1225_fea.pdf | Document Posted | https://www.pjm.com/pjmfiles/pub/planning/project-queues/impact_studies/ae1225_imp.pdf | Document Posted | https://www.pjm.com/pjmfiles/pub/planning/project-queues/facilities/ae1225_fac.pdf | Document Posted | https://www.pjm.com/pjmfiles/pub/planning/project-queues/isa/ae1_225_isa.pdf | Document Posted | N/A | https://www.pjm.com/pjmfiles/pub/planning/project-queues/csa/ae1_225_csa.pdf | Document Posted | N/A | N/A | 6/30/2024 | 9/29/2018 | N/A | N/A |  |  |  | 6/30/2027 | 6/30/2027 |  | N | No
AE1-226 | Face Rock-Kinzer #13 69 kV | Holtwood Solar | PA | Lancaster | Suspended | PPL | 19.8 | 19.8 | 9.4 |  | Capacity | Generation Interconnection | Solar |  |  | N/A | https://www.pjm.com/pjmfiles/pub/planning/project-queues/feas_docs/ae1226_fea.pdf | Document Posted | https://www.pjm.com/pjmfiles/pub/planning/project-queues/impact_studies/ae1226_imp.pdf | Document Posted | https://www.pjm.com/pjmfiles/pub/planning/project-queues/facilities/ae1226_fac.pdf | Document Posted | https://www.pjm.com/pjmfiles/pub/planning/project-queues/isa/ae1_226_isa.pdf | Document Posted | N/A | https://www.pjm.com/pjmfiles/pub/planning/project-queues/csa/ae1_226_csa.pdf | Document Posted | N/A | N/A |  | 9/29/2018 | N/A | N/A | 3/1/2026 |  |  | 4/1/2026 | 4/1/2026 |  | N | No
AE1-227 | South Cumberland 69 kV | Recreation Solar | OH | Guernsey | Suspended | AEP | 49.5 | 49.5 | 30.69 |  | Capacity | Generation Interconnection | Solar |  |  | N/A | https://www.pjm.com/pjmfiles/pub/planning/project-queues/feas_docs/ae1227_fea.pdf | Document Posted | https://www.pjm.com/pjmfiles/pub/planning/project-queues/impact_studies/ae1227_imp.htm | Document Posted | https://www.pjm.com/pjmfiles/pub/planning/project-queues/facilities/ae1227_fac.pdf | Document Posted | https://www.pjm.com/pjmfiles/pub/planning/project-queues/isa/ae1_227_isa.pdf | Document Posted | N/A | https://www.pjm.com/pjmfiles/pub/planning/project-queues/csa/ae1_227_csa.pdf | Document Posted | N/A | N/A | 10/15/2025 | 9/28/2018 | N/A | N/A | 11/15/2025 |  |  | 12/15/2025 | 12/15/2025 |  | N | No
AE1-228 | Steward 138 kV |  | IL | Lee | Withdrawn | ComEd | 140 | 140 | 84 |  | Capacity | Generation Interconnection | Solar |  |  | N/A | https://www.pjm.com/pjmfiles/pub/planning/project-queues/feas_docs/ae1228_fea.pdf | Document Posted |  |  |  |  | N/A |  | N/A |  |  | N/A | N/A |  | 9/28/2018 | N/A | N/A |  | 8/12/2019 |  | 6/1/2021 |  |  | N | No
AE1-229 | Deepwater-Upper Pittsgrove 138 kV | Pilesgrove Solar Project | NJ | Salem | Engineering and Procurement | AEC | 149.3 | 149.3 | 89 |  | Capacity | Generation Interconnection | Solar |  |  | N/A | https://www.pjm.com/pjmfiles/pub/planning/project-queues/feas_docs/ae1229_fea.pdf | Document Posted | https://www.pjm.com/pjmfiles/pub/planning/project-queues/impact_studies/ae1229_imp.pdf | Document Posted | https://www.pjm.com/pjmfiles/pub/planning/project-queues/facilities/ae1229_fac.pdf | Document Posted | https://www.pjm.com/pjmfiles/pub/planning/project-queues/isa/ae1_229_isa.pdf | Document Posted | N/A | https://www.pjm.com/pjmfiles/pub/planning/project-queues/csa/ae1_229_csa.pdf | Document Posted | N/A | N/A | 12/31/2026 | 9/18/2018 | N/A | N/A | 12/31/2026 |  |  | 12/31/2026 | 12/31/2026 |  | N | No
AE1-230 | Shockoe 69 kV |  | VA | Pittsylvania | Withdrawn | Dominion | 20 | 20 | 7.2 |  | Capacity | Generation Interconnection | Storage; Solar |  |  | N/A | https://www.pjm.com/pjmfiles/pub/planning/project-queues/feas_docs/ae1230_fea.pdf | Document Posted | https://www.pjm.com/pjmfiles/pub/planning/project-queues/impact_studies/ae1230_imp.pdf | Document Posted |  | Withdrawn | N/A |  | N/A |  |  | N/A | N/A |  | 9/28/2018 | N/A | N/A |  | 9/1/2021 |  | 7/31/2020 |  |  | N | No
AE1-231 | Hughesville 69 kV |  | MD | Charles | Withdrawn | SMECO | 20 | 20 | 9.4 |  | Capacity | Generation Interconnection | Storage; Solar |  |  | N/A | https://www.pjm.com/pjmfiles/pub/planning/project-queues/feas_docs/ae1231_fea.pdf | Document Posted | https://www.pjm.com/pjmfiles/pub/planning/project-queues/impact_studies/ae1231_imp.pdf | Document Posted |  | Withdrawn | N/A |  | N/A |  |  | N/A | N/A |  | 9/28/2018 | N/A | N/A |  | 9/3/2021 |  | 7/31/2020 |  |  | N | No
AE1-232 | Harrowgate-Locks 115 kV |  | VA | Chesterfield | Withdrawn | Dominion | 120 | 120 | 72 |  | Capacity | Generation Interconnection | Solar |  |  | N/A |  | Withdrawn |  |  |  |  | N/A |  | N/A |  |  | N/A | N/A |  | 9/28/2018 | N/A | N/A |  | 10/1/2018 |  | 12/31/2021 |  |  | N | No
AE1-233 | West Dekalb 138 kV |  | IL | DeKalb | Withdrawn | ComEd | 97.5 | 97.5 | 24.3 |  | Capacity | Generation Interconnection | Wind |  |  | N/A |  | Withdrawn |  |  |  |  | N/A |  | N/A |  |  | N/A | N/A |  | 9/28/2018 | N/A | N/A |  | 1/3/2019 |  | 12/31/2021 |  |  | N | No
AE1-235 | Carson-Clover 500 kV |  | VA | Dinwiddie | Withdrawn | Dominion | 180 | 180 | 76 |  | Capacity | Generation Interconnection | Solar |  |  | N/A |  | Withdrawn |  |  |  |  | N/A |  | N/A |  |  | N/A | N/A |  | 9/28/2018 | N/A | N/A |  | 10/1/2018 |  | 12/31/2022 |  |  | N | No
AE1-236 | Corson-Septa 500 kV |  | NC | Edgecombe | Withdrawn | Dominion | 290 | 290 | 122 |  | Capacity | Generation Interconnection | Solar |  |  | N/A |  | Withdrawn |  |  |  |  | N/A |  | N/A |  |  | N/A | N/A |  | 9/28/2018 | N/A | N/A |  | 10/1/2018 |  | 12/31/2022 |  |  | N | No
AE1-237 | Andover (Maysville) 69kV I | Welcome Solar II | PA | Crawford | Under Construction | ATSI | 19.9 | 19.9 | 13.5 |  | Capacity | Generation Interconnection | Solar; Storage |  |  | N/A | https://www.pjm.com/pjmfiles/pub/planning/project-queues/feas_docs/ae1237_fea.pdf | Document Posted | https://www.pjm.com/pjmfiles/pub/planning/project-queues/impact_studies/ae1237_imp.pdf | Document Posted | https://www.pjm.com/pjmfiles/pub/planning/project-queues/facilities/ae1237_fac.pdf | Document Posted | https://www.pjm.com/pjmfiles/pub/planning/project-queues/isa/ae1_237_isa.pdf | Document Posted | N/A | https://www.pjm.com/pjmfiles/pub/planning/project-queues/csa/ae1_237_csa.pdf | Document Posted | N/A | N/A | 5/29/2026 | 9/29/2018 | N/A | N/A | 6/25/2026 |  |  | 6/5/2024 | 6/5/2024 |  | N | No
AE1-238 | Oceanview Wind 230 kV |  | NJ | Monmouth | Withdrawn | JCPL | 816 | 816 | 225 |  | Capacity | Generation Interconnection | Offshore Wind |  |  | N/A | https://www.pjm.com/pjmfiles/pub/planning/project-queues/feas_docs/ae1238_fea.pdf | Document Posted | https://www.pjm.com/pjmfiles/pub/planning/project-queues/impact_studies/ae1238_imp.pdf | Document Posted | https://www.pjm.com/pjmfiles/pub/planning/project-queues/facilities/ae1238_fac.pdf | Document Posted |  | Withdrawn | N/A |  | Withdrawn | N/A | N/A |  | 9/28/2018 | N/A | N/A |  | 8/28/2023 |  | 6/1/2024 |  |  | N | No
AE1-239 | McDowell 138 kV |  | PA | Mercer | Withdrawn | ATSI | 38.2 | 38.2 | 22.92 |  | Capacity | Generation Interconnection | Solar |  |  | N/A | https://www.pjm.com/pjmfiles/pub/planning/project-queues/feas_docs/ae1239_fea.pdf | Document Posted |  |  |  |  | N/A |  | N/A |  |  | N/A | N/A |  | 9/28/2018 | N/A | N/A |  | 3/28/2019 |  | 12/31/2021 |  |  | N | No
AE1-240 | Carlls Corner-Sherman Avenue 69 kV | Nabb Solar Project | NJ | Cumberland | Withdrawn | AEC | 49.7 | 49.7 | 29 |  | Capacity | Generation Interconnection | Solar |  |  | N/A | https://www.pjm.com/pjmfiles/pub/planning/project-queues/feas_docs/ae1240_fea.pdf | Document Posted | https://www.pjm.com/pjmfiles/pub/planning/project-queues/impact_studies/ae1240_imp.htm | Document Posted | https://www.pjm.com/pjmfiles/pub/planning/project-queues/facilities/ae1240_fac.pdf | Document Posted | https://www.pjm.com/pjmfiles/pub/planning/project-queues/isa/ae1_240_isa.pdf | Document Posted | N/A | https://www.pjm.com/pjmfiles/pub/planning/project-queues/csa/ae1_240_csa.pdf | Document Posted | N/A | N/A |  | 9/28/2018 | N/A | N/A | 9/6/2027 | 4/23/2025 |  | 10/15/2024 | 10/15/2024 |  | N | No
AE1-241 | Wilmington-Davis Creek |  | IL | Will | Withdrawn | ComEd | 250 | 250 | 150 |  | Capacity | Generation Interconnection | Solar |  |  | N/A |  | Withdrawn |  |  |  |  | N/A |  | N/A |  |  | N/A | N/A |  | 9/28/2018 | N/A | N/A |  | 10/1/2018 |  | 5/31/2021 |  |  | N | No
AE1-242 | Kincaid-Pana |  | IL | Christian | Withdrawn | ComEd | 150 | 150 | 63 |  | Capacity | Generation Interconnection | Solar |  |  | N/A |  | Withdrawn |  |  |  |  | N/A |  | N/A |  |  | N/A | N/A |  | 9/28/2018 | N/A | N/A |  | 10/5/2018 |  | 12/31/2022 |  |  | N | No
AE1-243 | Warren Glen Storage 34.5 kV | Warren Glen Storage | NJ | Warren | Under Construction | JCPL | 20 | 20 | 0 |  | Energy | Generation Interconnection | Storage |  |  | N/A | https://www.pjm.com/pjmfiles/pub/planning/project-queues/feas_docs/ae1243_fea.pdf | Document Posted | https://www.pjm.com/pjmfiles/pub/planning/project-queues/impact_studies/ae1243_imp.pdf | Document Posted | https://www.pjm.com/pjmfiles/pub/planning/project-queues/facilities/ae1243_fac.pdf | Document Posted | https://www.pjm.com/pjmfiles/pub/planning/project-queues/isa/ae1_243_isa.pdf | Document Posted | N/A | https://www.pjm.com/pjmfiles/pub/planning/project-queues/csa/ae1_243_csa.pdf | Document Posted | N/A | N/A | 1/14/2025 | 9/29/2018 | N/A | N/A | 4/17/2025 |  |  | 12/31/2024 | 12/31/2024 |  | N | No
AE1-244 | Gilbert Storage 34.5 kV |  | NJ | Atlantic | Withdrawn | JCPL | 19.8 | 19.8 | 0 |  | Energy | Generation Interconnection | Storage |  |  | N/A | https://www.pjm.com/pjmfiles/pub/planning/project-queues/feas_docs/ae1244_fea.pdf | Document Posted | https://www.pjm.com/pjmfiles/pub/planning/project-queues/impact_studies/ae1244_imp.pdf | Document Posted |  | Withdrawn | N/A |  | N/A |  |  | N/A | N/A |  | 9/28/2018 | N/A | N/A |  | 12/19/2019 |  | 9/30/2020 |  |  | N | No
AE1-245 | Haviland 138 kV | Grover Hill Wind Project | OH | Paulding | Under Construction | AEP | 140.3 | 140.3 | 19.5 |  | Capacity | Generation Interconnection | Wind |  |  | N/A | https://www.pjm.com/pjmfiles/pub/planning/project-queues/feas_docs/ae1245_fea.pdf | Document Posted | https://www.pjm.com/pjmfiles/pub/planning/project-queues/impact_studies/ae1245_imp.htm | Document Posted | https://www.pjm.com/pjmfiles/pub/planning/project-queues/facilities/ae1245_fac.pdf | Document Posted | https://www.pjm.com/pjmfiles/pub/planning/project-queues/isa/ae1_245_isa.pdf | Document Posted | N/A | https://www.pjm.com/pjmfiles/pub/planning/project-queues/csa/ae1_245_csa.pdf | Document Posted | N/A | N/A | 11/4/2025 | 9/18/2018 | N/A | N/A | 11/11/2025 |  |  | 2/5/2026 | 2/5/2026 |  | N | No
AE1-246 | Barren County-Summer Shade 161 kV |  | KY | Barren | Withdrawn | EKPC | 85 | 85 | 57.2 |  | Capacity | Generation Interconnection | Solar |  |  | N/A | https://www.pjm.com/pjmfiles/pub/planning/project-queues/feas_docs/ae1246_fea.pdf | Document Posted | https://www.pjm.com/pjmfiles/pub/planning/project-queues/impact_studies/ae1246_imp.htm | Document Posted | https://www.pjm.com/pjmfiles/pub/planning/project-queues/facilities/ae1246_fac.pdf | Document Posted |  | Withdrawn | N/A |  |  | N/A | N/A |  | 9/24/2018 | N/A | N/A |  | 1/21/2025 |  | 6/1/2022 |  |  | N | No | This project slid to the next queue
AE1-247 | Barren County-Summer Shade 161 kV |  | KY | Barren | Withdrawn | EKPC | 205 | 205 | 137.1 |  | Capacity | Generation Interconnection | Solar; Storage |  |  | N/A | https://www.pjm.com/pjmfiles/pub/planning/project-queues/feas_docs/ae1247_fea.pdf | Document Posted | https://www.pjm.com/pjmfiles/pub/planning/project-queues/impact_studies/ae1247_imp.pdf | Document Posted |  | Withdrawn | N/A |  | N/A |  |  | N/A | N/A |  | 9/24/2018 | N/A | N/A |  | 2/11/2020 |  | 6/1/2022 |  |  | N | No
AE1-248 | Bell Avenue 115 kV |  | VA | Southampton | Withdrawn | Dominion | 100 | 100 | 60 |  | Capacity | Generation Interconnection | Solar; Storage |  |  | N/A | https://www.pjm.com/pjmfiles/pub/planning/project-queues/feas_docs/ae1248_fea.pdf | Document Posted | https://www.pjm.com/pjmfiles/pub/planning/project-queues/impact_studies/ae1248_imp.pdf | Document Posted |  |  | N/A |  | N/A |  |  | N/A | N/A |  | 8/31/2018 | N/A | N/A |  | 4/22/2021 |  | 9/30/2021 |  |  | N | No | This project slid to the next queue
AE1-249 | Reams 115 kV |  | VA | Dinwiddie | Withdrawn | Dominion | 70 | 70 | 40.1 |  | Capacity | Generation Interconnection | Solar; Storage |  |  | N/A | https://www.pjm.com/pjmfiles/pub/planning/project-queues/feas_docs/ae1249_fea.pdf | Document Posted | https://www.pjm.com/pjmfiles/pub/planning/project-queues/impact_studies/ae1249_imp.pdf | Document Posted |  | Withdrawn | N/A |  | N/A |  |  | N/A | N/A |  | 9/25/2018 | N/A | N/A |  | 1/10/2020 |  | 12/31/2021 |  |  | N | No
AE1-250 | Smith Mountain-E. Danville 138 kV | Blue Ridge Solar | VA | Pittsylvania | Engineering and Procurement | AEP | 150 | 150 | 90 |  | Capacity | Generation Interconnection | Solar |  |  | N/A | https://www.pjm.com/pjmfiles/pub/planning/project-queues/feas_docs/ae1250_fea.pdf | Document Posted | https://www.pjm.com/pjmfiles/pub/planning/project-queues/impact_studies/ae1250_imp.htm | Document Posted | https://www.pjm.com/pjmfiles/pub/planning/project-queues/facilities/ae1250_fac.pdf | Document Posted | https://www.pjm.com/pjmfiles/pub/planning/project-queues/isa/ae1_250_isa.pdf | Document Posted | N/A | https://www.pjm.com/pjmfiles/pub/planning/project-queues/csa/ae1_250_csa.pdf | Document Posted | N/A | N/A | 9/30/2026 | 8/31/2018 | N/A | N/A | 12/21/2026 |  |  | 1/21/2028 | 1/21/2028 |  | N | No
AE1-251 | Penn-Lees Lick 69 kV |  | KY | Scott | Withdrawn | EKPC | 120 | 120 | 72 |  | Capacity | Generation Interconnection | Solar; Storage |  |  | N/A |  | Withdrawn |  |  |  |  | N/A |  | N/A |  |  | N/A | N/A |  | 9/14/2018 | N/A | N/A |  | 3/27/2019 |  | 9/30/2021 |  |  | N | No
AE1-252 | Loretto-Wilton Center |  | IL | Livingston | Withdrawn | ComEd | 150 | 150 | 90 |  | Capacity | Generation Interconnection | Solar |  |  | N/A | https://www.pjm.com/pjmfiles/pub/planning/project-queues/feas_docs/ae1252_fea.pdf | Document Posted | https://www.pjm.com/pjmfiles/pub/planning/project-queues/impact_studies/ae1252_imp.pdf | Document Posted |  | Withdrawn | N/A |  | N/A |  |  | N/A | N/A |  | 9/18/2018 | N/A | N/A |  | 9/12/2023 |  | 10/1/2021 |  |  | N | No
AE2-001 | Nittany-Zion 46 kV | Confer Solar I | PA | Centre | Suspended | APS | 20 | 20 | 12 |  | Capacity | Generation Interconnection | Solar |  |  | N/A | https://www.pjm.com/pjmfiles/pub/planning/project-queues/feas_docs/ae2001_fea.pdf | Document Posted | https://www.pjm.com/pjmfiles/pub/planning/project-queues/impact_studies/ae2001_imp.pdf | Document Posted | https://www.pjm.com/pjmfiles/pub/planning/project-queues/facilities/ae2001_fac.pdf | Document Posted | https://www.pjm.com/pjmfiles/pub/planning/project-queues/isa/ae2_001_isa.pdf | Document Posted | N/A | https://www.pjm.com/pjmfiles/pub/planning/project-queues/csa/ae2_001_csa.pdf | Document Posted | N/A | N/A | 3/20/2026 | 10/2/2018 | N/A | N/A | 4/3/2026 |  |  | 5/30/2026 | 5/30/2026 |  | N | No
AE2-002 | 64th Street 13 kV |  | MD | Prince George's | Withdrawn | PEPCO | 3.8 | 3.6 | 3.6 |  | Capacity | Generation Interconnection | Solar |  |  | N/A | https://www.pjm.com/pjmfiles/pub/planning/project-queues/feas_docs/ae2002_fea.pdf | Document Posted |  |  |  |  | N/A |  | N/A |  |  | N/A | N/A |  | 10/3/2018 | N/A | N/A |  | 9/6/2019 |  | 12/31/2019 |  |  | N | No
AE2-003 | Walker Mill Road 13 kV |  | MD | Prince George's | Withdrawn | DPL | 3 | 3 | 1.3 |  | Capacity | Generation Interconnection | Solar |  |  | N/A | https://www.pjm.com/pjmfiles/pub/planning/project-queues/feas_docs/ae2003_fea.pdf | Document Posted |  |  |  |  | N/A |  | N/A |  |  | N/A | N/A |  | 10/3/2018 | N/A | N/A |  | 9/6/2019 |  | 10/1/2019 |  |  | N | No
AE2-004 | Poolesville 230 kV |  | VA | Surry | Withdrawn | Dominion | 60 | 60 | 40.3 |  | Capacity | Generation Interconnection | Solar |  |  | N/A |  | Withdrawn |  |  |  |  | N/A |  | N/A |  |  | N/A | N/A |  | 10/4/2018 | N/A | N/A |  | 11/28/2018 |  | 6/30/2021 |  |  | N | No
AE2-005 | Harmony Village-Shackleford 115 kV | Walnut Solar I | VA | King and Queen | Under Construction | Dominion | 130 | 20 | 7.6 |  | Capacity | Generation Interconnection | Solar |  |  | N/A | https://www.pjm.com/pjmfiles/pub/planning/project-queues/feas_docs/ae2005_fea.pdf | Document Posted | https://www.pjm.com/pjmfiles/pub/planning/project-queues/impact_studies/ae2005_imp.pdf | Document Posted |  |  | https://www.pjm.com/pjmfiles/pub/planning/project-queues/isa/ae2_005_isa.pdf | Document Posted | N/A | https://www.pjm.com/pjmfiles/pub/planning/project-queues/csa/ae2_005_csa.pdf | Document Posted | N/A | N/A |  | 10/5/2018 | N/A | N/A | 10/15/2025 |  |  | 7/14/2026 | 7/14/2026 |  | N | No
AE2-006 | Twittys Creek 34.5 kV | Twittys Creek Solar | VA | Charlotte | In Service | Dominion | 13.75 | 0 | 2.9 | 0 | Capacity | Generation Interconnection | Solar |  |  | N/A | https://www.pjm.com/pjmfiles/pub/planning/project-queues/feas_docs/ae2006_fea.pdf | Document Posted | https://www.pjm.com/pjmfiles/pub/planning/project-queues/impact_studies/ae2006_imp.pdf | Document Posted |  | Not Required | N/A | Wholesale Market Participation Agreement | https://www.pjm.com/pjmfiles/pub/planning/project-queues/wmpa/ae2006_wmpa.pdf | https://www.pjm.com/pjmfiles/pub/planning/project-queues/csa/ae2006_wmpa.pdf | Not Required | N/A | N/A |  | 10/8/2018 | N/A | N/A | 12/8/2020 |  |  | 12/31/2020 | 12/31/2020 | 12/8/2020 | N | No
AE2-007 | Chesapeake 230 kV |  | VA | City of Chesapeake | Withdrawn | Dominion | 1205.6 | 967.6 | 967.6 |  | Capacity | Generation Interconnection | Natural Gas |  |  | N/A | https://www.pjm.com/pjmfiles/pub/planning/project-queues/feas_docs/ae2007_fea.pdf | Document Posted | https://www.pjm.com/pjmfiles/pub/planning/project-queues/impact_studies/ae2007_imp.pdf | Document Posted |  | Withdrawn | N/A |  | N/A |  |  | N/A | N/A |  | 10/10/2018 | N/A | N/A |  | 12/11/2020 |  | 6/1/2022 |  |  | N | No
AE2-008 | Elderberry-Dumont 345 kV |  | IN | St. Joseph | Withdrawn | AEP | 390 | 80 | 80 |  | Capacity | Generation Interconnection | Storage |  |  | N/A | https://www.pjm.com/pjmfiles/pub/planning/project-queues/feas_docs/ae2008_fea.pdf | Document Posted |  | Withdrawn |  |  | N/A |  | N/A |  |  | N/A | N/A |  | 10/15/2018 | N/A | N/A |  | 1/30/2020 |  | 12/31/2022 |  |  | N | No
AE2-010 | Paper Tap 69 kV | Jericho | PA | Delaware | In Service | PECO | 29 | 29 | 3 | 29 | Capacity | Generation Interconnection | Natural Gas |  |  | N/A | https://www.pjm.com/pjmfiles/pub/planning/project-queues/feas_docs/ae2010_fea.pdf | Document Posted | https://www.pjm.com/pjmfiles/pub/planning/project-queues/impact_studies/ae2010_imp.pdf | Document Posted |  | Not Required | https://www.pjm.com/pjmfiles/pub/planning/project-queues/isa/ae2_010_isa.pdf | Document Posted | N/A |  | Not Required | N/A | N/A |  | 10/30/2018 | N/A | N/A |  |  |  | 12/31/2020 | 12/31/2020 | 8/12/2020 | N | No
AE2-011 | Tansboro 12 kV |  | NJ | Camden | Withdrawn | AEC | 3.1 | 3.1 | 1.3 |  | Capacity | Generation Interconnection | Solar |  |  | N/A | https://www.pjm.com/pjmfiles/pub/planning/project-queues/feas_docs/ae2011_fea.pdf | Document Posted |  |  |  |  | N/A |  | N/A |  |  | N/A | N/A |  | 11/7/2018 | N/A | N/A |  | 8/12/2019 |  | 11/30/2020 |  |  | N | No
AE2-012 | Red Oak-South River 230 kV |  | NJ | Middlesex | Withdrawn | JCPL | 570 | 570 | 540 |  | Capacity | Generation Interconnection | Natural Gas |  |  | N/A |  | Withdrawn |  |  |  |  | N/A |  | N/A |  |  | N/A | N/A |  | 11/9/2018 | N/A | N/A |  | 3/29/2019 |  | 6/1/2023 |  |  | N | No
AE2-013 | Highland-Lordstown 345 kV |  | OH | Trumbull | Withdrawn | ATSI | 1170 | 1170 | 1025 |  | Capacity | Generation Interconnection | Natural Gas |  |  | N/A | https://www.pjm.com/pjmfiles/pub/planning/project-queues/feas_docs/ae2013_fea.pdf | Document Posted |  |  |  |  | N/A |  | N/A |  |  | N/A | N/A |  | 11/12/2018 | N/A | N/A |  | 8/27/2019 |  | 11/1/2023 |  |  | N | No
AE2-015 | Cookstown-New Lisbon 34.5 kV |  | NJ | Burlington | Withdrawn | JCPL | 5 | 5 | 3.35 |  | Capacity | Generation Interconnection | Solar |  |  | N/A | https://www.pjm.com/pjmfiles/pub/planning/project-queues/feas_docs/ae2015_fea.pdf | Document Posted |  |  |  |  | N/A |  | N/A |  |  | N/A | N/A |  | 11/26/2018 | N/A | N/A |  | 8/15/2019 |  | 6/30/2020 |  |  | N | No
AE2-016 | Bustleton 13.2 kV |  | NJ | Burlington | Withdrawn | PSEG | 3.5 | 3.5 | 2.35 |  | Capacity | Generation Interconnection | Solar |  |  | N/A |  | Withdrawn |  |  |  |  | N/A |  | N/A |  |  | N/A | N/A |  | 11/26/2018 | N/A | N/A |  | 5/15/2019 |  | 6/30/2020 |  |  | N | No
AE2-017 | Lexington Park 69 kV | Whitetail VI | MD | St. Mary's | Withdrawn | SMECO | 20 | 20 | 10.3 |  | Capacity | Generation Interconnection | Solar |  |  | N/A | https://www.pjm.com/pjmfiles/pub/planning/project-queues/feas_docs/ae2017_fea.pdf | Document Posted | https://www.pjm.com/pjmfiles/pub/planning/project-queues/impact_studies/ae2017_imp.pdf | Document Posted | https://www.pjm.com/pjmfiles/pub/planning/project-queues/facilities/ae2017_fac.pdf | Document Posted | https://www.pjm.com/pjmfiles/pub/planning/project-queues/wmpa/ae2017_wmpa.pdf | Withdrawn | N/A | https://www.pjm.com/pjmfiles/pub/planning/project-queues/csa/ae2017_wmpa.pdf | Not Required | N/A | N/A |  | 11/28/2018 | N/A | N/A |  | 3/16/2021 |  | 3/31/2023 | 3/31/2023 |  | N | No
AE2-018 | Laurence 13.2 kV |  | NJ | Mercer | Withdrawn | PSEG | 3.5 | 3.5 | 2.3333 |  | Capacity | Generation Interconnection | Solar |  |  | N/A | https://www.pjm.com/pjmfiles/pub/planning/project-queues/feas_docs/ae2018_fea.pdf | Document Posted | https://www.pjm.com/pjmfiles/pub/planning/project-queues/impact_studies/ae2018_imp.pdf | Document Posted |  |  | N/A |  | N/A |  |  | N/A | N/A |  | 12/10/2018 | N/A | N/A |  | 8/15/2019 |  | 6/30/2020 |  |  | N | No
AE2-019 | New Road 230 kV | New Road Storage | VA | Loudoun | Engineering and Procurement | Dominion | 120 | 120 | 120 |  | Capacity | Generation Interconnection | Storage |  |  | N/A | https://www.pjm.com/pjmfiles/pub/planning/project-queues/feas_docs/ae2019_fea.pdf | Document Posted | https://www.pjm.com/pjmfiles/pub/planning/project-queues/impact_studies/ae2019_imp.pdf | Document Posted | https://www.pjm.com/pjmfiles/pub/planning/project-queues/facilities/ae2019_fac.pdf | Document Posted | https://www.pjm.com/pjmfiles/pub/planning/project-queues/isa/ae2_019_isa.pdf | Document Posted | N/A | https://www.pjm.com/pjmfiles/pub/planning/project-queues/csa/ae2_019_csa.pdf | Document Posted | N/A | N/A | 2/1/2027 | 12/12/2018 | N/A | N/A | 3/1/2027 |  |  | 12/31/2026 | 12/31/2026 |  | N | No
AE2-020 | Cardiff 230 kV I | Atlantic Shores Offshore Wind Project 1 | NJ | Atlantic | Withdrawn | AEC | 604.8 | 604.8 | 106.44 |  | Capacity | Generation Interconnection | Offshore Wind |  |  | N/A | https://www.pjm.com/pjmfiles/pub/planning/project-queues/feas_docs/ae2020_fea.pdf | Document Posted | https://www.pjm.com/pjmfiles/pub/planning/project-queues/impact_studies/ae2020_imp.htm | Document Posted | https://www.pjm.com/pjmfiles/pub/planning/project-queues/facilities/ae2020_fac.pdf | Document Posted | https://www.pjm.com/pjmfiles/pub/planning/project-queues/isa/ae2_020_isa.pdf | Document Posted | N/A | https://www.pjm.com/pjmfiles/pub/planning/project-queues/csa/ae2_020_csa.pdf | Document Posted | N/A | N/A |  | 12/16/2018 | N/A | N/A | 8/31/2029 | 3/3/2025 |  | 8/31/2029 | 8/31/2029 |  | N | No
AE2-021 | Cardiff 230 kV II | Atlantic Shores Offshore Wind Project 1 | NJ | Atlantic | Withdrawn | AEC | 604.8 | 604.8 | 106.44 |  | Capacity | Generation Interconnection | Offshore Wind |  |  | N/A | https://www.pjm.com/pjmfiles/pub/planning/project-queues/feas_docs/ae2021_fea.pdf | Document Posted | https://www.pjm.com/pjmfiles/pub/planning/project-queues/impact_studies/ae2021_imp.htm | Document Posted | https://www.pjm.com/pjmfiles/pub/planning/project-queues/facilities/ae2021_fac.pdf | Document Posted | https://www.pjm.com/pjmfiles/pub/planning/project-queues/isa/ae2_021_isa.pdf | Document Posted | N/A | https://www.pjm.com/pjmfiles/pub/planning/project-queues/csa/ae2_021_csa.pdf | Document Posted | N/A | N/A |  | 12/15/2018 | N/A | N/A | 8/31/2029 | 3/3/2025 |  | 8/31/2029 | 8/31/2029 |  | N | No
AE2-022 | Cardiff 230 kV III | Atlantic Shores Offshore Wind Project 1 | NJ | Atlantic | Withdrawn | AEC | 300 | 300 | 52.8 |  | Capacity | Generation Interconnection | Offshore Wind |  |  | N/A | https://www.pjm.com/pjmfiles/pub/planning/project-queues/feas_docs/ae2022_fea.pdf | Document Posted | https://www.pjm.com/pjmfiles/pub/planning/project-queues/impact_studies/ae2022_imp.html | Document Posted | https://www.pjm.com/pjmfiles/pub/planning/project-queues/facilities/ae2022_fac.pdf | Document Posted | https://www.pjm.com/pjmfiles/pub/planning/project-queues/isa/ae2_022_isa.pdf | Document Posted | N/A | https://www.pjm.com/pjmfiles/pub/planning/project-queues/csa/ae2_022_csa.pdf | Document Posted | N/A | N/A |  | 12/15/2018 | N/A | N/A | 8/31/2029 | 3/3/2025 |  | 8/31/2029 | 8/31/2029 |  | N | No
AE2-023 | BL England 138 kV |  | NJ | Atlantic | Withdrawn | AEC | 445.2 | 445.2 | 78.36 |  | Capacity | Generation Interconnection | Offshore Wind |  |  | N/A | https://www.pjm.com/pjmfiles/pub/planning/project-queues/feas_docs/ae2023_fea.pdf | Document Posted | https://www.pjm.com/pjmfiles/pub/planning/project-queues/impact_studies/ae2023_imp.pdf | Document Posted |  |  | N/A |  | N/A |  |  | N/A | N/A |  | 12/14/2018 | N/A | N/A |  | 4/15/2020 |  | 12/1/2024 |  |  | N | No
AE2-024 | Larrabee 230 kV I |  | NJ | Ocean | Withdrawn | JCPL | 882 | 882 | 155.23 |  | Capacity | Generation Interconnection | Offshore Wind |  |  | N/A | https://www.pjm.com/pjmfiles/pub/planning/project-queues/feas_docs/ae2024_fea.pdf | Document Posted | https://www.pjm.com/pjmfiles/pub/planning/project-queues/impact_studies/ae2024_imp.htm | Document Posted | https://www.pjm.com/pjmfiles/pub/planning/project-queues/facilities/ae2024_fac.pdf | Document Posted |  | Withdrawn | N/A |  | Withdrawn | N/A | N/A |  | 12/14/2018 | N/A | N/A |  | 9/1/2023 |  | 12/1/2025 |  |  | N | No
AE2-025 | Larrabee 230 kV II |  | NJ | Ocean | Withdrawn | JCPL | 445.2 | 445.2 | 78.36 |  | Capacity | Generation Interconnection | Offshore Wind |  |  | N/A | https://www.pjm.com/pjmfiles/pub/planning/project-queues/feas_docs/ae2025_fea.pdf | Document Posted | https://www.pjm.com/pjmfiles/pub/planning/project-queues/impact_studies/ae2025_imp.htm | Document Posted |  | Withdrawn | N/A |  | N/A |  |  | N/A | N/A |  | 12/14/2018 | N/A | N/A |  | 9/12/2023 |  | 12/1/2026 |  |  | N | No
AE2-026 | Louisa-South Anna 230kV |  | VA | Louisa | Withdrawn | Dominion | 150 | 44.8 | 19 |  | Capacity | Generation Interconnection | Solar |  |  | N/A | https://www.pjm.com/pjmfiles/pub/planning/project-queues/feas_docs/ae2026_fea.pdf | Document Posted |  |  |  |  | N/A |  | N/A |  |  | N/A | N/A |  | 12/19/2018 | N/A | N/A |  | 8/14/2019 |  | 10/30/2020 |  |  | N | No
AE2-027 | Harrowgate-Locks 115kV | Chester Solar | VA | Chesterfield | Suspended | Dominion | 120 | 120 | 72 |  | Capacity | Generation Interconnection | Solar |  |  | N/A | https://www.pjm.com/pjmfiles/pub/planning/project-queues/feas_docs/ae2027_fea.pdf | Document Posted | https://www.pjm.com/pjmfiles/pub/planning/project-queues/impact_studies/ae2027_imp.pdf | Document Posted | https://www.pjm.com/pjmfiles/pub/planning/project-queues/facilities/ae2027_fac.pdf | Document Posted | https://www.pjm.com/pjmfiles/pub/planning/project-queues/isa/ae2_027_isa.pdf | Document Posted | N/A | https://www.pjm.com/pjmfiles/pub/planning/project-queues/csa/ae2_027_csa.pdf | Document Posted | N/A | N/A |  | 12/20/2018 | N/A | N/A | 11/1/2026 |  |  | 3/24/2026 | 3/24/2026 |  | N | No
AE2-028 | Broadway 12.47 kV | State Route 57 Solar | NJ | Warren | Withdrawn | JCPL | 0.75 | 0.75 | 0.4 |  | Capacity | Generation Interconnection | Solar |  |  | N/A | https://www.pjm.com/pjmfiles/pub/planning/project-queues/feas_docs/ae2028_fea.pdf | Document Posted | https://www.pjm.com/pjmfiles/pub/planning/project-queues/impact_studies/ae2028_imp.pdf | Document Posted |  | Not Required | N/A | Wholesale Market Participation Agreement | https://www.pjm.com/pjmfiles/pub/planning/project-queues/wmpa/ae2028_wmpa.pdf | https://www.pjm.com/pjmfiles/pub/planning/project-queues/csa/ae2028_wmpa.pdf | Not Required | N/A | N/A |  | 12/24/2018 | N/A | N/A |  | 6/7/2023 |  | 6/15/2021 | 6/15/2021 |  | N | No
AE2-029 | Grottoes-Merck 115kV | Stonewall Solar | VA | Rockingham | Engineering and Procurement | Dominion | 50 | 50 | 30 |  | Capacity | Generation Interconnection | Solar; Storage |  |  | N/A | https://www.pjm.com/pjmfiles/pub/planning/project-queues/feas_docs/ae2029_fea.pdf | Document Posted | https://www.pjm.com/pjmfiles/pub/planning/project-queues/impact_studies/ae2029_imp.pdf | Document Posted | https://www.pjm.com/pjmfiles/pub/planning/project-queues/facilities/ae2029_fac.pdf | Document Posted | https://www.pjm.com/pjmfiles/pub/planning/project-queues/isa/ae2_029_isa.pdf | Document Posted | N/A | https://www.pjm.com/pjmfiles/pub/planning/project-queues/csa/ae2_029_csa.pdf | Document Posted | N/A | N/A | 12/17/2025 | 12/29/2018 | N/A | N/A | 1/3/2026 |  |  | 3/14/2026 | 3/14/2026 |  | N | No
AE2-030 | Frostburg 138kV |  | MD | Allegany | Withdrawn | APS | 18 | 18 | 7.56 |  | Capacity | Generation Interconnection | Solar |  |  | N/A | https://www.pjm.com/pjmfiles/pub/planning/project-queues/feas_docs/ae2030_fea.pdf | Document Posted | https://www.pjm.com/pjmfiles/pub/planning/project-queues/impact_studies/ae2030_imp.pdf | Document Posted | https://www.pjm.com/pjmfiles/pub/planning/project-queues/facilities/ae2030_fac.pdf | Document Posted |  | Withdrawn | N/A |  | Withdrawn | N/A | N/A |  | 12/31/2018 | N/A | N/A |  | 3/7/2023 |  | 8/24/2020 |  |  | N | No
AE2-031 | Carson-Rawlings 500 kV |  | VA | Sussex | Withdrawn | Dominion | 290 | 290 | 174 |  | Capacity | Generation Interconnection | Solar |  |  | N/A | https://www.pjm.com/pjmfiles/pub/planning/project-queues/feas_docs/ae2031_fea.pdf | Document Posted | https://www.pjm.com/pjmfiles/pub/planning/project-queues/impact_studies/ae2031_imp.pdf | Document Posted |  | Withdrawn | N/A |  | N/A |  |  | N/A | N/A |  | 1/7/2019 | N/A | N/A |  | 5/23/2022 |  | 12/31/2021 |  |  | N | No
AE2-033 | Clubhouse-Sapony 230 kV | Enclave Solar Energy Center | VA | Sussex | Suspended | Dominion | 149 | 149 | 89 |  | Capacity | Generation Interconnection | Solar |  |  | N/A | https://www.pjm.com/pjmfiles/pub/planning/project-queues/feas_docs/ae2033_fea.pdf | Document Posted | https://www.pjm.com/pjmfiles/pub/planning/project-queues/impact_studies/ae2033_imp.pdf | Document Posted | https://www.pjm.com/pjmfiles/pub/planning/project-queues/facilities/ae2033_fac.pdf | Document Posted | https://www.pjm.com/pjmfiles/pub/planning/project-queues/isa/ae2_033_isa.pdf | Document Posted | N/A | https://www.pjm.com/pjmfiles/pub/planning/project-queues/csa/ae2_033_csa.pdf | Document Posted | N/A | N/A |  | 1/8/2019 | N/A | N/A | 12/30/2026 |  |  | 2/4/2027 | 2/4/2027 |  | N | No
AE2-034 | Mackeys 230 kV | Albemarle Beach Solar | NC | Washington | Partially in Service - Under Construction | Dominion | 140 | 60 | 42 | 40 | Capacity | Generation Interconnection | Solar |  |  | N/A | https://www.pjm.com/pjmfiles/pub/planning/project-queues/feas_docs/ae2034_fea.pdf | Document Posted | https://www.pjm.com/pjmfiles/pub/planning/project-queues/impact_studies/ae2034_imp.htm | Document Posted |  | Not Required | https://www.pjm.com/pjmfiles/pub/planning/project-queues/isa/ae2_034_isa.pdf | Document Posted | N/A |  | Not Required | N/A | N/A |  | 1/16/2019 | N/A | N/A | 10/1/2026 |  |  | 12/31/2026 | 12/31/2026 |  | N | No
AE2-035 | Lena 138 kV | High Point II Solar | IL | Stephenson | In Service | ComEd | 100 | 50 | 21 | 50 | Capacity | Generation Interconnection | Solar |  |  | N/A | https://www.pjm.com/pjmfiles/pub/planning/project-queues/feas_docs/ae2035_fea.pdf | Document Posted | https://www.pjm.com/pjmfiles/pub/planning/project-queues/impact_studies/ae2035_imp.pdf | Document Posted | https://www.pjm.com/pjmfiles/pub/planning/project-queues/facilities/ae2035_fac.pdf | Document Posted | https://www.pjm.com/pjmfiles/pub/planning/project-queues/isa/ae2_035_isa.pdf | Document Posted | N/A | https://www.pjm.com/pjmfiles/pub/planning/project-queues/csa/ae2_035_csa.pdf | Document Posted | N/A | N/A | 5/1/2022 | 1/16/2019 | N/A | N/A |  |  |  | 2/28/2024 | 2/28/2024 | 11/30/2023 | N | No
AE2-036 | Masury-Maysville 138 kV |  | PA | Mercer | Withdrawn | ATSI | 19.9 | 19.9 | 13.5 |  | Capacity | Generation Interconnection | Solar; Storage |  |  | N/A | https://www.pjm.com/pjmfiles/pub/planning/project-queues/feas_docs/ae2036_fea.pdf | Document Posted |  |  |  |  | N/A |  | N/A |  |  | N/A | N/A |  | 1/17/2019 | N/A | N/A |  | 8/12/2019 |  | 6/1/2019 |  |  | N | No
AE2-037 | Earleys-Everetts 230 kV |  | NC | Bertie | Withdrawn | Dominion | 71.5 | 71.5 | 48.2 |  | Capacity | Generation Interconnection | Solar |  |  | N/A | https://www.pjm.com/pjmfiles/pub/planning/project-queues/feas_docs/ae2037_fea.pdf | Document Posted | https://www.pjm.com/pjmfiles/pub/planning/project-queues/impact_studies/ae2037_imp.pdf | Document Posted |  |  | N/A |  | N/A |  |  | N/A | N/A |  | 1/18/2019 | N/A | N/A |  | 4/13/2020 |  | 9/17/2021 |  |  | N | No
AE2-039 | Clayton-Williamstown 69 kV |  | NJ | Gloucester | Withdrawn | AEC | 44 | 44 | 28.7 |  | Capacity | Generation Interconnection | Solar |  |  | N/A |  | Withdrawn |  |  |  |  | N/A |  | N/A |  |  | N/A | N/A |  | 1/22/2019 | N/A | N/A |  | 2/20/2019 |  | 6/30/2022 |  |  | N | No
AE2-040 | Sapony 34.5 kV | Shands Energy Center | VA | Sussex | Under Construction | Dominion | 15.7 | 15.7 | 15.7 |  | Capacity | Generation Interconnection | Storage |  |  | N/A | https://www.pjm.com/pjmfiles/pub/planning/project-queues/feas_docs/ae2040_fea.pdf | Document Posted | https://www.pjm.com/pjmfiles/pub/planning/project-queues/impact_studies/ae2040_imp.pdf | Document Posted |  | Not Required | N/A | Wholesale Market Participation Agreement | https://www.pjm.com/pjmfiles/pub/planning/project-queues/wmpa/ae2040_wmpa.pdf | https://www.pjm.com/pjmfiles/pub/planning/project-queues/csa/ae2040_wmpa.pdf | Not Required | N/A | N/A | 2/28/2025 | 1/23/2019 | N/A | N/A | 6/30/2025 |  |  | 12/31/2025 | 12/31/2025 |  | N | No
AE2-041 | Harmony Village 230 kV | Drake Storage | VA | Middlesex | Suspended | Dominion | 40 | 40 | 40 |  | Capacity | Generation Interconnection | Storage |  |  | N/A | https://www.pjm.com/pjmfiles/pub/planning/project-queues/feas_docs/ae2041_fea.pdf | Document Posted | https://www.pjm.com/pjmfiles/pub/planning/project-queues/impact_studies/ae2041_imp.pdf | Document Posted | https://www.pjm.com/pjmfiles/pub/planning/project-queues/facilities/ae2041_fac.pdf | Document Posted | https://www.pjm.com/pjmfiles/pub/planning/project-queues/isa/ae2_041_isa.pdf | Document Posted | N/A | https://www.pjm.com/pjmfiles/pub/planning/project-queues/csa/ae2_041_csa.pdf | Document Posted | N/A | N/A | 2/28/2027 | 1/24/2019 | N/A | N/A | 12/31/2027 |  |  | 3/1/2026 | 3/1/2026 |  | N | No
AE2-042 | Milton 69 kV | Northumberland Solar | PA | Northumberland | Under Construction | PPL | 65 | 65 | 43.5 |  | Capacity | Generation Interconnection | Solar |  |  | N/A | https://www.pjm.com/pjmfiles/pub/planning/project-queues/feas_docs/ae2042_fea.pdf | Document Posted | https://www.pjm.com/pjmfiles/pub/planning/project-queues/impact_studies/ae2042_imp.pdf | Document Posted | https://www.pjm.com/pjmfiles/pub/planning/project-queues/facilities/ae2042_fac.pdf | Document Posted | https://www.pjm.com/pjmfiles/pub/planning/project-queues/isa/ae2_042_isa.pdf | Document Posted | N/A | https://www.pjm.com/pjmfiles/pub/planning/project-queues/csa/ae2_042_csa.pdf | Document Posted | N/A | N/A | 5/28/2025 | 1/25/2019 | N/A | N/A | 6/6/2025 |  |  | 6/11/2025 | 6/11/2025 |  | N | No
AE2-043 | Franklinville 138 kV |  | NJ | Gloucester | Withdrawn | AEC | 4 | 4 | 0 |  | Energy | Generation Interconnection | Solar |  |  | N/A |  | Withdrawn |  |  |  |  | N/A |  | N/A |  |  | N/A | N/A |  | 1/23/2019 | N/A | N/A |  | 4/1/2019 |  | 5/1/2020 |  |  | N | No
AE2-044 | Anaconda-Dunbar 115 kV |  | NC | Edgecombe | Withdrawn | Dominion | 120 | 40 | 28 |  | Capacity | Generation Interconnection | Solar |  |  | N/A | https://www.pjm.com/pjmfiles/pub/planning/project-queues/feas_docs/ae2044_fea.pdf | Document Posted | https://www.pjm.com/pjmfiles/pub/planning/project-queues/impact_studies/ae2044_imp.pdf | Document Posted |  | Withdrawn | N/A |  | N/A |  |  | N/A | N/A |  | 1/29/2019 | N/A | N/A |  | 4/23/2024 |  | 12/31/2019 |  |  | N | No
AE2-045 | Olive-Reynolds 345 kV | Bottlebrush Solar | IN | Lake | Engineering and Procurement | AEP | 200 | 200 | 84.28 |  | Capacity | Generation Interconnection | Solar |  |  | N/A | https://www.pjm.com/pjmfiles/pub/planning/project-queues/feas_docs/ae2045_fea.pdf | Document Posted | https://www.pjm.com/pjmfiles/pub/planning/project-queues/impact_studies/ae2045_imp.htm | Document Posted | https://www.pjm.com/pjmfiles/pub/planning/project-queues/facilities/ae2045_fac.pdf | Document Posted | https://www.pjm.com/pjmfiles/pub/planning/project-queues/gia/ae2_045_gia.pdf | Document Posted | N/A | https://www.pjm.com/pjmfiles/pub/planning/project-queues/csa/ae2_045_csa.pdf | Document Posted | N/A | N/A | 12/31/2027 | 1/29/2019 | N/A | N/A | 1/30/2028 |  |  | 3/31/2028 | 3/31/2028 |  | N | No
AE2-046 | Harwood-East Hazelton 69 kV | McAdoo Solar | PA | Schuylkill | Withdrawn | PPL | 50 | 50 | 24 |  | Capacity | Generation Interconnection | Solar; Storage |  |  | N/A | https://www.pjm.com/pjmfiles/pub/planning/project-queues/feas_docs/ae2046_fea.pdf | Document Posted | https://www.pjm.com/pjmfiles/pub/planning/project-queues/impact_studies/ae2046_imp.pdf | Document Posted | https://www.pjm.com/pjmfiles/pub/planning/project-queues/facilities/ae2046_fac.pdf | Document Posted | https://www.pjm.com/pjmfiles/pub/planning/project-queues/isa/ae2_046_isa.pdf | Document Posted | N/A | https://www.pjm.com/pjmfiles/pub/planning/project-queues/csa/ae2_046_csa.pdf | Document Posted | N/A | N/A | 2/12/2025 | 2/2/2019 | N/A | N/A | 3/12/2025 | 10/21/2024 |  | 3/16/2025 | 3/16/2025 |  | N | No
AE2-047 | Ridgeway-Solite 69 kV | Henry County Solar Facility | VA | Henry | Engineering and Procurement | AEP | 50 | 50 | 32.4 |  | Capacity | Generation Interconnection | Solar |  |  | N/A | https://www.pjm.com/pjmfiles/pub/planning/project-queues/feas_docs/ae2047_fea.pdf | Document Posted | https://www.pjm.com/pjmfiles/pub/planning/project-queues/impact_studies/ae2047_imp.htm | Document Posted | https://www.pjm.com/pjmfiles/pub/planning/project-queues/facilities/ae2047_fac.pdf | Document Posted | https://www.pjm.com/pjmfiles/pub/planning/project-queues/isa/ae2_047_isa.pdf | Document Posted | N/A | https://www.pjm.com/pjmfiles/pub/planning/project-queues/csa/ae2_047_csa.pdf | Document Posted | N/A | N/A | 6/30/2026 | 1/31/2019 | N/A | N/A | 8/30/2026 |  |  | 12/31/2026 | 12/31/2026 |  | N | No
AE2-048 | Muskingum-W. Millersport 345 kV | Eastern Cottontail Solar | OH | Fairfield | Engineering and Procurement | AEP | 220 | 220 | 147.7 |  | Capacity | Generation Interconnection | Solar |  |  | N/A | https://www.pjm.com/pjmfiles/pub/planning/project-queues/feas_docs/ae2048_fea.pdf | Document Posted | https://www.pjm.com/pjmfiles/pub/planning/project-queues/impact_studies/ae2048_imp.htm | Document Posted | https://www.pjm.com/pjmfiles/pub/planning/project-queues/facilities/ae2048_fac.pdf | Document Posted | https://www.pjm.com/pjmfiles/pub/planning/project-queues/gia/ae2_048_gia.pdf | Document Posted | N/A | https://www.pjm.com/pjmfiles/pub/planning/project-queues/csa/ae2_048_csa.pdf | Document Posted | N/A | N/A | 10/16/2028 | 1/31/2019 | N/A | N/A | 11/1/2028 |  |  | 12/31/2028 | 12/31/2028 |  | N | No
AE2-049 | Wilmington-Davis Creek |  | IL | Kankakee | Withdrawn | ComEd | 115 | 115 | 46 |  | Capacity | Generation Interconnection | Solar |  |  | N/A | https://www.pjm.com/pjmfiles/pub/planning/project-queues/feas_docs/ae2049_fea.pdf | Document Posted |  |  |  |  | N/A |  | N/A |  |  | N/A | N/A |  | 1/31/2019 | N/A | N/A |  | 2/7/2020 |  | 5/31/2021 |  |  | N | No
AE2-050 | Braidwood-E. Frankfort |  | IL | Will | Withdrawn | ComEd | 150 | 150 | 90 |  | Capacity | Generation Interconnection | Solar |  |  | N/A | https://www.pjm.com/pjmfiles/pub/planning/project-queues/feas_docs/ae2050_fea.pdf | Document Posted |  |  |  |  | N/A |  | N/A |  |  | N/A | N/A |  | 1/31/2019 | N/A | N/A |  | 2/7/2020 |  | 5/31/2021 |  |  | N | No
AE2-051 | Carson-Septa 500 kV | Big Pine Solar | VA | Sussex | Engineering and Procurement | Dominion | 150 | 150 | 90 |  | Capacity | Generation Interconnection | Solar |  |  | N/A | https://www.pjm.com/pjmfiles/pub/planning/project-queues/feas_docs/ae2051_fea.pdf | Document Posted | https://www.pjm.com/pjmfiles/pub/planning/project-queues/impact_studies/ae2051_imp.htm | Document Posted | https://www.pjm.com/pjmfiles/pub/planning/project-queues/facilities/ae2051_fac.pdf | Document Posted | https://www.pjm.com/pjmfiles/pub/planning/project-queues/gia/ae2_051_gia.pdf | Document Posted | N/A |  |  | N/A | N/A | 1/1/2031 | 2/1/2019 | N/A | N/A | 6/2/2031 |  |  | 8/1/2031 | 8/1/2031 |  | N | No
AE2-052 | Disputanta-Poe 115 kV |  | VA | Prince George | Withdrawn | Dominion | 20 | 20 | 20 |  | Capacity | Generation Interconnection | Storage |  |  | N/A | https://www.pjm.com/pjmfiles/pub/planning/project-queues/feas_docs/ae2052_fea.pdf | Document Posted | https://www.pjm.com/pjmfiles/pub/planning/project-queues/impact_studies/ae2052_imp.pdf | Document Posted |  | Withdrawn | N/A |  | N/A |  |  | N/A | N/A |  | 1/31/2019 | N/A | N/A |  | 5/31/2024 |  | 9/15/2021 |  |  | N | No
AE2-053 - moved to TC1 | Kerr Dam-Ridge Road 115 kV |  | VA | Mecklenburg | Withdrawn | Dominion | 110 | 20 | 20 |  | Capacity | Generation Interconnection | Storage |  |  | N/A | https://www.pjm.com/pjmfiles/pub/planning/project-queues/feas_docs/ae2053_fea.pdf | Document Posted | https://www.pjm.com/pjmfiles/pub/planning/project-queues/impact_studies/ae2053_imp.pdf | Document Posted |  | Withdrawn | N/A |  | N/A |  |  | N/A | N/A |  | 2/1/2019 | N/A | N/A |  | 6/24/2024 |  | 9/15/2021 |  |  | N | No
AE2-054 | Warfordsburg 34 kV | Blairs Valley | PA | Franklin | In Service | APS | 20 | 20 | 12 | 20 | Capacity | Generation Interconnection | Solar |  |  | N/A | https://www.pjm.com/pjmfiles/pub/planning/project-queues/feas_docs/ae2054_fea.pdf | Document Posted | https://www.pjm.com/pjmfiles/pub/planning/project-queues/impact_studies/ae2054_imp.pdf | Document Posted |  | Not Required | N/A | Wholesale Market Participation Agreement | https://www.pjm.com/pjmfiles/pub/planning/project-queues/wmpa/ae2054_wmpa.pdf | https://www.pjm.com/pjmfiles/pub/planning/project-queues/csa/ae2054_wmpa.pdf | Not Required | N/A | N/A | 10/21/2024 | 2/2/2019 | N/A | N/A | 12/12/2024 |  |  | 11/30/2024 | 11/30/2024 | 1/30/2025 | N | No
AE2-055 | Shingletown-Boalsburg 46 kV | Windmill Road | PA | Centre | Withdrawn | APS | 20 | 20 | 12 |  | Capacity | Generation Interconnection | Solar |  |  | N/A | https://www.pjm.com/pjmfiles/pub/planning/project-queues/feas_docs/ae2055_fea.pdf | Document Posted | https://www.pjm.com/pjmfiles/pub/planning/project-queues/impact_studies/ae2055_imp.pdf | Document Posted |  | Not Required | N/A | Wholesale Market Participation Agreement | https://www.pjm.com/pjmfiles/pub/planning/project-queues/wmpa/ae2055_wmpa.pdf | https://www.pjm.com/pjmfiles/pub/planning/project-queues/csa/ae2055_wmpa.pdf | Not Required | N/A | N/A |  | 1/31/2019 | N/A | N/A | 5/1/2023 | 8/27/2024 |  | 12/31/2023 | 12/31/2023 |  | N | No
AE2-056 | Howell 12.47 kV Solar I | Willow Brook Road Solar I | NJ | Monmouth | Withdrawn | JCPL | 3 | 3 | 1.6 |  | Capacity | Generation Interconnection | Solar |  |  | N/A | https://www.pjm.com/pjmfiles/pub/planning/project-queues/feas_docs/ae2056_fea.pdf | Document Posted | https://www.pjm.com/pjmfiles/pub/planning/project-queues/impact_studies/ae2056_imp.pdf | Document Posted |  | Not Required | N/A | Wholesale Market Participation Agreement | https://www.pjm.com/pjmfiles/pub/planning/project-queues/wmpa/ae2056_wmpa.pdf | https://www.pjm.com/pjmfiles/pub/planning/project-queues/csa/ae2056_wmpa.pdf | Not Required | N/A | N/A |  | 1/31/2019 | N/A | N/A | 5/1/2022 | 8/8/2022 |  | 5/1/2022 | 5/1/2022 |  | N | No
AE2-057 | Jerseyville 12.47 kV Solar | Willow Brook Road Solar II | NJ | Monmouth | Withdrawn | JCPL | 1 | 1 | 0.5 |  | Capacity | Generation Interconnection | Solar |  |  | N/A | https://www.pjm.com/pjmfiles/pub/planning/project-queues/feas_docs/ae2057_fea.pdf | Document Posted | https://www.pjm.com/pjmfiles/pub/planning/project-queues/impact_studies/ae2057_imp.pdf | Document Posted |  | Not Required | N/A | Wholesale Market Participation Agreement | https://www.pjm.com/pjmfiles/pub/planning/project-queues/wmpa/ae2057_wmpa.pdf | https://www.pjm.com/pjmfiles/pub/planning/project-queues/csa/ae2057_wmpa.pdf | Not Required | N/A | N/A |  | 1/31/2019 | N/A | N/A | 5/1/2022 | 3/11/2021 |  | 5/1/2022 | 5/1/2022 |  | N | No
AE2-058 | Cherokee-Milton 69 kV |  | PA | Northumberland | Withdrawn | PPL | 20 | 20 | 8.4 |  | Capacity | Generation Interconnection | Solar |  |  | N/A | https://www.pjm.com/pjmfiles/pub/planning/project-queues/feas_docs/ae2058_fea.pdf | Document Posted |  |  |  |  | N/A |  | N/A |  |  | N/A | N/A |  | 2/1/2019 | N/A | N/A |  | 9/4/2019 |  | 3/5/2021 |  |  | N | No
AE2-059 | Derry Tap-Derry Bus 69 kV | Cottontail Solar 4 aka East Chilli Solar | PA | Northumberland | In Service | PPL | 20 | 20 | 8.4 | 20 | Capacity | Generation Interconnection | Solar |  |  | N/A | https://www.pjm.com/pjmfiles/pub/planning/project-queues/feas_docs/ae2059_fea.pdf | Document Posted | https://www.pjm.com/pjmfiles/pub/planning/project-queues/impact_studies/ae2059_imp.pdf | Document Posted | https://www.pjm.com/pjmfiles/pub/planning/project-queues/facilities/ae2059_fac.pdf | Document Posted | https://www.pjm.com/pjmfiles/pub/planning/project-queues/isa/ae2_059_isa.pdf | Document Posted | N/A | https://www.pjm.com/pjmfiles/pub/planning/project-queues/csa/ae2_059_csa.pdf | Document Posted | N/A | N/A | 2/2/2024 | 2/7/2019 | N/A | N/A | 8/11/2024 |  |  | 5/31/2024 | 5/31/2024 | 8/20/2024 | N | No
AE2-060 | Mifflintown Bus-Mifflintown Tap 69 kV | Cottontail Solar 5 aka Walker Solar | PA | Juniata | In Service | PPL | 20 | 20 | 8.4 | 20 | Capacity | Generation Interconnection | Solar |  |  | N/A | https://www.pjm.com/pjmfiles/pub/planning/project-queues/feas_docs/ae2060_fea.pdf | Document Posted | https://www.pjm.com/pjmfiles/pub/planning/project-queues/impact_studies/ae2060_imp.pdf | Document Posted | https://www.pjm.com/pjmfiles/pub/planning/project-queues/facilities/ae2060_fac.pdf | Document Posted | https://www.pjm.com/pjmfiles/pub/planning/project-queues/isa/ae2_060_isa.pdf | Document Posted | N/A | https://www.pjm.com/pjmfiles/pub/planning/project-queues/csa/ae2_060_csa.pdf | Document Posted | N/A | N/A | 10/26/2023 | 2/7/2019 | N/A | N/A | 12/8/2023 |  |  | 12/1/2023 | 12/1/2023 | 12/12/2023 | N | No
AE2-061 | Rock Springs 500 kV | Rock Springs Unit #1 and Unit #2 | MD | Cecil | In Service | Essential Power | 394 | 0 | 7 | 0 | Capacity | Generation Interconnection | Natural Gas |  |  | N/A | https://www.pjm.com/pjmfiles/pub/planning/project-queues/feas_docs/ae2061_fea.pdf | Document Posted | https://www.pjm.com/pjmfiles/pub/planning/project-queues/impact_studies/ae2061_imp.pdf | Document Posted |  | Not Required | https://www.pjm.com/pjmfiles/pub/planning/project-queues/isa/ae2_061_isa.pdf | Document Posted | N/A |  | Not Required | N/A | N/A |  | 2/4/2019 | N/A | N/A |  |  |  | 8/23/2019 | 8/23/2019 | 8/12/2019 | N | No
AE2-062 | Romeoville 12 kV | Magid Glove & Safety Mfg. Co | IL | Will | In Service | ComEd | 0.98 | 0.98 | 0 | 0.98 | Energy | Generation Interconnection | Storage |  |  | N/A | https://www.pjm.com/pjmfiles/pub/planning/project-queues/feas_docs/ae2062_fea.pdf | Document Posted | https://www.pjm.com/pjmfiles/pub/planning/project-queues/impact_studies/ae2062_imp.pdf | Document Posted |  | Not Required | N/A | Wholesale Market Participation Agreement | https://www.pjm.com/pjmfiles/pub/planning/project-queues/wmpa/ae2062_wmpa.pdf | https://www.pjm.com/pjmfiles/pub/planning/project-queues/csa/ae2062_wmpa.pdf | Not Required | N/A | N/A |  | 2/5/2019 | N/A | N/A | 3/31/2021 |  |  | 3/31/2021 | 3/31/2021 | 4/8/2021 | Y | No
AE2-063 | Normantown |  | IL | Will | Withdrawn | ComEd | 0.98 | 0.98 | 0 |  | Energy | Generation Interconnection | Storage |  |  | N/A | https://www.pjm.com/pjmfiles/pub/planning/project-queues/feas_docs/ae2063_fea.pdf | Document Posted |  |  |  |  | N/A |  | N/A |  |  | N/A | N/A |  | 2/5/2019 | N/A | N/A |  | 1/14/2020 |  | 9/2/2019 |  |  | Y | No
AE2-064 | Beaverbrook 13 kV | Kinsley 2 Beaverbrook Solar | NJ | Gloucester | In Service | PSEG | 5.8 | 2 | 0.85 | 5.13 | Capacity | Generation Interconnection | Solar |  |  | N/A | https://www.pjm.com/pjmfiles/pub/planning/project-queues/feas_docs/ae2064_fea.pdf | Document Posted | https://www.pjm.com/pjmfiles/pub/planning/project-queues/impact_studies/ae2064_imp.pdf | Document Posted |  | Not Required | https://www.pjm.com/pjmfiles/pub/planning/project-queues/isa/ae2_064_isa.pdf | Document Posted | N/A | https://www.pjm.com/pjmfiles/pub/planning/project-queues/csa/ae2_064_csa.pdf | Document Posted | N/A | N/A |  | 2/7/2019 | N/A | N/A | 1/30/2024 |  |  | 8/31/2020 | 8/31/2020 | 12/11/2023 | N | No
AE2-065 | Romeoville 12 kV | Kinsley 2 Deptford Solar | NJ | Gloucester | In Service | PSEG | 6.8 | 1.8 | 0.76 | 1.8 | Capacity | Generation Interconnection | Solar |  |  | N/A | https://www.pjm.com/pjmfiles/pub/planning/project-queues/feas_docs/ae2065_fea.pdf | Document Posted | https://www.pjm.com/pjmfiles/pub/planning/project-queues/impact_studies/ae2065_imp.pdf | Document Posted |  | Not Required | https://www.pjm.com/pjmfiles/pub/planning/project-queues/isa/ae2_065_isa.pdf | Document Posted | N/A | https://www.pjm.com/pjmfiles/pub/planning/project-queues/csa/ae2_065_csa.pdf | Document Posted | N/A | N/A |  | 2/6/2019 | N/A | N/A | 6/1/2023 |  |  | 8/31/2020 | 8/31/2020 | 9/19/2020 | N | No
AE2-066 | Gloucester 13 kV |  | NJ | Gloucester | Withdrawn | PSEG | 4.5 | 4.5 | 1.89 |  | Capacity | Generation Interconnection | Solar |  |  | N/A |  | Withdrawn |  |  |  |  | N/A |  | N/A |  |  | N/A | N/A |  | 2/6/2019 | N/A | N/A |  | 5/15/2019 |  | 12/10/2019 |  |  | N | No
AE2-067 | N. Meshoppen 34 kV |  | PA | Wyoming | Withdrawn | PENELEC | 20 | 20 | 19.9 |  | Capacity | Generation Interconnection | Natural Gas |  |  | N/A | https://www.pjm.com/pjmfiles/pub/planning/project-queues/feas_docs/ae2067_fea.pdf | Document Posted |  |  |  |  | N/A |  | N/A |  |  | N/A | N/A |  | 2/12/2019 | N/A | N/A |  | 9/4/2019 |  | 1/1/2021 |  |  | N | No
AE2-068 | Second Street12 kV |  | NJ | Cumberland | Withdrawn | AEC | 5 | 5 | 3 |  | Capacity | Generation Interconnection | Solar |  |  | N/A |  | Withdrawn |  |  |  |  | N/A |  | N/A |  |  | N/A | N/A |  | 2/12/2019 | N/A | N/A |  | 4/30/2019 |  | 6/1/2020 |  |  | N | No
AE2-069 | Burlington 13 kV |  | NJ | Burlington | Withdrawn | PSEG | 5 | 5 | 1.9 |  | Capacity | Generation Interconnection | Solar |  |  | N/A |  | Withdrawn |  |  |  |  | N/A |  | N/A |  |  | N/A | N/A |  | 2/12/2019 | N/A | N/A |  | 4/10/2019 |  | 6/1/2020 |  |  | N | No
AE2-070 | White Rock 34 kV |  | MD | Howard | Withdrawn | BGE | 4 | 4 | 1.7 |  | Capacity | Generation Interconnection | Solar |  |  | N/A | https://www.pjm.com/pjmfiles/pub/planning/project-queues/feas_docs/ae2070_fea.pdf | Document Posted | https://www.pjm.com/pjmfiles/pub/planning/project-queues/impact_studies/ae2070_imp.pdf | Document Posted |  | Not Required | N/A |  | N/A |  |  | N/A | N/A |  | 2/13/2019 | N/A | N/A |  | 8/14/2019 |  | 3/2/2020 |  |  | N | No
AE2-071 | Patton Rd-Summer Shade 69 kV | Glover Creek Solar | KY | Metcalfe | In Service | EKPC | 35 | 35 | 21 | 35 | Capacity | Generation Interconnection | Solar |  |  | N/A | https://www.pjm.com/pjmfiles/pub/planning/project-queues/feas_docs/ae2071_fea.pdf | Document Posted | https://www.pjm.com/pjmfiles/pub/planning/project-queues/impact_studies/ae2071_imp.pdf | Document Posted | https://www.pjm.com/pjmfiles/pub/planning/project-queues/facilities/ae2071_fac.pdf | Document Posted | https://www.pjm.com/pjmfiles/pub/planning/project-queues/isa/ae2_071_isa.pdf | Document Posted | N/A | https://www.pjm.com/pjmfiles/pub/planning/project-queues/csa/ae2_071_csa.pdf | Document Posted | N/A | N/A | 4/1/2024 | 2/19/2019 | N/A | N/A | 5/2/2024 |  |  | 4/30/2024 | 4/30/2024 | 6/7/2024 | N | No
AE2-072 | East Leipsic-Richland 138 kV | Powell Creek Solar | OH | Putnam | In Service | AEP | 150 | 150 | 90 | 150 | Capacity | Generation Interconnection | Solar |  |  | N/A | https://www.pjm.com/pjmfiles/pub/planning/project-queues/feas_docs/ae2072_fea.pdf | Document Posted | https://www.pjm.com/pjmfiles/pub/planning/project-queues/impact_studies/ae2072_imp.htm | Document Posted | https://www.pjm.com/pjmfiles/pub/planning/project-queues/facilities/ae2072_fac.pdf | Document Posted | https://www.pjm.com/pjmfiles/pub/planning/project-queues/isa/ae2_072_isa.pdf | Document Posted | N/A | https://www.pjm.com/pjmfiles/pub/planning/project-queues/csa/ae2_072_csa.pdf | Document Posted | N/A | N/A | 1/23/2025 | 2/15/2019 | N/A | N/A | 3/17/2025 |  |  | 6/2/2025 | 6/2/2025 | 4/30/2025 | N | No
AE2-073 | Centerburg 138kV |  | OH | Licking | Withdrawn | AEP | 200 | 50 | 21 |  | Capacity | Generation Interconnection | Solar |  |  | N/A | https://www.pjm.com/pjmfiles/pub/planning/project-queues/feas_docs/ae2073_fea.pdf | Document Posted | https://www.pjm.com/pjmfiles/pub/planning/project-queues/impact_studies/ae2073_imp.htm | Document Posted |  | Withdrawn | N/A |  | N/A |  |  | N/A | N/A |  | 2/15/2019 | N/A | N/A |  | 10/2/2024 |  | 11/1/2021 |  |  | N | No
AE2-074 | Potter 46 kV | Potter Solar | PA | Potter | Engineering and Procurement | APS | 35 | 35 | 15.11 |  | Capacity | Generation Interconnection | Solar |  |  | N/A | https://www.pjm.com/pjmfiles/pub/planning/project-queues/feas_docs/ae2074_fea.pdf | Document Posted | https://www.pjm.com/pjmfiles/pub/planning/project-queues/impact_studies/ae2074_imp.pdf | Document Posted |  | Not Required | N/A | Wholesale Market Participation Agreement | https://www.pjm.com/pjmfiles/pub/planning/project-queues/wmpa/ae2074_wmpa.pdf | https://www.pjm.com/pjmfiles/pub/planning/project-queues/csa/ae2074_wmpa.pdf | Not Required | N/A | N/A | 5/31/2026 | 2/20/2019 | N/A | N/A | 6/17/2026 |  |  | 7/31/2026 | 7/31/2026 |  | N | No
AE2-075 | Second Street 12 kV |  | NJ | Cumberland | Withdrawn | AEC | 4.4 | 4.4 | 2.64 |  | Capacity | Generation Interconnection | Solar |  |  | N/A |  | Withdrawn |  |  |  |  | N/A |  | N/A |  |  | N/A | N/A |  | 2/19/2019 | N/A | N/A |  | 4/30/2019 |  | 6/1/2020 |  |  | N | No
AE2-076 | Southampton 13.2 kV |  | NJ | Burlington | Withdrawn | PSEG | 2 | 2 | 0.84 |  | Capacity | Generation Interconnection | Solar |  |  | N/A |  | Withdrawn |  |  |  |  | N/A |  | N/A |  |  | N/A | N/A |  | 2/19/2019 | N/A | N/A |  | 4/10/2019 |  | 6/1/2020 |  |  | N | No
AE2-077 | Pierpoint-Freeport |  | IL | Winnebago | Withdrawn | ComEd | 70 | 70 | 26.6 |  | Capacity | Generation Interconnection | Solar |  |  | N/A | https://www.pjm.com/pjmfiles/pub/planning/project-queues/feas_docs/ae2077_fea.pdf | Document Posted |  |  |  |  | N/A |  | N/A |  |  | N/A | N/A |  | 2/21/2019 | N/A | N/A |  | 9/3/2019 |  | 12/31/2021 |  |  | N | No
AE2-078 | Poolesville 34.5 kV | Mantura | VA | Surry | Withdrawn | Dominion | 20 | 20 | 13.2 |  | Capacity | Generation Interconnection | Solar |  |  | N/A | https://www.pjm.com/pjmfiles/pub/planning/project-queues/feas_docs/ae2078_fea.pdf | Document Posted | https://www.pjm.com/pjmfiles/pub/planning/project-queues/impact_studies/ae2078_imp.pdf | Document Posted |  | Not Required | N/A | Wholesale Market Participation Agreement | https://www.pjm.com/pjmfiles/pub/planning/project-queues/wmpa/ae2078_wmpa.pdf | https://www.pjm.com/pjmfiles/pub/planning/project-queues/csa/ae2078_wmpa.pdf | Not Required | N/A | N/A |  | 2/21/2019 | N/A | N/A |  | 6/6/2022 |  | 6/1/2022 | 6/1/2022 |  | N | No
AE2-079 | Poolesville 34.5 kV | Mantura II | VA | Surry | Withdrawn | Dominion | 20 | 20 | 13.2 |  | Capacity | Generation Interconnection | Solar |  |  | N/A | https://www.pjm.com/pjmfiles/pub/planning/project-queues/feas_docs/ae2079_fea.pdf | Document Posted | https://www.pjm.com/pjmfiles/pub/planning/project-queues/impact_studies/ae2079_imp.pdf | Document Posted |  | Not Required | N/A | Wholesale Market Participation Agreement | https://www.pjm.com/pjmfiles/pub/planning/project-queues/wmpa/ae2079_wmpa.pdf | https://www.pjm.com/pjmfiles/pub/planning/project-queues/csa/ae2079_wmpa.pdf | Not Required | N/A | N/A |  | 2/21/2019 | N/A | N/A |  | 4/22/2022 |  | 6/1/2022 | 6/1/2022 |  | N | No
AE2-080 | Poolesville 34.5 kV |  | VA | Surry | Withdrawn | Dominion | 20 | 20 | 13.2 |  | Capacity | Generation Interconnection | Solar |  |  | N/A | https://www.pjm.com/pjmfiles/pub/planning/project-queues/feas_docs/ae2080_fea.pdf | Document Posted | https://www.pjm.com/pjmfiles/pub/planning/project-queues/impact_studies/ae2080_imp.pdf | Document Posted |  |  | N/A |  | N/A |  |  | N/A | N/A |  | 2/21/2019 | N/A | N/A |  | 4/28/2020 |  | 6/18/2021 |  |  | N | No
AE2-081 | Howell 12.47 kV Solar II | Casino Drive Solar | NJ | Monmouth | Withdrawn | JCPL | 3.2 | 3.2 | 1.57 |  | Capacity | Generation Interconnection | Solar |  |  | N/A | https://www.pjm.com/pjmfiles/pub/planning/project-queues/feas_docs/ae2081_fea.pdf | Document Posted | https://www.pjm.com/pjmfiles/pub/planning/project-queues/impact_studies/ae2081_imp.pdf | Document Posted |  | Not Required | N/A | Wholesale Market Participation Agreement | https://www.pjm.com/pjmfiles/pub/planning/project-queues/wmpa/ae2081_wmpa.pdf | https://www.pjm.com/pjmfiles/pub/planning/project-queues/csa/ae2081_wmpa.pdf | Not Required | N/A | N/A |  | 1/31/2019 | N/A | N/A | 5/1/2022 | 8/8/2022 |  | 5/1/2022 | 5/1/2022 |  | N | No
AE2-082 | Englishtown-Wyckoff 34.5 kV Solar |  | NJ | Monmouth | Withdrawn | JCPL | 7 | 7 | 3.4 |  | Capacity | Generation Interconnection | Solar |  |  | N/A | https://www.pjm.com/pjmfiles/pub/planning/project-queues/feas_docs/ae2082_fea.pdf | Document Posted | https://www.pjm.com/pjmfiles/pub/planning/project-queues/impact_studies/ae2082_imp.pdf | Document Posted |  |  |  | Withdrawn | N/A |  | Withdrawn | N/A | N/A |  | 1/31/2019 | N/A | N/A |  | 7/13/2021 |  | 9/30/2019 |  |  | N | No
AE2-083 | Forrester Solar 34.5 kV |  | NJ | Mercer | Withdrawn | JCPL | 1.63 | 1.625 | 0 |  | Energy | Generation Interconnection | Solar |  |  | N/A |  | Withdrawn |  |  |  |  | N/A |  | N/A |  |  | N/A | N/A |  | 2/22/2019 | N/A | N/A |  | 3/5/2019 |  | 3/2/2020 |  |  | N | No
AE2-084 | Derry Tap-Derry Bus 69 kV | Cottontail Solar 3 | PA | Montour | Suspended | PPL | 20 | 20 | 8.4 |  | Capacity | Generation Interconnection | Solar |  |  | N/A | https://www.pjm.com/pjmfiles/pub/planning/project-queues/feas_docs/ae2084_fea.pdf | Document Posted | https://www.pjm.com/pjmfiles/pub/planning/project-queues/impact_studies/ae2084_imp.pdf | Document Posted | https://www.pjm.com/pjmfiles/pub/planning/project-queues/facilities/ae2084_fac.pdf | Document Posted | https://www.pjm.com/pjmfiles/pub/planning/project-queues/isa/ae2_084_isa.pdf | Document Posted | N/A | https://www.pjm.com/pjmfiles/pub/planning/project-queues/csa/ae2_084_csa.pdf | Document Posted | N/A | N/A | 10/1/2025 | 2/3/2019 | N/A | N/A | 10/1/2025 |  |  | 4/1/2026 | 4/1/2026 |  | N | No
AE2-085 | Southampton 13.2 kV |  | NJ | Burlington | Withdrawn | PSEG | 5.04 | 5.04 | 0 |  | Energy | Generation Interconnection | Solar; Storage |  |  | N/A | https://www.pjm.com/pjmfiles/pub/planning/project-queues/feas_docs/ae2085_fea.pdf | Document Posted |  |  |  |  | N/A |  | N/A |  |  | N/A | N/A |  | 2/22/2019 | N/A | N/A |  | 8/14/2019 |  | 3/2/2020 |  |  | N | No
AE2-086 | Reeder Road Solar 12.47 kV |  | NJ | Warren | Withdrawn | JCPL | 4 | 4 | 1.68 |  | Capacity | Generation Interconnection | Solar |  |  | N/A |  | Withdrawn |  |  |  |  | N/A |  | N/A |  |  | N/A | N/A |  | 2/22/2019 | N/A | N/A |  | 4/3/2019 |  | 3/2/2020 |  |  | N | No
AE2-087 | Carlls Corner 12 kV |  | NJ | Cumberland | Withdrawn | AEC | 4.54 | 4.54 | 1.47 |  | Capacity | Generation Interconnection | Solar; Storage |  |  | N/A | https://www.pjm.com/pjmfiles/pub/planning/project-queues/feas_docs/ae2087_fea.pdf | Document Posted |  |  |  |  | N/A |  | N/A |  |  | N/A | N/A |  | 2/22/2019 | N/A | N/A |  | 8/22/2019 |  | 3/2/2020 |  |  | N | No
AE2-088 | Clayton 12 kV |  | NJ | Gloucester | Withdrawn | AEC | 2.53 | 2.53 | 0.735 |  | Capacity | Generation Interconnection | Solar; Storage |  |  | N/A | https://www.pjm.com/pjmfiles/pub/planning/project-queues/feas_docs/ae2088_fea.pdf | Document Posted |  |  |  |  | N/A |  | N/A |  |  | N/A | N/A |  | 2/22/2019 | N/A | N/A |  | 8/22/2019 |  | 3/2/2020 |  |  | N | No
AE2-089 | Pennville-Adams 138 kV | Skycrest Solar Energy Center | IN | Jay | Engineering and Procurement | AEP | 155 | 155 | 93 |  | Capacity | Generation Interconnection | Solar |  |  | N/A | https://www.pjm.com/pjmfiles/pub/planning/project-queues/feas_docs/ae2089_fea.pdf | Document Posted | https://www.pjm.com/pjmfiles/pub/planning/project-queues/impact_studies/ae2089_imp.htm | Document Posted | https://www.pjm.com/pjmfiles/pub/planning/project-queues/facilities/ae2089_fac.pdf | Document Posted | https://www.pjm.com/pjmfiles/pub/planning/project-queues/isa/ae2_089_isa.pdf | Document Posted | N/A | https://www.pjm.com/pjmfiles/pub/planning/project-queues/csa/ae2_089_csa.pdf | Document Posted | N/A | N/A | 4/15/2026 | 2/22/2019 | N/A | N/A | 11/30/2026 |  |  | 12/31/2026 | 12/31/2026 |  | N | No
AE2-090 | Randolph-Hodgin 138 kV |  | IN | Randolph | Withdrawn | AEP | 144 | 144 | 86.4 |  | Capacity | Generation Interconnection | Solar |  |  | N/A | https://www.pjm.com/pjmfiles/pub/planning/project-queues/feas_docs/ae2090_fea.pdf | Document Posted | https://www.pjm.com/pjmfiles/pub/planning/project-queues/impact_studies/ae2090_imp.pdf | Document Posted |  |  | N/A |  | N/A |  |  | N/A | N/A |  | 2/22/2019 | N/A | N/A |  | 10/15/2020 |  | 12/31/2022 |  |  | N | No
AE2-091 | Newport 69 kV |  | NJ | Cumberland | Withdrawn | AEC | 35 | 35 | 23 |  | Capacity | Generation Interconnection | Solar |  |  | N/A | https://www.pjm.com/pjmfiles/pub/planning/project-queues/feas_docs/ae2091_fea.pdf | Document Posted | https://www.pjm.com/pjmfiles/pub/planning/project-queues/impact_studies/ae2091_imp.pdf | Document Posted |  |  | N/A |  | N/A |  |  | N/A | N/A |  | 1/24/2019 | N/A | N/A |  | 3/31/2020 |  | 6/30/2022 |  |  | N | No
AE2-092 | Kidds Store-Sherwood 115 kV | Woodridge Solar | VA | Albemarle | Engineering and Procurement | Dominion | 138 | 138 | 82.8 |  | Capacity | Generation Interconnection | Solar |  |  | N/A | https://www.pjm.com/pjmfiles/pub/planning/project-queues/feas_docs/ae2092_fea.pdf | Document Posted | https://www.pjm.com/pjmfiles/pub/planning/project-queues/impact_studies/ae2092_imp.pdf | Document Posted | https://www.pjm.com/pjmfiles/pub/planning/project-queues/facilities/ae2092_fac.pdf | Document Posted | https://www.pjm.com/pjmfiles/pub/planning/project-queues/isa/ae2_092_isa.pdf | Document Posted | N/A | https://www.pjm.com/pjmfiles/pub/planning/project-queues/csa/ae2_092_csa.pdf | Document Posted | N/A | N/A | 11/12/2026 | 2/26/2019 | N/A | N/A | 12/1/2026 |  |  | 6/30/2027 | 6/30/2027 |  | N | No
AE2-093 | Easton-Steele 138 kV | Crockett Solar Project | MD | Talbot | Suspended | DPL | 44 | 44 | 16.72 |  | Capacity | Generation Interconnection | Solar |  |  | N/A | https://www.pjm.com/pjmfiles/pub/planning/project-queues/feas_docs/ae2093_fea.pdf | Document Posted | https://www.pjm.com/pjmfiles/pub/planning/project-queues/impact_studies/ae2093_imp.pdf | Document Posted | https://www.pjm.com/pjmfiles/pub/planning/project-queues/facilities/ae2093_fac.pdf | Document Posted | https://www.pjm.com/pjmfiles/pub/planning/project-queues/isa/ae2_093_isa.pdf | Document Posted | N/A | https://www.pjm.com/pjmfiles/pub/planning/project-queues/csa/ae2_093_csa.pdf | Document Posted | N/A | N/A |  | 2/26/2019 | N/A | N/A | 3/31/2026 |  |  | 3/31/2026 | 3/31/2026 |  | N | No
AE2-094 | Carson-Rogers Road 500 kV | Cassius Blue Solar | VA | Sussex | Engineering and Procurement | Dominion | 300 | 300 | 207.2 |  | Capacity | Generation Interconnection | Solar; Storage |  |  | N/A | https://www.pjm.com/pjmfiles/pub/planning/project-queues/feas_docs/ae2094_fea.pdf | Document Posted | https://www.pjm.com/pjmfiles/pub/planning/project-queues/impact_studies/ae2094_imp.htm | Document Posted | https://www.pjm.com/pjmfiles/pub/planning/project-queues/facilities/ae2094_fac.pdf | Document Posted | https://www.pjm.com/pjmfiles/pub/planning/project-queues/gia/ae2_094_gia.pdf | Document Posted | N/A |  |  | N/A | N/A | 6/1/2030 | 2/26/2019 | N/A | N/A | 6/15/2030 |  |  | 8/1/2031 | 8/1/2031 |  | N | No
AE2-095 | Hopewell 26 kV |  | NJ | Mercer | Withdrawn | PSEG | 2.15 | 2.145 | 0 |  | Energy | Generation Interconnection | Solar; Storage |  |  | N/A |  | Withdrawn |  |  |  |  | N/A |  | N/A |  |  | N/A | N/A |  | 2/28/2019 | N/A | N/A |  | 4/4/2019 |  | 3/2/2020 |  |  | N | No
AE2-096 | East Flemington-Frenchtown Solar 34.5 kV |  | NJ | Hunterdon | Withdrawn | JCPL | 2.75 | 2.75 | 1.16 |  | Capacity | Generation Interconnection | Solar |  |  | N/A | https://www.pjm.com/pjmfiles/pub/planning/project-queues/feas_docs/ae2096_fea.pdf | Document Posted |  |  |  |  | N/A |  | N/A |  |  | N/A | N/A |  | 2/28/2019 | N/A | N/A |  | 9/4/2019 |  | 3/2/2020 |  |  | N | No
AE2-097 | Levittown 13.2 kV |  | NJ | Burlington | Withdrawn | PSEG | 2 | 2 | 0 |  | Energy | Generation Interconnection | Solar |  |  | N/A | https://www.pjm.com/pjmfiles/pub/planning/project-queues/feas_docs/ae2097_fea.pdf | Document Posted | https://www.pjm.com/pjmfiles/pub/planning/project-queues/impact_studies/ae2097_imp.pdf | Document Posted |  |  | N/A |  | N/A |  |  | N/A | N/A |  | 2/28/2019 | N/A | N/A |  | 8/14/2019 |  | 3/2/2020 |  |  | N | No
AE2-098 | Belvidere Solar 12 kV |  | NJ | Warren | Withdrawn | JCPL | 1.88 | 1.875 | 0.79 |  | Capacity | Generation Interconnection | Solar |  |  | N/A |  | Withdrawn |  |  |  |  | N/A |  | N/A |  |  | N/A | N/A |  | 2/28/2019 | N/A | N/A |  | 4/3/2019 |  | 3/2/2020 |  |  | N | No
AE2-099 | Burlington 13.2 kV |  | NJ | Burlington | Withdrawn | PSEG | 2.77 | 2.77 | 0 |  | Energy | Generation Interconnection | Solar; Storage |  |  | N/A |  | Withdrawn |  |  |  |  | N/A |  | N/A |  |  | N/A | N/A |  | 2/28/2019 | N/A | N/A |  | 4/4/2019 |  | 3/2/2020 |  |  | N | No
AE2-100 | Carlstadt 13.2 kV |  | NJ | Bergen | Withdrawn | PSEG | 2.3 | 2.3 | 0 |  | Energy | Generation Interconnection | Solar |  |  | N/A | https://www.pjm.com/pjmfiles/pub/planning/project-queues/feas_docs/ae2100_fea.pdf | Document Posted | https://www.pjm.com/pjmfiles/pub/planning/project-queues/impact_studies/ae2100_imp.pdf | Document Posted |  |  | N/A |  | N/A |  |  | N/A | N/A |  | 2/28/2019 | N/A | N/A |  | 8/14/2019 |  | 3/2/2020 |  |  | N | No
AE2-101 | Nortonville 12 kV |  | NJ | Gloucester | Withdrawn | AEC | 4 | 4 | 1.68 |  | Capacity | Generation Interconnection | Solar |  |  | N/A | https://www.pjm.com/pjmfiles/pub/planning/project-queues/feas_docs/ae2101_fea.pdf | Document Posted |  |  |  |  | N/A |  | N/A |  |  | N/A | N/A |  | 2/28/2019 | N/A | N/A |  | 8/21/2019 |  | 3/2/2020 |  |  | N | No
AE2-102 | Columbus 13 kV |  | NJ | Burlington | Withdrawn | PSEG | 5.04 | 5.04 | 0 |  | Energy | Generation Interconnection | Solar; Storage |  |  | N/A |  | Withdrawn |  |  |  |  | N/A |  | N/A |  |  | N/A | N/A |  | 2/28/2019 | N/A | N/A |  | 4/4/2019 |  | 3/2/2020 |  |  | N | No
AE2-103 | Cookstown-Van Hiseville Solar 34.5 kV |  | NJ | Ocean | Withdrawn | JCPL | 3 | 3 | 1.26 |  | Capacity | Generation Interconnection | Solar |  |  | N/A |  | Withdrawn |  |  |  |  | N/A |  | N/A |  |  | N/A | N/A |  | 2/28/2019 | N/A | N/A |  | 5/23/2019 |  | 3/2/2020 |  |  | N | No
AE2-104 | Suffolk 115 kV | Switchgrass Solar 1 | VA | Accomack | Suspended | Dominion | 49 | 49 | 18.92 |  | Capacity | Generation Interconnection | Solar |  |  | N/A | https://www.pjm.com/pjmfiles/pub/planning/project-queues/feas_docs/ae2104_fea.pdf | Document Posted | https://www.pjm.com/pjmfiles/pub/planning/project-queues/impact_studies/ae2104_imp.pdf | Document Posted | https://www.pjm.com/pjmfiles/pub/planning/project-queues/facilities/ae2104_fac.pdf | Document Posted | https://www.pjm.com/pjmfiles/pub/planning/project-queues/isa/ae2_104_isa.pdf | Document Posted | N/A | https://www.pjm.com/pjmfiles/pub/planning/project-queues/csa/ae2_104_csa.pdf | Document Posted | N/A | N/A | 5/7/2026 | 3/2/2019 | N/A | N/A | 5/29/2026 |  |  | 10/31/2025 | 10/31/2025 |  | N | No
AE2-105 | Kittatinny-Newton Solar 34.5 kV |  | NJ | Sussex | Withdrawn | JCPL | 3.5 | 3.5 | 1.47 |  | Capacity | Generation Interconnection | Solar |  |  | N/A | https://www.pjm.com/pjmfiles/pub/planning/project-queues/feas_docs/ae2105_fea.pdf | Document Posted |  |  |  |  | N/A |  | N/A |  |  | N/A | N/A |  | 2/28/2019 | N/A | N/A |  | 9/6/2019 |  | 3/2/2020 |  |  | N | No
AE2-106 | Carlls Corner 12 kV |  | NJ | Cumberland | Withdrawn | AEC | 4.92 | 4.915 | 1.63 |  | Capacity | Generation Interconnection | Solar; Storage |  |  | N/A | https://www.pjm.com/pjmfiles/pub/planning/project-queues/feas_docs/ae2106_fea.pdf | Document Posted |  |  |  |  | N/A |  | N/A |  |  | N/A | N/A |  | 2/28/2019 | N/A | N/A |  | 8/22/2019 |  | 3/2/2020 |  |  | N | No
AE2-107 - moved to TC1 | Haumesser Road 138 kV |  | IL | DeKalb | Withdrawn | ComEd | 90 | 90 | 54 |  | Capacity | Generation Interconnection | Solar |  |  | N/A | https://www.pjm.com/pjmfiles/pub/planning/project-queues/feas_docs/ae2107_fea.pdf | Document Posted | https://www.pjm.com/pjmfiles/pub/planning/project-queues/impact_studies/ae2107_imp.pdf | Document Posted |  | Withdrawn | N/A |  | N/A |  |  | N/A | N/A |  | 2/28/2019 | N/A | N/A |  | 6/21/2024 |  | 12/31/2022 |  |  | N | No
AE2-108 | Kings Dominion DP 115 kV |  | VA | Hanover | Withdrawn | Dominion | 20 | 20 | 8.4 |  | Capacity | Generation Interconnection | Solar |  |  | N/A | https://www.pjm.com/pjmfiles/pub/planning/project-queues/feas_docs/ae2108_fea.pdf | Document Posted | https://www.pjm.com/pjmfiles/pub/planning/project-queues/impact_studies/ae2108_imp.pdf | Document Posted |  |  | N/A |  | N/A |  |  | N/A | N/A |  | 2/28/2019 | N/A | N/A |  | 4/8/2020 |  | 3/31/2020 |  |  | N | No
AE2-109 | Kings Dominion DP 115 kV |  | VA | Hanover | Withdrawn | Dominion | 7 | 7 | 2.94 |  | Capacity | Generation Interconnection | Solar |  |  | N/A | https://www.pjm.com/pjmfiles/pub/planning/project-queues/feas_docs/ae2109_fea.pdf | Document Posted | https://www.pjm.com/pjmfiles/pub/planning/project-queues/impact_studies/ae2109_imp.pdf | Document Posted |  |  | N/A |  | N/A |  |  | N/A | N/A |  | 2/28/2019 | N/A | N/A |  | 4/8/2020 |  | 3/31/2021 |  |  | N | No
AE2-110 | Columbia-West Bloomsburg 69 kV | Montour 1 | PA | Columbia | Suspended | PPL | 20 | 20 | 8.4 |  | Capacity | Generation Interconnection | Solar |  |  | N/A | https://www.pjm.com/pjmfiles/pub/planning/project-queues/feas_docs/ae2110_fea.pdf | Document Posted | https://www.pjm.com/pjmfiles/pub/planning/project-queues/impact_studies/ae2110_imp.pdf | Document Posted | https://www.pjm.com/pjmfiles/pub/planning/project-queues/facilities/ae2110_fac.pdf | Document Posted | https://www.pjm.com/pjmfiles/pub/planning/project-queues/isa/ae2_110_isa.pdf | Document Posted | N/A | https://www.pjm.com/pjmfiles/pub/planning/project-queues/csa/ae2_110_csa.pdf | Document Posted | N/A | N/A | 11/30/2027 | 3/3/2019 | N/A | N/A | 12/6/2027 |  |  | 2/28/2025 | 2/28/2025 |  | N | No
AE2-111 | Beavertown Tap-Beavertown Weaving Tap 69kV | Thomas Ridge Solar | PA | Snyder | Withdrawn | PPL | 20 | 20 | 8.4 |  | Capacity | Generation Interconnection | Solar |  |  | N/A | https://www.pjm.com/pjmfiles/pub/planning/project-queues/feas_docs/ae2111_fea.pdf | Document Posted | https://www.pjm.com/pjmfiles/pub/planning/project-queues/impact_studies/ae2111_imp.pdf | Document Posted | https://www.pjm.com/pjmfiles/pub/planning/project-queues/facilities/ae2111_fac.pdf | Document Posted | https://www.pjm.com/pjmfiles/pub/planning/project-queues/isa/ae2_111_isa.pdf | Document Posted | N/A | https://www.pjm.com/pjmfiles/pub/planning/project-queues/csa/ae2_111_csa.pdf | Document Posted | N/A | N/A |  | 3/1/2019 | N/A | N/A |  | 1/18/2023 |  | 12/31/2024 | 12/31/2024 |  | N | No
AE2-112 | Carville 138 kV II | Concho Solar I | MD | Queen Anne's | Suspended | DPL | 66 | 17 | 6.46 |  | Capacity | Generation Interconnection | Solar |  |  | N/A | https://www.pjm.com/pjmfiles/pub/planning/project-queues/feas_docs/ae2112_fea.pdf | Document Posted | https://www.pjm.com/pjmfiles/pub/planning/project-queues/impact_studies/ ae2112_imp.pdf | Document Posted |  | Not Required | https://www.pjm.com/pjmfiles/pub/planning/project-queues/isa/ae2_112_isa.pdf | Document Posted | N/A | https://www.pjm.com/pjmfiles/pub/planning/project-queues/csa/ae2_112_csa.pdf | Document Posted | N/A | N/A |  | 2/28/2019 | N/A | N/A | 6/3/2027 |  |  | 6/3/2024 | 6/3/2024 |  | N | No
AE2-113 | Farmers Valley-Ridgeway 115 kV | Ridgeway Solar | PA | McKean | Under Construction | PENELEC | 120 | 120 | 61.9 |  | Capacity | Generation Interconnection | Solar |  |  | N/A | https://www.pjm.com/pjmfiles/pub/planning/project-queues/feas_docs/ae2113_fea.pdf | Document Posted | https://www.pjm.com/pjmfiles/pub/planning/project-queues/impact_studies/ae2113_imp.htm | Document Posted | https://www.pjm.com/pjmfiles/pub/planning/project-queues/facilities/ae2113_fac.pdf | Document Posted | https://www.pjm.com/pjmfiles/pub/planning/project-queues/isa/ae2_113_isa.pdf | Document Posted | N/A | https://www.pjm.com/pjmfiles/pub/planning/project-queues/csa/ae2_113_csa.pdf | Document Posted | N/A | N/A | 6/8/2026 | 3/1/2019 | N/A | N/A | 6/22/2026 |  |  | 6/30/2025 | 6/30/2025 |  | N | No
AE2-114 | Midland 23 kV I | BE-PINE 1 Cain Road | PA | Beaver | In Service | DL | 17.1 | 17.1 | 10.26 | 17.1 | Capacity | Generation Interconnection | Solar |  |  | N/A | https://www.pjm.com/pjmfiles/pub/planning/project-queues/feas_docs/ae2114_fea.pdf | Document Posted | https://www.pjm.com/pjmfiles/pub/planning/project-queues/impact_studies/ae2114_imp.pdf | Document Posted |  | Not Required | N/A | Wholesale Market Participation Agreement | https://www.pjm.com/pjmfiles/pub/planning/project-queues/wmpa/ae2114_wmpa.pdf | https://www.pjm.com/pjmfiles/pub/planning/project-queues/csa/ae2114_wmpa.pdf | Not Required | N/A | N/A |  | 3/1/2019 | N/A | N/A |  |  |  | 12/31/2023 | 12/31/2023 | 11/20/2023 | N | No
AE2-115 | Midland 23 kV II | BE-PINE 2 Dam Road | PA | Beaver | In Service | DL | 17.1 | 17.1 | 10.26 | 17.1 | Capacity | Generation Interconnection | Solar |  |  | N/A | https://www.pjm.com/pjmfiles/pub/planning/project-queues/feas_docs/ae2115_fea.pdf | Document Posted | https://www.pjm.com/pjmfiles/pub/planning/project-queues/impact_studies/ae2115_imp.pdf | Document Posted |  | Not Required | N/A | Wholesale Market Participation Agreement | https://www.pjm.com/pjmfiles/pub/planning/project-queues/wmpa/ae2115_wmpa.pdf | https://www.pjm.com/pjmfiles/pub/planning/project-queues/csa/ae2115_wmpa.pdf | Not Required | N/A | N/A |  | 3/1/2019 | N/A | N/A |  |  |  | 12/31/2023 | 12/31/2023 | 11/5/2023 | N | No
AE2-116 | Midland 23 kV III |  | PA | Adams | Withdrawn | DL | 20 | 20 | 12 |  | Capacity | Generation Interconnection | Solar |  |  | N/A | https://www.pjm.com/pjmfiles/pub/planning/project-queues/feas_docs/ae2116_fea.pdf | Document Posted | https://www.pjm.com/pjmfiles/pub/planning/project-queues/impact_studies/ae2116_imp.pdf | Document Posted |  | Not Required |  | Withdrawn | N/A |  | Not Required | N/A | N/A |  | 2/28/2019 | N/A | N/A |  | 12/3/2019 |  | 9/1/2021 |  |  | N | No
AE2-117 | ABW Tap-Alexandria 46 kV | HU-Pauls | PA | Huntingdon | Under Construction | PENELEC | 20 | 20 | 12 |  | Capacity | Generation Interconnection | Solar |  |  | N/A | https://www.pjm.com/pjmfiles/pub/planning/project-queues/feas_docs/ae2117_fea.pdf | Document Posted | https://www.pjm.com/pjmfiles/pub/planning/project-queues/impact_studies/ae2117_imp.pdf | Document Posted | https://www.pjm.com/pjmfiles/pub/planning/project-queues/facilities/ae2117_fac.pdf | Document Posted | https://www.pjm.com/pjmfiles/pub/planning/project-queues/isa/ae2_117_isa.pdf | Document Posted | N/A | https://www.pjm.com/pjmfiles/pub/planning/project-queues/csa/ae2_117_csa.pdf | Document Posted | N/A | N/A | 3/15/2027 | 3/1/2019 | N/A | N/A | 3/16/2027 |  |  | 3/31/2027 | 3/31/2027 |  | N | No
AE2-118 | ABW Tap-Williamsburg 46 kV | HU-Logging | PA | Huntingdon | Suspended | PENELEC | 20 | 20 | 12 |  | Capacity | Generation Interconnection | Solar |  |  | N/A | https://www.pjm.com/pjmfiles/pub/planning/project-queues/feas_docs/ae2118_fea.pdf | Document Posted | https://www.pjm.com/pjmfiles/pub/planning/project-queues/impact_studies/ae2118_imp.pdf | Document Posted | https://www.pjm.com/pjmfiles/pub/planning/project-queues/facilities/ae2118_fac.pdf | Document Posted | https://www.pjm.com/pjmfiles/pub/planning/project-queues/isa/ae2_118_isa.pdf | Document Posted | N/A | https://www.pjm.com/pjmfiles/pub/planning/project-queues/csa/ae2_118_csa.pdf | Document Posted | N/A | N/A |  | 2/28/2019 | N/A | N/A |  |  |  | 8/31/2024 | 8/31/2024 |  | N | No
AE2-119 | Shawville-Phillipsburg 34.5 kV |  | PA | Adams | Withdrawn | PENELEC | 20 | 20 | 12 |  | Capacity | Generation Interconnection | Solar |  |  | N/A | https://www.pjm.com/pjmfiles/pub/planning/project-queues/feas_docs/ae2119_fea.pdf | Document Posted |  | Withdrawn |  |  | N/A |  | N/A |  |  | N/A | N/A |  | 2/28/2019 | N/A | N/A |  | 12/16/2019 |  | 9/1/2021 |  |  | N | No
AE2-120 | Graymont-Zion 46 kV | CE-Shady Farm LLC | PA | Centre | Withdrawn | APS | 20 | 20 | 12 |  | Capacity | Generation Interconnection | Solar |  |  | N/A | https://www.pjm.com/pjmfiles/pub/planning/project-queues/feas_docs/ae2120_fea.pdf | Document Posted | https://www.pjm.com/pjmfiles/pub/planning/project-queues/impact_studies/ae2120_imp.pdf | Document Posted | https://www.pjm.com/pjmfiles/pub/planning/project-queues/facilities/ae2120_fac.pdf | Document Posted | https://www.pjm.com/pjmfiles/pub/planning/project-queues/isa/ae2_120_isa.pdf | Document Posted | N/A | https://www.pjm.com/pjmfiles/pub/planning/project-queues/csa/ae2_120_csa.pdf | Document Posted | N/A | N/A |  | 3/1/2019 | N/A | N/A |  | 6/7/2023 |  | 12/30/2025 | 12/30/2025 |  | N | No
AE2-121 | Milesburg-Tanney Junction 46 kV | CE-JACKSONVILLE | PA | Centre | Withdrawn | APS | 10.64 | 10.64 | 6.384 |  | Capacity | Generation Interconnection | Solar |  |  | N/A | https://www.pjm.com/pjmfiles/pub/planning/project-queues/feas_docs/ae2121_fea.pdf | Document Posted | https://www.pjm.com/pjmfiles/pub/planning/project-queues/impact_studies/ae2121_imp.pdf | Document Posted | https://www.pjm.com/pjmfiles/pub/planning/project-queues/facilities/ae2121_fac.pdf | Document Posted | https://www.pjm.com/pjmfiles/pub/planning/project-queues/isa/ae2_121_isa.pdf | Document Posted | N/A | https://www.pjm.com/pjmfiles/pub/planning/project-queues/csa/ae2_121_csa.pdf | Document Posted | N/A | N/A |  | 3/1/2019 | N/A | N/A | 4/30/2024 | 7/22/2024 |  | 12/31/2023 | 12/31/2023 |  | N | No
AE2-122 | Birdneck-Landstown 230 kV |  | VA | City of Virginia Beach | Withdrawn | Dominion | 800.1 | 800.1 | 158.9 |  | Capacity | Generation Interconnection | Offshore Wind |  |  | N/A | https://www.pjm.com/pjmfiles/pub/planning/project-queues/feas_docs/ae2122_fea.pdf | Document Posted | https://www.pjm.com/pjmfiles/pub/planning/project-queues/impact_studies/ae2122_imp.html | Document Posted | https://www.pjm.com/pjmfiles/pub/planning/project-queues/facilities/ae2122_fac.pdf | Document Posted |  | Withdrawn | N/A |  |  | N/A | N/A |  | 2/28/2019 | N/A | N/A |  | 4/8/2025 |  | 12/31/2025 |  |  | N | No
AE2-123 - moved to TC1 | Birdneck-Landstown 230 kV |  | VA | City of Virginia Beach | Withdrawn | Dominion | 800.1 | 800.1 | 163.3 |  | Capacity | Generation Interconnection | Offshore Wind |  |  | N/A | https://www.pjm.com/pjmfiles/pub/planning/project-queues/feas_docs/ae2123_fea.pdf | Document Posted | https://www.pjm.com/pjmfiles/pub/planning/project-queues/impact_studies/ae2123_imp.pdf | Document Posted |  | Withdrawn | N/A |  | N/A |  |  | N/A | N/A |  | 2/28/2019 | N/A | N/A |  | 6/24/2024 |  | 12/31/2027 |  |  | N | No
AE2-124 - moved to TC1 | Landstown 230 kV |  | VA | City of Virginia Beach | Withdrawn | Dominion | 800.1 | 800.1 | 148.5 |  | Capacity | Generation Interconnection | Offshore Wind |  |  | N/A | https://www.pjm.com/pjmfiles/pub/planning/project-queues/feas_docs/ae2124_fea.pdf | Document Posted | https://www.pjm.com/pjmfiles/pub/planning/project-queues/impact_studies/ae2124_imp.pdf | Document Posted |  | Withdrawn | N/A |  | N/A |  |  | N/A | N/A |  | 2/28/2019 | N/A | N/A |  | 6/24/2024 |  | 12/31/2029 |  |  | N | No
AE2-125 | Stahlstown-Ligonier 25 kV | Stahlstown-Ligonier 25 kV | PA | Westmoreland | In Service | APS | 13.8 | 13.8 | 8.28 | 13.8 | Capacity | Generation Interconnection | Solar |  |  | N/A | https://www.pjm.com/pjmfiles/pub/planning/project-queues/feas_docs/ae2125_fea.pdf | Document Posted | https://www.pjm.com/pjmfiles/pub/planning/project-queues/impact_studies/ae2125_imp.pdf | Document Posted |  | Not Required | N/A | Wholesale Market Participation Agreement | https://www.pjm.com/pjmfiles/pub/planning/project-queues/wmpa/ae2125_wmpa.pdf | https://www.pjm.com/pjmfiles/pub/planning/project-queues/csa/ae2125_wmpa.pdf | Not Required | N/A | N/A | 10/15/2024 | 3/2/2019 | N/A | N/A | 11/21/2024 |  |  | 11/15/2024 | 11/15/2024 | 12/4/2024 | N | No
AE2-126 | Dubois-Curwensville 34.5 kV | CL-Viaduct | PA | Clearfield | In Service | PENELEC | 20 | 20 | 12 | 20 | Capacity | Generation Interconnection | Solar |  |  | N/A | https://www.pjm.com/pjmfiles/pub/planning/project-queues/feas_docs/ae2126_fea.pdf | Document Posted | https://www.pjm.com/pjmfiles/pub/planning/project-queues/impact_studies/ae2126_imp.pdf | Document Posted |  | Not Required | https://www.pjm.com/pjmfiles/pub/planning/project-queues/isa/ae2_126_isa.pdf | Document Posted | N/A | https://www.pjm.com/pjmfiles/pub/planning/project-queues/csa/ae2_126_csa.pdf | Document Posted | N/A | N/A | 9/1/2022 | 3/1/2019 | N/A | N/A | 3/1/2023 |  |  | 5/31/2023 | 5/31/2023 | 3/23/2023 | N | No
AE2-127 | Milesburg-Moshannon 230 kV |  | PA | Centre | Withdrawn | APS | 20 | 20 | 12 |  | Capacity | Generation Interconnection | Solar |  |  | N/A |  | Withdrawn |  |  |  |  | N/A |  | N/A |  |  | N/A | N/A |  | 2/28/2019 | N/A | N/A |  | 4/12/2019 |  | 11/1/2021 |  |  | N | No
AE2-128 | Milesburg-Moshannon 230 kV |  | PA | Clearfield | Withdrawn | PENELEC | 20 | 20 | 12 |  | Capacity | Generation Interconnection | Solar |  |  | N/A |  | Withdrawn |  |  |  |  | N/A |  | N/A |  |  | N/A | N/A |  | 2/28/2019 | N/A | N/A |  | 4/12/2019 |  | 10/1/2021 |  |  | N | No
AE2-129 | Philipsburg-Clarence 34.5 kV | Philipsburg-Clarence 34.5 kV | PA | Clearfield | In Service | PENELEC | 20 | 20 | 12 | 20 | Capacity | Generation Interconnection | Solar |  |  | N/A | https://www.pjm.com/pjmfiles/pub/planning/project-queues/feas_docs/ae2129_fea.pdf | Document Posted | https://www.pjm.com/pjmfiles/pub/planning/project-queues/impact_studies/ae2129_imp.pdf | Document Posted |  | Not Required | N/A | Wholesale Market Participation Agreement | https://www.pjm.com/pjmfiles/pub/planning/project-queues/wmpa/ae2129_wmpa.pdf | https://www.pjm.com/pjmfiles/pub/planning/project-queues/csa/ae2129_wmpa.pdf | Not Required | N/A | N/A | 11/1/2022 | 3/1/2019 | N/A | N/A | 3/1/2023 |  |  | 11/1/2022 | 11/1/2022 | 1/28/2023 | N | No
AE2-130 - moved to TC1 | Rockport 765 kV |  | IN | Spencer | Withdrawn | AEP | 800 | 800 | 480 |  | Capacity | Generation Interconnection | Solar; Storage |  |  | N/A | https://www.pjm.com/pjmfiles/pub/planning/project-queues/feas_docs/ae2130_fea.pdf | Document Posted | https://www.pjm.com/pjmfiles/pub/planning/project-queues/impact_studies/ae2130_imp.pdf | Document Posted |  | Withdrawn | N/A |  | N/A |  |  | N/A | N/A |  | 2/28/2019 | N/A | N/A |  | 6/21/2024 |  | 12/1/2022 |  |  | N | No
AE2-131 | Philipsburg-Karthaus 34.5 | UN-Kylertown | PA | Westmoreland | Under Construction | PENELEC | 20 | 20 | 12 |  | Capacity | Generation Interconnection | Solar |  |  | N/A | https://www.pjm.com/pjmfiles/pub/planning/project-queues/feas_docs/ae2131_fea.pdf | Document Posted | https://www.pjm.com/pjmfiles/pub/planning/project-queues/impact_studies/ae2131_imp.pdf | Document Posted |  | Not Required | https://www.pjm.com/pjmfiles/pub/planning/project-queues/isa/ae2_131_isa.pdf | Document Posted | N/A | https://www.pjm.com/pjmfiles/pub/planning/project-queues/csa/ae2_131_csa.pdf | Document Posted | N/A | N/A | 11/30/2026 | 2/28/2019 | N/A | N/A | 1/11/2027 |  |  | 3/1/2027 | 3/1/2027 |  | N | No
AE2-132 | Remington CT 230 kV | Remington GT3 | VA | Fauquier | In Service | Dominion | 190 | 0 | 17.7 | 0 | Capacity | Generation Interconnection | Natural Gas |  |  | N/A | https://www.pjm.com/pjmfiles/pub/planning/project-queues/feas_docs/ae2132_fea.pdf | Document Posted | https://www.pjm.com/pjmfiles/pub/planning/project-queues/impact_studies/ae2132_imp.pdf | Document Posted |  | Not Required | https://www.pjm.com/pjmfiles/pub/planning/project-queues/isa/ae2_132_isa.pdf | Document Posted | N/A |  | Not Required | N/A | N/A |  | 3/1/2019 | N/A | N/A |  |  |  | 5/31/2020 |  | 10/17/2019 | N | No
AE2-133 | Penns Tap-Richfield Tie 69 kV | Penn Solar (Cottontail 6) | PA | Snyder | In Service | PPL | 20 | 20 | 8.4 | 20 | Capacity | Generation Interconnection | Solar |  |  | N/A | https://www.pjm.com/pjmfiles/pub/planning/project-queues/feas_docs/ae2133_fea.pdf | Document Posted | https://www.pjm.com/pjmfiles/pub/planning/project-queues/impact_studies/ae2133_imp.pdf | Document Posted | https://www.pjm.com/pjmfiles/pub/planning/project-queues/facilities/ae2133_fac.pdf | Document Posted | https://www.pjm.com/pjmfiles/pub/planning/project-queues/isa/ae2_133_isa.pdf | Document Posted | N/A | https://www.pjm.com/pjmfiles/pub/planning/project-queues/csa/ae2_133_csa.pdf | Document Posted | N/A | N/A | 1/26/2024 | 3/6/2019 | N/A | N/A | 3/22/2024 |  |  | 12/1/2023 | 12/1/2023 | 5/8/2024 | N | No
AE2-134 | Locust Grove-Paytes 115 kV | Pine Glade Solar | VA | Orange | In Service | Dominion | 62.5 | 0 | 16.5 | 0 | Capacity | Generation Interconnection | Solar |  |  | N/A | https://www.pjm.com/pjmfiles/pub/planning/project-queues/feas_docs/ae2134_fea.pdf | Document Posted | https://www.pjm.com/pjmfiles/pub/planning/project-queues/impact_studies/ae2134_imp.pdf | Document Posted |  | Not Required | https://www.pjm.com/pjmfiles/pub/planning/project-queues/isa/ae2_134_isa.pdf | Document Posted | N/A | https://www.pjm.com/pjmfiles/pub/planning/project-queues/csa/ae2_134_csa.pdf | Document Posted | N/A | N/A | 5/30/2024 | 3/6/2019 | N/A | N/A | 7/19/2024 |  |  | 7/15/2024 | 7/15/2024 | 9/13/2024 | N | No
AE2-135 | Frackville-Siegfried 230 kV |  | PA | Schuylkill | Withdrawn | PPL | 500 | 500 | 250 |  | Capacity | Generation Interconnection | Hydro |  |  | N/A |  | Withdrawn |  |  |  |  | N/A |  | N/A |  |  | N/A | N/A |  | 3/5/2019 | N/A | N/A |  | 4/5/2019 |  | 12/15/2022 |  |  | N | No
AE2-136 | Muskingum River-W. Millersport 345 kV | Appalachian Cottontail Solar | OH | Fairfield | Engineering and Procurement | AEP | 114 | 114 | 83.2 |  | Capacity | Generation Interconnection | Solar |  |  | N/A | https://www.pjm.com/pjmfiles/pub/planning/project-queues/feas_docs/ae2136_fea.pdf | Document Posted | https://www.pjm.com/pjmfiles/pub/planning/project-queues/impact_studies/ae2136_imp.htm | Document Posted | https://www.pjm.com/pjmfiles/pub/planning/project-queues/facilities/ae2136_fac.pdf | Document Posted | https://www.pjm.com/pjmfiles/pub/planning/project-queues/gia/ae2_136_gia.pdf | Document Posted | N/A |  |  | N/A | N/A | 10/16/2028 | 3/6/2019 | N/A | N/A | 11/1/2028 |  |  | 12/31/2028 | 12/31/2028 |  | N | No
AE2-137 | Yukon-Robbins 138 kV II | Allegheny Energy Center LLC | PA | Westmoreland | Withdrawn | APS | 625 | 84 | 87 |  | Capacity | Generation Interconnection | Natural Gas |  |  | N/A | https://www.pjm.com/pjmfiles/pub/planning/project-queues/feas_docs/ae2137_fea.pdf | Document Posted | https://www.pjm.com/pjmfiles/pub/planning/project-queues/impact_studies/ae2137_imp.htm | Document Posted |  | Not Required | https://www.pjm.com/pjmfiles/pub/planning/project-queues/isa/ae2_137_isa.pdf | Document Posted | N/A | https://www.pjm.com/pjmfiles/pub/planning/project-queues/csa/ae2_137_csa.pdf | Document Posted | N/A | N/A |  | 3/7/2019 | N/A | N/A |  | 10/17/2023 |  | 9/1/2027 | 9/1/2027 |  | N | No
AE2-138 - moved to TC1 | Avon-North Clark 345 kV |  | KY | Clark | Withdrawn | EKPC | 260 | 260 | 20.8 |  | Capacity | Generation Interconnection | Solar |  |  | N/A | https://www.pjm.com/pjmfiles/pub/planning/project-queues/feas_docs/ae2138_fea.pdf | Document Posted | https://www.pjm.com/pjmfiles/pub/planning/project-queues/impact_studies/ae2138_imp.pdf | Document Posted |  | Withdrawn | N/A |  | N/A |  |  | N/A | N/A |  | 3/8/2019 | N/A | N/A |  | 1/22/2025 |  | 6/1/2022 |  |  | N | No
AE2-139 | East Towanda-Grover 230 kV | Bradford Solar | PA | McKean | Engineering and Procurement | PENELEC | 100.5 | 100.5 | 60.3 |  | Capacity | Generation Interconnection | Solar |  |  | N/A | https://www.pjm.com/pjmfiles/pub/planning/project-queues/feas_docs/ae2139_fea.pdf | Document Posted | https://www.pjm.com/pjmfiles/pub/planning/project-queues/impact_studies/ae2139_imp.htm | Document Posted | https://www.pjm.com/pjmfiles/pub/planning/project-queues/facilities/ae2139_fac.pdf | Document Posted | https://www.pjm.com/pjmfiles/pub/planning/project-queues/gia/ae2_139_gia.pdf | Document Posted | N/A |  |  | N/A | N/A | 9/1/2027 | 3/9/2019 | N/A | N/A | 11/16/2027 |  |  | 12/15/2027 | 12/15/2027 |  | N | No
AE2-140 | Axton-Danville 138 kV | Axton Solar | VA | Henry | Suspended | AEP | 201.1 | 201.1 | 120.66 |  | Capacity | Generation Interconnection | Solar |  |  | N/A | https://www.pjm.com/pjmfiles/pub/planning/project-queues/feas_docs/ae2140_fea.pdf | Document Posted | https://www.pjm.com/pjmfiles/pub/planning/project-queues/impact_studies/ae2140_imp.pdf | Document Posted | https://www.pjm.com/pjmfiles/pub/planning/project-queues/facilities/ae2140_fac.pdf | Document Posted | https://www.pjm.com/pjmfiles/pub/planning/project-queues/isa/ae2_140_isa.pdf | Document Posted | N/A | https://www.pjm.com/pjmfiles/pub/planning/project-queues/csa/ae2_140_csa.pdf | Document Posted | N/A | N/A | 10/31/2025 | 3/11/2019 | N/A | N/A | 11/30/2025 |  |  | 12/31/2025 | 12/31/2025 |  | N | No
AE2-141 | Tabernacle 12 kV |  | NJ | Burlington | Withdrawn | AEC | 3 | 3 | 1.14 |  | Capacity | Generation Interconnection | Solar |  |  | N/A | https://www.pjm.com/pjmfiles/pub/planning/project-queues/feas_docs/ae2141_fea.pdf | Document Posted |  |  |  |  | N/A |  | N/A |  |  | N/A | N/A |  | 3/11/2019 | N/A | N/A |  | 9/4/2019 |  | 6/1/2021 |  |  | N | No
AE2-142 | Glen Gardner-Washington Solar 34.5 kV |  | NJ | Warren | Withdrawn | JCPL | 4 | 4 | 1.68 |  | Capacity | Generation Interconnection | Solar |  |  | N/A | https://www.pjm.com/pjmfiles/pub/planning/project-queues/feas_docs/ae2142_fea.pdf | Document Posted |  |  |  |  | N/A |  | N/A |  |  | N/A | N/A |  | 3/11/2019 | N/A | N/A |  | 9/6/2019 |  | 3/2/2020 |  |  | N | No
AE2-143 | Yardville 13.2 kV |  | NJ | Burlington | Withdrawn | PSEG | 3.91 | 3.905 | 0 |  | Energy | Generation Interconnection | Solar; Storage |  |  | N/A | https://www.pjm.com/pjmfiles/pub/planning/project-queues/feas_docs/ae2143_fea.pdf | Document Posted | https://www.pjm.com/pjmfiles/pub/planning/project-queues/impact_studies/ae2143_imp.pdf | Document Posted |  |  | N/A |  | N/A |  |  | N/A | N/A |  | 3/11/2019 | N/A | N/A |  | 8/14/2019 |  | 3/2/2020 |  |  | N | No
AE2-144 | Deptford 13.2 kV |  | NJ | Gloucester | Withdrawn | PSEG | 4.03 | 4.03 | 0 |  | Energy | Generation Interconnection | Solar; Storage |  |  | N/A | https://www.pjm.com/pjmfiles/pub/planning/project-queues/feas_docs/ae2144_fea.pdf | Document Posted | https://www.pjm.com/pjmfiles/pub/planning/project-queues/impact_studies/ae2144_imp.pdf | Document Posted |  |  | N/A |  | N/A |  |  | N/A | N/A |  | 3/11/2019 | N/A | N/A |  | 8/14/2019 |  | 3/2/2020 |  |  | N | No
AE2-145 | Tabernacle 12 kV |  | NJ | Burlington | Withdrawn | AEC | 2.52 | 2.52 | 0.84 |  | Capacity | Generation Interconnection | Solar; Storage |  |  | N/A |  | Withdrawn |  |  |  |  | N/A |  | N/A |  |  | N/A | N/A |  | 3/11/2019 | N/A | N/A |  | 4/3/2019 |  | 3/2/2020 |  |  | N | No
AE2-146 | Gold 115 kV |  | PA | Potter | Withdrawn | PENELEC | 183 | 183 | 75.95 |  | Capacity | Generation Interconnection | Solar |  |  | N/A | https://www.pjm.com/pjmfiles/pub/planning/project-queues/feas_docs/ae2146_fea.pdf | Document Posted |  |  |  |  | N/A |  | N/A |  |  | N/A | N/A |  | 3/11/2019 | N/A | N/A |  | 9/4/2019 |  | 3/5/2021 |  |  | N | No
AE2-147 - moved to TC1 | Swamp 230 kV |  | NC | Perquimans | Withdrawn | Dominion | 150 | 150 | 90 |  | Capacity | Generation Interconnection | Solar |  |  | N/A | https://www.pjm.com/pjmfiles/pub/planning/project-queues/feas_docs/ae2147_fea.pdf | Document Posted | https://www.pjm.com/pjmfiles/pub/planning/project-queues/impact_studies/ae2147_imp.pdf | Document Posted |  | Withdrawn | N/A |  | N/A |  |  | N/A | N/A |  | 3/13/2019 | N/A | N/A |  | 1/22/2025 |  | 12/1/2022 |  |  | N | No
AE2-148 | Beatty-Greene 345 kV | Fox Squirrel Solar | OH | Madison | In Service | AEP | 577 | 577 | 397.3 | 577 | Capacity | Generation Interconnection | Solar |  |  | N/A | https://www.pjm.com/pjmfiles/pub/planning/project-queues/feas_docs/ae2148_fea.pdf | Document Posted | https://www.pjm.com/pjmfiles/pub/planning/project-queues/impact_studies/ae2148_imp.pdf | Document Posted | https://www.pjm.com/pjmfiles/pub/planning/project-queues/facilities/ae2148_fac.pdf | Document Posted | https://www.pjm.com/pjmfiles/pub/planning/project-queues/isa/ae2_148_isa.pdf | Document Posted | N/A | https://www.pjm.com/pjmfiles/pub/planning/project-queues/csa/ae2_148_csa.pdf | Document Posted | N/A | N/A |  | 2/22/2019 | N/A | N/A | 11/14/2023 |  |  | 11/1/2023 | 11/1/2023 | 11/1/2024 | N | No
AE2-149 | Biers Run-Bixby 345 kV |  | OH | Pickaway | Withdrawn | AEP | 400 | 400 | 291.4 |  | Capacity | Generation Interconnection | Solar; Storage |  |  | N/A | https://www.pjm.com/pjmfiles/pub/planning/project-queues/feas_docs/ae2149_fea.pdf | Document Posted | https://www.pjm.com/pjmfiles/pub/planning/project-queues/impact_studies/ae2149_imp.pdf | Document Posted |  | Withdrawn | N/A |  | N/A |  |  | N/A | N/A |  | 3/14/2019 | N/A | N/A |  | 2/14/2023 |  | 6/1/2022 |  |  | N | No
AE2-150 | Bakers Pond-Bell Ave 115 kV |  | VA | Sussex | Withdrawn | Dominion | 75 | 0 | 0 |  | Energy | Generation Interconnection | Storage; Solar |  |  | N/A | https://www.pjm.com/pjmfiles/pub/planning/project-queues/feas_docs/ae2150_fea.pdf | Document Posted | https://www.pjm.com/pjmfiles/pub/planning/project-queues/impact_studies/ae2150_imp.pdf | Document Posted |  | Withdrawn | N/A |  | N/A |  |  | N/A | N/A |  | 3/14/2019 | N/A | N/A |  | 8/31/2022 |  | 6/1/2022 |  |  | N | No
AE2-151 | Earleys 34.5kV | Kruger Energy Hertford | NC | Hertford | Withdrawn | Dominion | 10 | 10 | 6.5 |  | Capacity | Generation Interconnection | Solar |  |  | N/A | https://www.pjm.com/pjmfiles/pub/planning/project-queues/feas_docs/ae2151_fea.pdf | Document Posted | https://www.pjm.com/pjmfiles/pub/planning/project-queues/impact_studies/ae2151_imp.pdf | Document Posted |  | Not Required | N/A | Wholesale Market Participation Agreement | https://www.pjm.com/pjmfiles/pub/planning/project-queues/wmpa/ae2151_wmpa.pdf | https://www.pjm.com/pjmfiles/pub/planning/project-queues/csa/ae2151_wmpa.pdf | Not Required | N/A | N/A |  | 3/14/2019 | N/A | N/A |  | 1/8/2021 |  | 12/8/2020 | 12/8/2020 |  | N | No
AE2-152 | Loretto-Wilton 345 kV & Braidwood-Davis Creek 345 kV | Heritage Prairie Solar | IL | Kankakee | Engineering and Procurement | ComEd | 300 | 150 | 90 |  | Capacity | Generation Interconnection | Solar |  |  | N/A | https://www.pjm.com/pjmfiles/pub/planning/project-queues/feas_docs/ae2152_fea.pdf | Document Posted | https://www.pjm.com/pjmfiles/pub/planning/project-queues/impact_studies/ae2152_imp.html | Document Posted | https://www.pjm.com/pjmfiles/pub/planning/project-queues/facilities/ae2152_fac.pdf | Document Posted | https://www.pjm.com/pjmfiles/pub/planning/project-queues/gia/ae2_152_gia.pdf | Document Posted | N/A |  |  | N/A | N/A | 5/31/2027 | 3/4/2019 | N/A | N/A | 8/31/2027 |  |  | 12/31/2027 | 12/31/2027 |  | N | No
AE2-153 | Braidwood-Davis Creek |  | IL | Kankakee | Withdrawn | ComEd | 200 | 200 | 35.2 |  | Capacity | Generation Interconnection | Wind |  |  | N/A | https://www.pjm.com/pjmfiles/pub/planning/project-queues/feas_docs/ae2153_fea.pdf | Document Posted | https://www.pjm.com/pjmfiles/pub/planning/project-queues/impact_studies/ae2153_imp.pdf | Document Posted |  | Withdrawn | N/A |  | N/A |  |  | N/A | N/A |  | 3/14/2019 | N/A | N/A |  | 9/12/2023 |  | 3/31/2021 |  |  | N | No
AE2-154 | Meadow Lake 345 kV (MLV VIII) |  | IN | White | Withdrawn | AEP | 250 | 250 | 32.5 |  | Capacity | Generation Interconnection | Wind |  |  | N/A | https://www.pjm.com/pjmfiles/pub/planning/project-queues/feas_docs/ae2154_fea.pdf | Document Posted | https://www.pjm.com/pjmfiles/pub/planning/project-queues/impact_studies/ae2154_imp.pdf | Document Posted |  | Withdrawn | N/A |  | N/A |  |  | N/A | N/A |  | 3/14/2019 | N/A | N/A |  | 6/29/2023 |  | 10/31/2021 |  |  | N | No
AE2-155 | Old Church 34.5 kV | Hanover Solar | VA | Hanover | In Service | Dominion | 25 | 5 | 3.5 | 5 | Capacity | Generation Interconnection | Solar |  |  | N/A | https://www.pjm.com/pjmfiles/pub/planning/project-queues/feas_docs/ae2155_fea.pdf | Document Posted | https://www.pjm.com/pjmfiles/pub/planning/project-queues/impact_studies/ae2155_imp.pdf | Document Posted |  | Not Required | https://www.pjm.com/pjmfiles/pub/planning/project-queues/isa/ae2_155_isa.pdf | Document Posted | N/A |  | Not Required | N/A | N/A |  | 3/15/2019 | N/A | N/A | 8/20/2020 |  |  | 12/1/2020 | 12/1/2020 | 9/23/2020 | N | No
AE2-156 - moved to TC1 | Yadkin 115 kV |  | VA | City of Chesapeake | Active | Dominion | 100 | 100 | 100 |  | Capacity | Generation Interconnection | Storage |  |  | N/A | https://www.pjm.com/pjmfiles/pub/planning/project-queues/feas_docs/ae2156_fea.pdf | Document Posted | https://www.pjm.com/pjmfiles/pub/planning/project-queues/impact_studies/ae2156_imp.pdf | Document Posted |  | In Progress | N/A |  | N/A |  |  | N/A | N/A |  | 3/15/2019 | N/A | N/A |  |  |  | 12/1/2021 |  |  | N | No
AE2-157 | Wakefield–Waverly 115 kV |  | VA | Sussex | Withdrawn | Dominion | 100 | 100 | 60 |  | Capacity | Generation Interconnection | Solar |  |  | N/A | https://www.pjm.com/pjmfiles/pub/planning/project-queues/feas_docs/ae2157_fea.pdf | Document Posted | https://www.pjm.com/pjmfiles/pub/planning/project-queues/impact_studies/ae2157_imp.pdf | Document Posted |  |  | N/A |  | N/A |  |  | N/A | N/A |  | 3/15/2019 | N/A | N/A |  | 3/9/2020 |  | 12/31/2021 |  |  | N | No
AE2-159 | Kanawha River 138 kV |  | WV | Fayette | Withdrawn | AEP | 48 | 48 | 0 |  | Energy | Generation Interconnection | Hydro |  |  | N/A | https://www.pjm.com/pjmfiles/pub/planning/project-queues/feas_docs/ae2159_fea.pdf | Document Posted |  |  |  |  | N/A |  | N/A |  |  | N/A | N/A |  | 3/15/2019 | N/A | N/A |  | 11/21/2019 |  | 10/1/2021 |  |  | N | No
AE2-160 | Kanawha River 138 kV | Hawks Nest Hydro | WV | Fayette | Engineering and Procurement | AEP | 105.159 | 51 | 30 |  | Capacity | Generation Interconnection | Hydro |  |  | N/A | https://www.pjm.com/pjmfiles/pub/planning/project-queues/feas_docs/ae2160_fea.pdf | Document Posted | https://www.pjm.com/pjmfiles/pub/planning/project-queues/impact_studies/ae2160_imp.htm | Document Posted | https://www.pjm.com/pjmfiles/pub/planning/project-queues/facilities/ae2160_fac.pdf | Document Posted | https://www.pjm.com/pjmfiles/pub/planning/project-queues/gia/ae2_160_gia.pdf | Document Posted | N/A |  |  | N/A | N/A | 2/29/2028 | 3/15/2019 | N/A | N/A | 3/13/2028 |  |  | 9/30/2028 | 9/30/2028 |  | N | No
AE2-161 | Morris Park-Washington 34.5 kV |  | NJ | Warren | Withdrawn | JCPL | 4 | 4 | 1.68 |  | Capacity | Generation Interconnection | Solar |  |  | N/A |  | Withdrawn |  |  |  |  | N/A |  | N/A |  |  | N/A | N/A |  | 3/15/2019 | N/A | N/A |  | 4/2/2019 |  | 3/2/2020 |  |  | N | No
AE2-162 | Lumberton 13.2 kV |  | NJ | Burlington | Withdrawn | PSEG | 3.78 | 3.78 | 1.26 |  | Capacity | Generation Interconnection | Solar; Storage |  |  | N/A |  | Withdrawn |  |  |  |  | N/A |  | N/A |  |  | N/A | N/A |  | 3/15/2019 | N/A | N/A |  | 5/6/2019 |  | 3/2/2020 |  |  | N | No
AE2-163 | West Caldwell 13.2 kV |  | NJ | Essex | Withdrawn | PSEG | 1 | 1 | 0.42 |  | Capacity | Generation Interconnection | Solar |  |  | N/A | https://www.pjm.com/pjmfiles/pub/planning/project-queues/feas_docs/ae2163_fea.pdf | Document Posted | https://www.pjm.com/pjmfiles/pub/planning/project-queues/impact_studies/ae2163_imp.pdf | Document Posted |  |  | N/A |  | N/A |  |  | N/A | N/A |  | 3/15/2019 | N/A | N/A |  | 8/14/2019 |  | 3/2/2020 |  |  | N | No
AE2-164 | Saddle Brook 13.2 kV |  | NJ | Bergen | Withdrawn | PSEG | 1.4 | 1.4 | 0.588 |  | Capacity | Generation Interconnection | Solar |  |  | N/A | https://www.pjm.com/pjmfiles/pub/planning/project-queues/feas_docs/ae2164_fea.pdf | Document Posted | https://www.pjm.com/pjmfiles/pub/planning/project-queues/impact_studies/ae2164_imp.pdf | Document Posted |  |  | N/A |  | N/A |  |  | N/A | N/A |  | 3/15/2019 | N/A | N/A |  | 8/14/2019 |  | 3/2/2020 |  |  | N | No
AE2-165 | Cedar Grove 13.2 kV |  | NJ | Passaic | Withdrawn | PSEG | 2.6 | 2.6 | 1.092 |  | Capacity | Generation Interconnection | Solar |  |  | N/A | https://www.pjm.com/pjmfiles/pub/planning/project-queues/feas_docs/ae2165_fea.pdf | Document Posted | https://www.pjm.com/pjmfiles/pub/planning/project-queues/impact_studies/ae2165_imp.pdf | Document Posted |  |  | N/A |  | N/A |  |  | N/A | N/A |  | 3/15/2019 | N/A | N/A |  | 8/14/2019 |  | 3/2/2020 |  |  | N | No
AE2-166 | Stockton 138 kV | Rocky Ford Solar Energy Center | VA | Henry | Engineering and Procurement | AEP | 90 | 90 | 54 |  | Capacity | Generation Interconnection | Solar |  |  | N/A | https://www.pjm.com/pjmfiles/pub/planning/project-queues/feas_docs/ae2166_fea.pdf | Document Posted | https://www.pjm.com/pjmfiles/pub/planning/project-queues/impact_studies/ae2166_imp.html | Document Posted | https://www.pjm.com/pjmfiles/pub/planning/project-queues/facilities/ae2166_fac.pdf | Document Posted | https://www.pjm.com/pjmfiles/pub/planning/project-queues/isa/ae2_166_isa.pdf | Document Posted | N/A | https://www.pjm.com/pjmfiles/pub/planning/project-queues/csa/ae2_166_csa.pdf | Document Posted | N/A | N/A | 3/30/2026 | 3/16/2019 | N/A | N/A | 5/30/2026 |  |  | 12/31/2026 | 12/31/2026 |  | N | No
AE2-167 | Belmont-Harrison 500 kV |  | WV | Doddridge | Withdrawn | APS | 1335 | 1335 | 1315 |  | Capacity | Generation Interconnection | Natural Gas |  |  | N/A | https://www.pjm.com/pjmfiles/pub/planning/project-queues/feas_docs/ae2167_fea.pdf | Document Posted |  |  |  |  | N/A |  | N/A |  |  | N/A | N/A |  | 3/15/2019 | N/A | N/A |  | 9/6/2019 |  | 7/1/2023 |  |  | N | No
AE2-168 | Belmont-Harrison 500 kV II |  | WV | Doddridge | Withdrawn | APS | 665 | 665 | 660 |  | Capacity | Generation Interconnection | Natural Gas |  |  | N/A | https://www.pjm.com/pjmfiles/pub/planning/project-queues/feas_docs/ae2168_fea.pdf | Document Posted |  |  |  |  | N/A |  | N/A |  |  | N/A | N/A |  | 3/15/2019 | N/A | N/A |  | 9/6/2019 |  | 7/1/2023 |  |  | N | No
AE2-169 | Delaware-Van Buren 138 kV | Meadow Forge Solar Energy Center | IN | Delaware | Suspended | AEP | 163 | 33 | 33 |  | Capacity | Generation Interconnection | Solar |  |  | N/A | https://www.pjm.com/pjmfiles/pub/planning/project-queues/feas_docs/ae2169_fea.pdf | Document Posted | https://www.pjm.com/pjmfiles/pub/planning/project-queues/impact_studies/ae2169_imp.htm | Document Posted | https://www.pjm.com/pjmfiles/pub/planning/project-queues/facilities/ae2169_fac.pdf | Document Posted | https://www.pjm.com/pjmfiles/pub/planning/project-queues/isa/ae2_169_isa.pdf | Document Posted | N/A | https://www.pjm.com/pjmfiles/pub/planning/project-queues/csa/ae2_169_csa.pdf | Document Posted | N/A | N/A | 10/31/2026 | 3/16/2019 | N/A | N/A | 11/15/2026 |  |  | 11/30/2026 | 11/30/2026 |  | N | No
AE2-170 | Gaston-Desoto 138 kV |  | IN | Delaware | Withdrawn | AEP | 250 | 50 | 50 |  | Capacity | Generation Interconnection | Storage |  |  | N/A | https://www.pjm.com/pjmfiles/pub/planning/project-queues/feas_docs/ae2170_fea.pdf | Document Posted |  |  |  |  | N/A |  | N/A |  |  | N/A | N/A |  | 3/15/2019 | N/A | N/A |  | 1/30/2020 |  | 12/31/2022 |  |  | N | No
AE2-171 | Makahoy 138 kV |  | IN | Madison | Withdrawn | AEP | 150 | 30 | 30 |  | Capacity | Generation Interconnection | Storage |  |  | N/A | https://www.pjm.com/pjmfiles/pub/planning/project-queues/feas_docs/ae2171_fea.pdf | Document Posted | https://www.pjm.com/pjmfiles/pub/planning/project-queues/impact_studies/ae2171_imp.pdf | Document Posted |  |  | N/A |  | N/A |  |  | N/A | N/A |  | 3/15/2019 | N/A | N/A |  | 3/24/2021 |  | 12/31/2022 |  |  | N | No
AE2-172 | Mississinewa-Gaston 138 kV | Golden Aster Solar Energy Center | IN | Grant | Suspended | AEP | 200 | 40 | 40 |  | Capacity | Generation Interconnection | Storage |  |  | N/A | https://www.pjm.com/pjmfiles/pub/planning/project-queues/feas_docs/ae2172_fea.pdf | Document Posted | https://www.pjm.com/pjmfiles/pub/planning/project-queues/impact_studies/ae2172_imp.htm | Document Posted | https://www.pjm.com/pjmfiles/pub/planning/project-queues/facilities/ae2172_fac.pdf | Document Posted | https://www.pjm.com/pjmfiles/pub/planning/project-queues/isa/ae2_172_isa.pdf | Document Posted | N/A | https://www.pjm.com/pjmfiles/pub/planning/project-queues/csa/ae2_172_csa.pdf | Document Posted | N/A | N/A | 3/30/2026 | 3/16/2019 | N/A | N/A | 4/30/2026 |  |  | 5/31/2026 | 5/31/2026 |  | N | No
AE2-173 - moved to TC1 | McLean 345 kV |  | IL | McLean | Active | ComEd | 250 | 50 | 50 |  | Capacity | Generation Interconnection | Storage |  |  | N/A | https://www.pjm.com/pjmfiles/pub/planning/project-queues/feas_docs/ae2173_fea.pdf | Document Posted | https://www.pjm.com/pjmfiles/pub/planning/project-queues/impact_studies/ae2173_imp.pdf | Document Posted |  | In Progress | N/A |  | N/A |  |  | N/A | N/A |  | 3/18/2019 | N/A | N/A |  |  |  | 12/31/2022 |  |  | N | No
AE2-174 | Fremont Center-Tiffin Center 138 kV circuit #1 |  | OH | Seneca | Withdrawn | AEP | 198 | 198 | 34.85 |  | Capacity | Generation Interconnection | Wind |  |  | N/A | https://www.pjm.com/pjmfiles/pub/planning/project-queues/feas_docs/ae2174_fea.pdf | Document Posted | https://www.pjm.com/pjmfiles/pub/planning/project-queues/impact_studies/ae2174_imp.pdf | Document Posted |  | Withdrawn | N/A |  | N/A |  |  | N/A | N/A |  | 3/19/2019 | N/A | N/A |  | 2/13/2023 |  | 10/31/2021 |  |  | N | No
AE2-175 | Jackson-Long Pond 69 kV | Swiftwater Solar | PA | Monroe | Partially in Service - Under Construction | PPL | 80 | 80 | 48 | 7.5 | Capacity | Generation Interconnection | Solar |  |  | N/A | https://www.pjm.com/pjmfiles/pub/planning/project-queues/feas_docs/ae2175_fea.pdf | Document Posted | https://www.pjm.com/pjmfiles/pub/planning/project-queues/impact_studies/ae2175_imp.pdf | Document Posted | https://www.pjm.com/pjmfiles/pub/planning/project-queues/facilities/ae2175_fac.pdf | Document Posted | https://www.pjm.com/pjmfiles/pub/planning/project-queues/isa/ae2_175_isa.pdf | Document Posted | N/A | https://www.pjm.com/pjmfiles/pub/planning/project-queues/csa/ae2_175_csa.pdf | Document Posted | N/A | N/A | 2/14/2025 | 3/19/2019 | N/A | N/A | 4/18/2025 |  |  | 6/30/2025 | 6/30/2025 |  | N | No
AE2-176 | Groton 138 kV Solar | Wheatsborough Solar | OH | Erie | Under Construction | ATSI | 125 | 125 | 75 |  | Capacity | Generation Interconnection | Solar |  |  | N/A | https://www.pjm.com/pjmfiles/pub/planning/project-queues/feas_docs/ae2176_fea.pdf | Document Posted | https://www.pjm.com/pjmfiles/pub/planning/project-queues/impact_studies/ae2176_imp.pdf | Document Posted | https://www.pjm.com/pjmfiles/pub/planning/project-queues/facilities/ae2176_fac.pdf | Document Posted | https://www.pjm.com/pjmfiles/pub/planning/project-queues/isa/ae2_176_isa.pdf | Document Posted | N/A | https://www.pjm.com/pjmfiles/pub/planning/project-queues/csa/ae2_176_csa.pdf | Document Posted | N/A | N/A | 5/16/2025 | 3/19/2019 | N/A | N/A | 5/19/2025 |  |  | 4/30/2025 | 4/30/2025 |  | N | No
AE2-177 | Squabb SVC 230 kV |  | PA | Elk | Withdrawn | APS | 165 | 165 | 99 |  | Capacity | Generation Interconnection | Solar |  |  | N/A |  | Withdrawn |  |  |  |  | N/A |  | N/A |  |  | N/A | N/A |  | 3/18/2019 | N/A | N/A |  | 4/8/2019 |  | 10/31/2021 |  |  | N | No
AE2-178 | Wayne 115 kV |  | PA | Crawford | Withdrawn | PENELEC | 62 | 62 | 37.2 |  | Capacity | Generation Interconnection | Solar |  |  | N/A |  | Withdrawn |  |  |  |  | N/A |  | N/A |  |  | N/A | N/A |  | 3/18/2019 | N/A | N/A |  | 4/8/2019 |  | 10/31/2021 |  |  | N | No
AE2-179 | Lick-Waverly 115kV |  | OH | Pike | Withdrawn | OVEC | 78 | 78 | 46.8 |  | Capacity | Generation Interconnection | Solar |  |  | N/A |  | Withdrawn |  |  |  |  | N/A |  | N/A |  |  | N/A | N/A |  | 3/18/2019 | N/A | N/A |  | 4/1/2019 |  | 10/31/2021 |  |  | N | No
AE2-180 | Beatty-London 138 kV III |  | OH | Madison | Withdrawn | ATSI | 79 | 79 | 47.4 |  | Capacity | Generation Interconnection | Solar |  |  | N/A | https://www.pjm.com/pjmfiles/pub/planning/project-queues/feas_docs/ae2180_fea.pdf | Document Posted |  |  |  |  | N/A |  | N/A |  |  | N/A | N/A |  | 3/18/2019 | N/A | N/A |  | 9/3/2019 |  | 10/31/2021 |  |  | N | No
AE2-181 | Snyder 69kV | Montpelier Solar | OH | Williams | Engineering and Procurement | ATSI | 49 | 49 | 29.4 |  | Capacity | Generation Interconnection | Solar |  |  | N/A | https://www.pjm.com/pjmfiles/pub/planning/project-queues/feas_docs/ae2181_fea.pdf | Document Posted | https://www.pjm.com/pjmfiles/pub/planning/project-queues/impact_studies/ae2181_imp.pdf | Document Posted | https://www.pjm.com/pjmfiles/pub/planning/project-queues/facilities/ae2181_fac.pdf | Document Posted | https://www.pjm.com/pjmfiles/pub/planning/project-queues/isa/ae2_181_isa.pdf | Document Posted | N/A | https://www.pjm.com/pjmfiles/pub/planning/project-queues/csa/ae2_181_csa.pdf | Document Posted | N/A | N/A | 9/30/2025 | 3/18/2019 | N/A | N/A | 9/30/2025 |  |  | 12/31/2025 | 12/31/2025 |  | N | No
AE2-182 | Briery-Clover 230 kV | Seven Bridges Solar | VA | Mecklenburg | Withdrawn | Dominion | 122 | 17 | 11.6 |  | Capacity | Generation Interconnection | Solar |  |  | N/A | https://www.pjm.com/pjmfiles/pub/planning/project-queues/feas_docs/ae2182_fea.pdf | Document Posted | https://www.pjm.com/pjmfiles/pub/planning/project-queues/impact_studies/ae2182_imp.pdf | Document Posted | https://www.pjm.com/pjmfiles/pub/planning/project-queues/facilities/ae2182_fac.pdf | Document Posted | https://www.pjm.com/pjmfiles/pub/planning/project-queues/isa/ae2_182_isa.pdf | Document Posted | N/A | https://www.pjm.com/pjmfiles/pub/planning/project-queues/csa/ae2_182_csa.pdf | Document Posted | N/A | N/A |  | 3/18/2019 | N/A | N/A | 11/1/2025 | 6/24/2024 |  | 12/31/2025 | 12/31/2025 |  | N | No
AE2-183 | Rogers Road 500 kV | Greensville Power Station | VA | Greensville | In Service | Dominion | 1756 | 75 | 0 | 75 | Energy | Generation Interconnection | Natural Gas |  |  | N/A | https://www.pjm.com/pjmfiles/pub/planning/project-queues/feas_docs/ae2183_fea.pdf | Document Posted | https://www.pjm.com/pjmfiles/pub/planning/project-queues/impact_studies/ae2183_imp.pdf | Document Posted |  | Not Required | https://www.pjm.com/pjmfiles/pub/planning/project-queues/isa/ae2_183_isa.pdf | Document Posted | N/A |  | Not Required | N/A | N/A |  | 3/18/2019 | N/A | N/A |  |  |  | 8/15/2023 | 8/15/2023 | 8/30/2023 | N | No
AE2-184 | Warren County 500 kV | Warren County Power Station | VA | Warren | In Service | Dominion | 1499 | 15 | 0 | 15 | Energy | Generation Interconnection | Natural Gas |  |  | N/A | https://www.pjm.com/pjmfiles/pub/planning/project-queues/feas_docs/ae2184_fea.pdf | Document Posted | https://www.pjm.com/pjmfiles/pub/planning/project-queues/impact_studies/ae2184_imp.pdf | Document Posted |  | Not Required | https://www.pjm.com/pjmfiles/pub/planning/project-queues/isa/ae2_184_isa.pdf | Document Posted | N/A |  | Not Required | N/A | N/A |  | 3/18/2019 | N/A | N/A |  |  |  | 4/30/2021 | 4/30/2021 | 8/11/2020 | N | No
AE2-185 - moved to TC1 | Gladys DP-Stonemill Switching Station 69 kV | Gladys II Solar Farm | VA | Campbell | Active | Dominion | 60 | 60 | 36 |  | Capacity | Generation Interconnection | Solar |  |  | N/A | https://www.pjm.com/pjmfiles/pub/planning/project-queues/feas_docs/ae2185_fea.pdf | Document Posted | https://www.pjm.com/pjmfiles/pub/planning/project-queues/impact_studies/ae2185_imp.pdf | Document Posted |  | In Progress | N/A |  | N/A |  |  | N/A | N/A |  | 3/18/2019 | N/A | N/A |  |  |  | 9/1/2020 |  |  | N | No
AE2-186 | Brandy DP-Remington 115 kV |  | VA | Fauquier | Withdrawn | Dominion | 60 | 60 | 39 |  | Capacity | Generation Interconnection | Solar |  |  | N/A |  | Withdrawn |  |  |  |  | N/A |  | N/A |  |  | N/A | N/A |  | 3/18/2019 | N/A | N/A |  | 4/29/2019 |  | 9/1/2020 |  |  | N | No
AE2-187 - moved to TC1 | Shockoe DP-Chatham 69 kV |  | VA | Pittsylvania | Active | Dominion | 60 | 60 | 36 |  | Capacity | Generation Interconnection | Solar |  |  | N/A | https://www.pjm.com/pjmfiles/pub/planning/project-queues/feas_docs/ae2187_fea.pdf | Document Posted | https://www.pjm.com/pjmfiles/pub/planning/project-queues/impact_studies/ae2187_imp.pdf | Document Posted |  | In Progress | N/A |  | N/A |  |  | N/A | N/A |  | 3/18/2019 | N/A | N/A |  |  |  | 9/1/2020 |  |  | N | No
AE2-188 | Mitchell DP-Mountain Run 115 kV |  | VA | Culpeper | Withdrawn | Dominion | 40 | 40 | 40 |  | Capacity | Generation Interconnection | Storage |  |  | N/A | https://www.pjm.com/pjmfiles/pub/planning/project-queues/feas_docs/ae2188_fea.pdf | Document Posted | https://www.pjm.com/pjmfiles/pub/planning/project-queues/impact_studies/ae2188_imp.pdf | Document Posted |  |  | N/A |  | N/A |  |  | N/A | N/A |  | 3/18/2019 | N/A | N/A |  | 3/27/2020 |  | 12/31/2020 |  |  | N | No
AE2-189 | Housenville 138 kV |  | PA | Butler | Withdrawn | APS | 42 | 42 | 17.64 |  | Capacity | Generation Interconnection | Solar |  |  | N/A | https://www.pjm.com/pjmfiles/pub/planning/project-queues/feas_docs/ae2189_fea.pdf | Document Posted |  |  |  |  | N/A |  | N/A |  |  | N/A | N/A |  | 3/18/2019 | N/A | N/A |  | 8/12/2019 |  | 12/31/2022 |  |  | N | No
AE2-190 | Elk Run D.P.-Gainesville 230 kV | Alameda Solar | VA | Fauquier | Withdrawn | Dominion | 70 | 70 | 27.02 |  | Capacity | Generation Interconnection | Solar |  |  | N/A | https://www.pjm.com/pjmfiles/pub/planning/project-queues/feas_docs/ae2190_fea.pdf | Document Posted | https://www.pjm.com/pjmfiles/pub/planning/project-queues/impact_studies/ae2190_imp.pdf | Document Posted | https://www.pjm.com/pjmfiles/pub/planning/project-queues/facilities/ae2190_fac.pdf | Document Posted | https://www.pjm.com/pjmfiles/pub/planning/project-queues/gia/ae2_190_gia.pdf | Document Posted | N/A | https://www.pjm.com/pjmfiles/pub/planning/project-queues/csa/ae2_190_csa.pdf | Document Posted | N/A | N/A |  | 3/18/2019 | N/A | N/A | 12/1/2026 | 3/18/2025 |  | 12/31/2027 | 12/31/2027 |  | N | No
AE2-191 | Saxonburg 138 kV |  | PA | Butler | Withdrawn | APS | 52 | 52 | 21.84 |  | Capacity | Generation Interconnection | Solar |  |  | N/A | https://www.pjm.com/pjmfiles/pub/planning/project-queues/feas_docs/ae2191_fea.pdf | Document Posted | https://www.pjm.com/pjmfiles/pub/planning/project-queues/impact_studies/ae2191_Imp.pdf | Document Posted | https://www.pjm.com/pjmfiles/pub/planning/project-queues/facilities/ae2191_fac.pdf | Document Posted |  | Withdrawn | N/A |  | Withdrawn | N/A | N/A |  | 3/18/2019 | N/A | N/A |  | 3/2/2022 |  | 12/31/2022 |  |  | N | No
AE2-192 | Orrtanna 115 kV |  | PA | Adams | Withdrawn | ME | 65 | 65 | 39 |  | Capacity | Generation Interconnection | Solar |  |  | N/A | https://www.pjm.com/pjmfiles/pub/planning/project-queues/feas_docs/ae2192_fea.pdf | Document Posted | https://www.pjm.com/pjmfiles/pub/planning/project-queues/impact_studies/ae2192_imp.pdf | Document Posted | https://www.pjm.com/pjmfiles/pub/planning/project-queues/facilities/ae2192_fac.pdf | Document Posted |  | Withdrawn | N/A |  | Withdrawn | N/A | N/A |  | 3/18/2019 | N/A | N/A |  | 1/28/2022 |  | 12/31/2022 |  |  | N | No
AE2-193 | Shenango 138 kV |  | PA | Mercer | Withdrawn | ATSI | 120 | 120 | 50.4 |  | Capacity | Generation Interconnection | Solar |  |  | N/A | https://www.pjm.com/pjmfiles/pub/planning/project-queues/feas_docs/ae2193_fea.pdf | Document Posted | https://www.pjm.com/pjmfiles/pub/planning/project-queues/impact_studies/ae2193_imp.pdf | Document Posted |  | Withdrawn | N/A |  | N/A |  |  | N/A | N/A |  | 3/18/2019 | N/A | N/A |  | 3/29/2022 |  | 12/31/2022 |  |  | N | No
AE2-194 | Congress-Toronto 138 kV | Kensington Solar | OH | Columbiana | Suspended | ATSI | 145 | 145 | 84 |  | Capacity | Generation Interconnection | Solar |  |  | N/A | https://www.pjm.com/pjmfiles/pub/planning/project-queues/feas_docs/ae2194_fea.pdf | Document Posted | https://www.pjm.com/pjmfiles/pub/planning/project-queues/impact_studies/ae2194_imp.pdf | Document Posted | https://www.pjm.com/pjmfiles/pub/planning/project-queues/facilities/ae2194_fac.pdf | Document Posted | https://www.pjm.com/pjmfiles/pub/planning/project-queues/isa/ae2_194_isa.pdf | Document Posted | N/A | https://www.pjm.com/pjmfiles/pub/planning/project-queues/csa/ae2_194_csa.pdf | Document Posted | N/A | N/A | 12/2/2025 | 3/18/2019 | N/A | N/A | 12/2/2025 |  |  | 1/2/2026 | 1/2/2026 |  | N | No
AE2-195 | East Canton-Robertsville 69 kV | Robertsville PV I | OH | Stark | Withdrawn | AEP | 19.7 | 19.7 | 9 |  | Capacity | Generation Interconnection | Solar |  |  | N/A | https://www.pjm.com/pjmfiles/pub/planning/project-queues/feas_docs/ae2195_fea.pdf | Document Posted | https://www.pjm.com/pjmfiles/pub/planning/project-queues/impact_studies/ae2195_imp.htm | Document Posted | https://www.pjm.com/pjmfiles/pub/planning/project-queues/facilities/ae2195_fac.pdf | Document Posted | https://www.pjm.com/pjmfiles/pub/planning/project-queues/isa/ae2_195_isa.pdf | Document Posted | N/A | https://www.pjm.com/pjmfiles/pub/planning/project-queues/csa/ae2_195_csa.pdf | Document Posted | N/A | N/A |  | 3/18/2019 | N/A | N/A |  | 11/14/2024 |  | 1/14/2026 | 1/14/2026 |  | N | No
AE2-196 | Mt. Airy-Wythe 138 kV |  | VA | Wythe | Withdrawn | AEP | 94.6 | 94.6 | 56 |  | Capacity | Generation Interconnection | Solar |  |  | N/A | https://www.pjm.com/pjmfiles/pub/planning/project-queues/feas_docs/ae2196_fea.pdf | Document Posted | https://www.pjm.com/pjmfiles/pub/planning/project-queues/impact_studies/ae2196_imp.pdf | Document Posted |  |  | N/A |  | N/A |  |  | N/A | N/A |  | 3/19/2019 | N/A | N/A |  | 3/27/2020 |  | 12/31/2022 |  |  | N | No
AE2-197 |  |  | NJ | Hunterdon | Withdrawn | JCPL | 5 | 5 | 0 |  | Energy | Generation Interconnection | Solar |  |  | N/A |  | Withdrawn |  |  |  |  | N/A |  | N/A |  |  | N/A | N/A |  | 3/19/2019 | N/A | N/A |  | 4/1/2019 |  | 10/1/2020 |  |  | Y | No
AE2-198 |  |  | NJ | Mercer | Withdrawn | PSEG | 2.75 | 2.75 | 0 |  | Energy | Generation Interconnection | Solar |  |  | N/A |  | Withdrawn |  |  |  |  | N/A |  | N/A |  |  | N/A | N/A |  | 3/19/2019 | N/A | N/A |  | 4/1/2019 |  |  |  |  | Y | No
AE2-199 |  |  | NJ | Camden | Withdrawn | AEC | 2 | 2 | 0 |  | Energy | Generation Interconnection | Solar |  |  | N/A |  | Withdrawn |  |  |  |  | N/A |  | N/A |  |  | N/A | N/A |  | 3/19/2019 | N/A | N/A |  | 4/1/2019 |  |  |  |  | Y | No
AE2-200 |  |  | NJ | Salem | Withdrawn | AEC | 5 | 5 | 0 |  | Energy | Generation Interconnection | Solar |  |  | N/A |  | Withdrawn |  |  |  |  | N/A |  | N/A |  |  | N/A | N/A |  | 3/19/2019 | N/A | N/A |  | 4/1/2019 |  |  |  |  | Y | No
AE2-201 |  |  | NJ | Hunterdon | Withdrawn | JCPL | 5 | 5 | 0 |  | Energy | Generation Interconnection | Solar |  |  | N/A |  | Withdrawn |  |  |  |  | N/A |  | N/A |  |  | N/A | N/A |  | 3/19/2019 | N/A | N/A |  | 3/31/2019 |  |  |  |  | Y | No
AE2-202 |  |  | NJ | Hunterdon | Withdrawn | JCPL | 3.88 | 3.88 | 0 |  | Energy | Generation Interconnection | Solar |  |  | N/A |  | Withdrawn |  |  |  |  | N/A |  | N/A |  |  | N/A | N/A |  | 3/19/2019 | N/A | N/A |  | 3/31/2019 |  |  |  |  | Y | No
AE2-203 |  |  | NJ | Warren | Withdrawn | JCPL | 4.38 | 4.38 | 0 |  | Energy | Generation Interconnection | Solar |  |  | N/A |  | Withdrawn |  |  |  |  | N/A |  | N/A |  |  | N/A | N/A |  | 3/19/2019 | N/A | N/A |  | 3/31/2019 |  |  |  |  | Y | No
AE2-204 | Bolivar 34.5 kV | Bolivar Solar | OH | Stark | Engineering and Procurement | AEP | 19.3 | 19.3 | 9.3 |  | Capacity | Generation Interconnection | Solar |  |  | N/A | https://www.pjm.com/pjmfiles/pub/planning/project-queues/feas_docs/ae2204_fea.pdf | Document Posted | https://www.pjm.com/pjmfiles/pub/planning/project-queues/impact_studies/ae2204_imp.pdf | Document Posted | https://www.pjm.com/pjmfiles/pub/planning/project-queues/facilities/ae2204_fac.pdf | Document Posted | N/A | Wholesale Market Participation Agreement | https://www.pjm.com/pjmfiles/pub/planning/project-queues/wmpa/ae2204_wmpa.pdf | https://www.pjm.com/pjmfiles/pub/planning/project-queues/csa/ae2204_wmpa.pdf | Not Required | N/A | N/A | 10/30/2026 | 3/19/2019 | N/A | N/A | 11/30/2026 |  |  | 12/31/2026 | 12/31/2026 |  | N | No
AE2-205 | Cumberland 230 kV |  | NJ | Cumberland | Withdrawn | AEC | 78 | 78 | 46.8 |  | Capacity | Generation Interconnection | Solar |  |  | N/A | https://www.pjm.com/pjmfiles/pub/planning/project-queues/feas_docs/ae2205_fea.pdf | Document Posted | https://www.pjm.com/pjmfiles/pub/planning/project-queues/impact_studies/ae2205_imp.pdf | Document Posted |  |  | N/A |  | N/A |  |  | N/A | N/A |  | 3/19/2019 | N/A | N/A |  | 3/31/2020 |  | 6/30/2022 |  |  | N | No
AE2-206 | East Sidney-Quincy 138 kV | Clearview Solar I | OH | Champaign | In Service | Dayton | 99 | 99 | 41.58 | 99 | Capacity | Generation Interconnection | Solar |  |  | N/A | https://www.pjm.com/pjmfiles/pub/planning/project-queues/feas_docs/ae2206_fea.pdf | Document Posted | https://www.pjm.com/pjmfiles/pub/planning/project-queues/impact_studies/ae2206_imp.pdf | Document Posted | https://www.pjm.com/pjmfiles/pub/planning/project-queues/facilities/ae2206_fac.pdf | Document Posted | https://www.pjm.com/pjmfiles/pub/planning/project-queues/isa/ae2_206_isa.pdf | Document Posted | N/A | https://www.pjm.com/pjmfiles/pub/planning/project-queues/csa/ae2_206_csa.pdf | Document Posted | N/A | N/A | 10/28/2024 | 3/20/2019 | N/A | N/A | 12/19/2024 |  |  | 1/31/2025 | 1/31/2025 | 2/5/2025 | N | No
AE2-207 | Heartsease DP-Mayo Dunbar 115 kV |  | NC | Edgecombe | Withdrawn | Dominion | 18 | 18 | 18 |  | Capacity | Generation Interconnection | Storage |  |  | N/A | https://www.pjm.com/pjmfiles/pub/planning/project-queues/feas_docs/ae2207_fea.pdf | Document Posted |  |  |  |  | N/A |  | N/A |  |  | N/A | N/A |  | 3/20/2019 | N/A | N/A |  | 8/21/2019 |  | 12/31/2020 |  |  | N | No
AE2-208 | Chavies-Bonnyman 69 kV |  | KY | Perry | Withdrawn | AEP | 80 | 25 | 25 |  | Capacity | Generation Interconnection | Storage |  |  | N/A | https://www.pjm.com/pjmfiles/pub/planning/project-queues/feas_docs/ae2208_fea.pdf | Document Posted | https://www.pjm.com/pjmfiles/pub/planning/project-queues/impact_studies/ae2208_imp.pdf | Document Posted |  |  | N/A |  | N/A |  |  | N/A | N/A |  | 3/20/2019 | N/A | N/A |  | 3/27/2020 |  | 12/31/2021 |  |  | N | No
AE2-209 | Airey 69 kV |  | MD | Dorchester | Withdrawn | DPL | 56 | 56 | 33 |  | Capacity | Generation Interconnection | Solar |  |  | N/A | https://www.pjm.com/pjmfiles/pub/planning/project-queues/feas_docs/ae2209_fea.pdf | Document Posted | https://www.pjm.com/pjmfiles/pub/planning/project-queues/impact_studies/ae2209_imp.pdf | Document Posted |  |  | N/A |  | N/A |  |  | N/A | N/A |  | 3/20/2019 | N/A | N/A |  | 3/31/2020 |  | 12/31/2021 |  |  | N | No
AE2-210 - moved to TC1 | Avon-North Clark 345 kV |  | KY | Clark | Withdrawn | EKPC | 90 | 90 | 7.2 |  | Capacity | Generation Interconnection | Solar |  |  | N/A | https://www.pjm.com/pjmfiles/pub/planning/project-queues/feas_docs/ae2210_fea.pdf | Document Posted | https://www.pjm.com/pjmfiles/pub/planning/project-queues/impact_studies/ae2210_imp.pdf | Document Posted |  | Withdrawn | N/A |  | N/A |  |  | N/A | N/A |  | 3/20/2019 | N/A | N/A |  | 1/22/2025 |  | 6/1/2022 |  |  | N | No
AE2-211 | Jackson-Three Mile Island 230 kV | Dover Solar | PA | York | Suspended | ME | 55 | 55 | 23.1 |  | Capacity | Generation Interconnection | Solar |  |  | N/A | https://www.pjm.com/pjmfiles/pub/planning/project-queues/feas_docs/ae2211_fea.pdf | Document Posted | https://www.pjm.com/pjmfiles/pub/planning/project-queues/impact_studies/ae2211_imp.pdf | Document Posted | https://www.pjm.com/pjmfiles/pub/planning/project-queues/facilities/ae2211_fac.pdf | Document Posted | https://www.pjm.com/pjmfiles/pub/planning/project-queues/isa/ae2_211_isa.pdf | Document Posted | N/A | https://www.pjm.com/pjmfiles/pub/planning/project-queues/csa/ae2_211_csa.pdf | Document Posted | N/A | N/A |  | 3/20/2019 | N/A | N/A | 9/14/2026 |  |  | 10/14/2026 | 10/14/2026 |  | N | No
AE2-212 | Harrowgate 34 kV | Harrowgate 1 | VA | Chesterfield | Engineering and Procurement | Dominion | 20 | 20 | 12 |  | Capacity | Generation Interconnection | Solar |  |  | N/A | https://www.pjm.com/pjmfiles/pub/planning/project-queues/feas_docs/ae2212_fea.pdf | Document Posted | https://www.pjm.com/pjmfiles/pub/planning/project-queues/impact_studies/ae2212_imp.pdf | Document Posted |  | Not Required | N/A | Wholesale Market Participation Agreement | https://www.pjm.com/pjmfiles/pub/planning/project-queues/wmpa/ae2212_wmpa.pdf | https://www.pjm.com/pjmfiles/pub/planning/project-queues/csa/ae2212_wmpa.pdf | Not Required | N/A | N/A |  | 3/20/2019 | N/A | N/A | 7/30/2027 |  |  | 6/30/2027 | 6/30/2027 |  | N | No
AE2-213 | Thorofare 13.2 kV |  | NJ | Gloucester | Withdrawn | PSEG | 3.15 | 3.145 | 1.1025 |  | Capacity | Generation Interconnection | Solar; Storage |  |  | N/A | https://www.pjm.com/pjmfiles/pub/planning/project-queues/feas_docs/ae2213_fea.pdf | Document Posted | https://www.pjm.com/pjmfiles/pub/planning/project-queues/impact_studies/ae2213_imp.pdf | Document Posted |  |  | N/A |  | N/A |  |  | N/A | N/A |  | 3/20/2019 | N/A | N/A |  | 8/14/2019 |  | 3/2/2020 |  |  | N | No
AE2-214 | Cole 345 kV | Pleasant Prairie Solar Energy Center | OH | Franklin | Engineering and Procurement | AEP | 200 | 200 | 120 |  | Capacity | Generation Interconnection | Solar |  |  | N/A | https://www.pjm.com/pjmfiles/pub/planning/project-queues/feas_docs/ae2214_fea.pdf | Document Posted | https://www.pjm.com/pjmfiles/pub/planning/project-queues/impact_studies/ae2214_imp.pdf | Document Posted | https://www.pjm.com/pjmfiles/pub/planning/project-queues/facilities/ae2214_fac.pdf | Document Posted | https://www.pjm.com/pjmfiles/pub/planning/project-queues/gia/ae2_214_gia.pdf | Document Posted | N/A | https://www.pjm.com/pjmfiles/pub/planning/project-queues/csa/ae2_214_csa.pdf | Document Posted | N/A | N/A | 10/31/2025 | 3/23/2019 | N/A | N/A | 6/1/2026 |  |  | 3/30/2027 | 3/30/2027 |  | N | No
AE2-215 | Blain 115 kV |  | PA | Perry | Withdrawn | PENELEC | 60 | 60 | 36 |  | Capacity | Generation Interconnection | Solar |  |  | N/A | https://www.pjm.com/pjmfiles/pub/planning/project-queues/feas_docs/ae2215_fea.pdf | Document Posted | https://www.pjm.com/pjmfiles/pub/planning/project-queues/impact_studies/ae2215_imp.pdf | Document Posted |  |  | N/A |  | N/A |  |  | N/A | N/A |  | 3/21/2019 | N/A | N/A |  | 3/27/2020 |  | 12/31/2021 |  |  | N | No
AE2-216 | Hardin Switch 345 kV | Hardin Energy Center – Storage II | OH | Hardin | Engineering and Procurement | AEP | 55 | 55 | 55 |  | Capacity | Generation Interconnection | Storage |  |  | N/A | https://www.pjm.com/pjmfiles/pub/planning/project-queues/feas_docs/ae2216_fea.pdf | Document Posted | https://www.pjm.com/pjmfiles/pub/planning/project-queues/impact_studies/ae2216_imp.pdf | Document Posted | https://www.pjm.com/pjmfiles/pub/planning/project-queues/facilities/ae2216_fac.pdf | Document Posted | https://www.pjm.com/pjmfiles/pub/planning/project-queues/isa/ae2_216_isa.pdf | Document Posted | N/A | https://www.pjm.com/pjmfiles/pub/planning/project-queues/csa/ae2_216_csa.pdf | Document Posted | N/A | N/A | 10/15/2026 | 3/21/2019 | N/A | N/A | 11/15/2026 |  |  | 12/31/2026 | 12/31/2026 |  | N | No
AE2-217 | East Springfield-London 138 kV | Sloopy Solar Energy Center | OH | Clark | Suspended | ATSI | 180 | 180 | 108 |  | Capacity | Generation Interconnection | Solar |  |  | N/A | https://www.pjm.com/pjmfiles/pub/planning/project-queues/feas_docs/ae2217_fea.pdf | Document Posted | https://www.pjm.com/pjmfiles/pub/planning/project-queues/impact_studies/ae2217_imp.pdf | Document Posted | https://www.pjm.com/pjmfiles/pub/planning/project-queues/facilities/ae2217_fac.pdf | Document Posted | https://www.pjm.com/pjmfiles/pub/planning/project-queues/isa/ae2_217_isa.pdf | Document Posted | N/A | https://www.pjm.com/pjmfiles/pub/planning/project-queues/csa/ae2_217_csa.pdf | Document Posted | N/A | N/A |  | 3/21/2019 | N/A | N/A |  |  |  | 9/30/2028 | 9/30/2028 |  | N | No
AE2-218 | Eldean 138 kV | Eldean Solar | OH | Miami | Suspended | Dayton | 178 | 178 | 106 |  | Capacity | Generation Interconnection | Solar |  |  | N/A | https://www.pjm.com/pjmfiles/pub/planning/project-queues/feas_docs/ae2218_fea.pdf | Document Posted | https://www.pjm.com/pjmfiles/pub/planning/project-queues/impact_studies/ae2218_imp.pdf | Document Posted | https://www.pjm.com/pjmfiles/pub/planning/project-queues/facilities/ae2218_fac.pdf | Document Posted | https://www.pjm.com/pjmfiles/pub/planning/project-queues/isa/ae2_218_isa.pdf | Document Posted | N/A | https://www.pjm.com/pjmfiles/pub/planning/project-queues/csa/ae2_218_csa.pdf | Document Posted | N/A | N/A | 3/9/2026 | 3/21/2019 | N/A | N/A | 3/31/2026 |  |  | 12/31/2024 | 12/31/2024 |  | N | No
AE2-219 | Bluff Point-Randolph 138 kV | Riverstart Solar Park V | IN | Randolph | Engineering and Procurement | AEP | 100 | 100 | 42 |  | Capacity | Generation Interconnection | Solar |  |  | N/A | https://www.pjm.com/pjmfiles/pub/planning/project-queues/feas_docs/ae2219_fea.pdf | Document Posted | https://www.pjm.com/pjmfiles/pub/planning/project-queues/impact_studies/ae2219_imp.htm | Document Posted | https://www.pjm.com/pjmfiles/pub/planning/project-queues/facilities/ae2219_fac.pdf | Document Posted | https://www.pjm.com/pjmfiles/pub/planning/project-queues/isa/ae2_219_isa.pdf | Document Posted | N/A | https://www.pjm.com/pjmfiles/pub/planning/project-queues/csa/ae2_219_csa.pdf | Document Posted | N/A | N/A | 3/31/2026 | 3/21/2019 | N/A | N/A | 4/30/2026 |  |  | 5/31/2026 | 5/31/2026 |  | N | No
AE2-220 | Losantville 345 kV | Riverstart Solar Park II | IN | Randolph | Engineering and Procurement | AEP | 125 | 125 | 52.5 |  | Capacity | Generation Interconnection | Solar |  |  | N/A | https://www.pjm.com/pjmfiles/pub/planning/project-queues/feas_docs/ae2220_fea.pdf | Document Posted | https://www.pjm.com/pjmfiles/pub/planning/project-queues/impact_studies/ae2220_imp.htm | Document Posted | https://www.pjm.com/pjmfiles/pub/planning/project-queues/facilities/ae2220_fac.pdf | Document Posted | https://www.pjm.com/pjmfiles/pub/planning/project-queues/gia/ae2_220_gia.pdf | Document Posted | N/A |  |  | N/A | N/A | 5/15/2027 | 3/21/2019 | N/A | N/A | 6/15/2027 |  |  | 11/15/2027 | 11/15/2027 |  | N | No
AE2-221 | Clinton-Stuart 345 kV | Yellow Wood Solar Energy Center | OH | Clinton | Engineering and Procurement | Dayton | 300 | 300 | 180 |  | Capacity | Generation Interconnection | Solar |  |  | N/A | https://www.pjm.com/pjmfiles/pub/planning/project-queues/feas_docs/ae2221_fea.pdf | Document Posted | https://www.pjm.com/pjmfiles/pub/planning/project-queues/impact_studies/ae2221_imp.pdf | Document Posted | https://www.pjm.com/pjmfiles/pub/planning/project-queues/facilities/ae2221_fac.pdf | Document Posted | https://www.pjm.com/pjmfiles/pub/planning/project-queues/isa/ae2_221_isa.pdf | Document Posted | N/A | https://www.pjm.com/pjmfiles/pub/planning/project-queues/csa/ae2_221_csa.pdf | Document Posted | N/A | N/A | 3/25/2026 | 3/21/2019 | N/A | N/A | 8/24/2026 |  |  | 9/30/2026 | 9/30/2026 |  | N | No
AE2-222 | Higbee 69 kV |  | NJ | Atlantic | Withdrawn | AEC | 300 | 300 | 84.3 |  | Capacity | Generation Interconnection | Offshore Wind |  |  | N/A | https://www.pjm.com/pjmfiles/pub/planning/project-queues/feas_docs/ae2222_fea.pdf | Document Posted | https://www.pjm.com/pjmfiles/pub/planning/project-queues/impact_studies/ae2222_imp.pdf | Document Posted |  | Withdrawn | N/A |  | N/A |  |  | N/A | N/A |  | 3/22/2019 | N/A | N/A |  | 11/9/2022 |  | 6/1/2023 |  |  | N | No
AE2-223 - moved to TC1 | McLean 345 kV |  | IL | McLean | Active | ComEd | 150 | 150 | 19.5 |  | Capacity | Generation Interconnection | Wind |  |  | N/A | https://www.pjm.com/pjmfiles/pub/planning/project-queues/feas_docs/ae2223_fea.pdf | Document Posted | https://www.pjm.com/pjmfiles/pub/planning/project-queues/impact_studies/ae2223_imp.pdf | Document Posted |  | In Progress | N/A |  | N/A |  |  | N/A | N/A |  | 3/22/2019 | N/A | N/A |  |  |  | 10/31/2022 |  |  | N | No
AE2-224 | Bearrock-Johnstown 230 kV | CPV Maple Hill Solar | PA | Cambria | In Service | PENELEC | 100 | 100 | 60 | 14 | Capacity | Generation Interconnection | Solar |  |  | N/A | https://www.pjm.com/pjmfiles/pub/planning/project-queues/feas_docs/ae2224_fea.pdf | Document Posted | https://www.pjm.com/pjmfiles/pub/planning/project-queues/impact_studies/ae2224_imp.pdf | Document Posted | https://www.pjm.com/pjmfiles/pub/planning/project-queues/facilities/ae2224_fac.pdf | Document Posted | https://www.pjm.com/pjmfiles/pub/planning/project-queues/isa/ae2_224_isa.pdf | Document Posted | N/A | https://www.pjm.com/pjmfiles/pub/planning/project-queues/csa/ae2_224_csa.pdf | Document Posted | N/A | N/A | 3/24/2023 | 3/23/2019 | N/A | N/A | 10/12/2023 |  |  | 11/17/2023 | 11/17/2023 | 11/28/2023 | N | No
AE2-225 | Suffolk 34 kV | Hosier Road Solar | VA | City of Suffolk | Withdrawn | Dominion | 20 | 20 | 12 |  | Capacity | Generation Interconnection | Solar |  |  | N/A | https://www.pjm.com/pjmfiles/pub/planning/project-queues/feas_docs/ae2225_fea.pdf | Document Posted | https://www.pjm.com/pjmfiles/pub/planning/project-queues/impact_studies/ae2225_imp.pdf | Document Posted |  | Not Required | N/A | Wholesale Market Participation Agreement | https://www.pjm.com/pjmfiles/pub/planning/project-queues/wmpa/ae2225_wmpa.pdf | https://www.pjm.com/pjmfiles/pub/planning/project-queues/csa/ae2225_wmpa.pdf | Not Required | N/A | N/A |  | 3/22/2019 | N/A | N/A |  | 4/23/2021 |  | 11/30/2022 |  |  | N | No
AE2-226 | Millville-Old Chapel 138 kV | Rippon | WV | Jefferson | Engineering and Procurement | APS | 99 | 99 | 59.4 |  | Capacity | Generation Interconnection | Solar |  |  | N/A | https://www.pjm.com/pjmfiles/pub/planning/project-queues/feas_docs/ae2226_fea.pdf | Document Posted | https://www.pjm.com/pjmfiles/pub/planning/project-queues/impact_studies/ae2226_imp.pdf | Document Posted | https://www.pjm.com/pjmfiles/pub/planning/project-queues/facilities/ae2226_fac.pdf | Document Posted | https://www.pjm.com/pjmfiles/pub/planning/project-queues/isa/ae2_226_isa.pdf | Document Posted | N/A | https://www.pjm.com/pjmfiles/pub/planning/project-queues/csa/ae2_226_csa.pdf | Document Posted | N/A | N/A | 10/15/2026 | 3/22/2019 | N/A | N/A | 11/30/2026 |  |  | 12/31/2026 | 12/31/2026 |  | N | No
AE2-227 | Iron Bridge 34 kV | Bradley Ridge Solar | VA | Chesterfield | Withdrawn | Dominion | 20 | 20 | 12 |  | Capacity | Generation Interconnection | Solar |  |  | N/A | https://www.pjm.com/pjmfiles/pub/planning/project-queues/feas_docs/ae2227_fea.pdf | Document Posted | https://www.pjm.com/pjmfiles/pub/planning/project-queues/impact_studies/ae2227_imp.pdf | Document Posted |  | Not Required | N/A | Wholesale Market Participation Agreement | https://www.pjm.com/pjmfiles/pub/planning/project-queues/wmpa/ae2227_wmpa.pdf | https://www.pjm.com/pjmfiles/pub/planning/project-queues/csa/ae2227_wmpa.pdf | Not Required | N/A | N/A |  | 3/22/2019 | N/A | N/A |  | 7/11/2024 |  | 3/30/2025 | 3/30/2025 |  | N | No
AE2-228 | Tyler 34 kv | Bradley BridgeSolar | VA | Chesterfield | Withdrawn | Dominion | 20 | 20 | 12 |  | Capacity | Generation Interconnection | Solar |  |  | N/A | https://www.pjm.com/pjmfiles/pub/planning/project-queues/feas_docs/ae2228_fea.pdf | Document Posted | https://www.pjm.com/pjmfiles/pub/planning/project-queues/impact_studies/ae2228_imp.pdf | Document Posted |  | Not Required | N/A | Wholesale Market Participation Agreement | https://www.pjm.com/pjmfiles/pub/planning/project-queues/wmpa/ae2228_wmpa.pdf | https://www.pjm.com/pjmfiles/pub/planning/project-queues/csa/ae2228_wmpa.pdf | Not Required | N/A | N/A |  | 3/22/2019 | N/A | N/A |  | 7/11/2024 |  | 3/30/2025 | 3/30/2025 |  | N | No
AE2-229 | Suffolk 34 kV | Hosier Road Solar II | VA | City of Suffolk | Withdrawn | Dominion | 15 | 15 | 9 |  | Capacity | Generation Interconnection | Solar |  |  | N/A | https://www.pjm.com/pjmfiles/pub/planning/project-queues/feas_docs/ae2229_fea.pdf | Document Posted | https://www.pjm.com/pjmfiles/pub/planning/project-queues/impact_studies/ae2229_imp.pdf | Document Posted |  | Not Required | N/A | Wholesale Market Participation Agreement | https://www.pjm.com/pjmfiles/pub/planning/project-queues/wmpa/ae2229_wmpa.pdf | https://www.pjm.com/pjmfiles/pub/planning/project-queues/csa/ae2229_wmpa.pdf | Not Required | N/A | N/A |  | 3/22/2019 | N/A | N/A |  | 4/23/2021 |  | 11/30/2022 |  |  | N | No
AE2-230 | Bartonsville-Meadow Brook 138 kV | Bartonsville Energy Facility | VA | Frederick | In Service | APS | 70 | 70 | 42 | 70 | Capacity | Generation Interconnection | Solar |  |  | N/A | https://www.pjm.com/pjmfiles/pub/planning/project-queues/feas_docs/ae2230_fea.pdf | Document Posted | https://www.pjm.com/pjmfiles/pub/planning/project-queues/impact_studies/ae2230_imp.pdf | Document Posted | https://www.pjm.com/pjmfiles/pub/planning/project-queues/facilities/ae2230_fac.pdf | Document Posted | https://www.pjm.com/pjmfiles/pub/planning/project-queues/isa/ae2_230_isa.pdf | Document Posted | N/A | https://www.pjm.com/pjmfiles/pub/planning/project-queues/csa/ae2_230_csa.pdf | Document Posted | N/A | N/A | 10/20/2024 | 3/24/2019 | N/A | N/A | 11/17/2024 |  |  | 7/1/2024 | 7/1/2024 | 12/27/2024 | N | No
AE2-231 | St. Johns 115 kV |  | VA | Caroline | Withdrawn | Dominion | 44 | 44 | 26.4 |  | Capacity | Generation Interconnection | Solar |  |  | N/A | https://www.pjm.com/pjmfiles/pub/planning/project-queues/feas_docs/ae2231_fea.pdf | Document Posted | https://www.pjm.com/pjmfiles/pub/planning/project-queues/impact_studies/ae2231_imp.htm | Document Posted | https://www.pjm.com/pjmfiles/pub/planning/project-queues/facilities/ae2231_fac.pdf | Document Posted |  | Withdrawn | N/A |  |  | N/A | N/A |  | 3/22/2019 | N/A | N/A |  | 3/28/2025 |  | 12/1/2022 |  |  | N | No
AE2-232 | Oyster Creek 230 kV II |  | NJ | Atlantic | Withdrawn | JCPL | 400 | 400 | 112.4 |  | Capacity | Generation Interconnection | Wind |  |  | N/A | https://www.pjm.com/pjmfiles/pub/planning/project-queues/feas_docs/ae2232_fea.pdf | Document Posted | https://www.pjm.com/pjmfiles/pub/planning/project-queues/impact_studies/ae2232_imp.pdf | Document Posted |  |  | N/A |  | N/A |  |  | N/A | N/A |  | 3/22/2019 | N/A | N/A |  | 3/26/2020 |  | 6/1/2023 |  |  | N | No
AE2-233 | Carson-Rogers Rd 500 kV |  | VA | Accomack | Withdrawn | Dominion | 94 | 94 | 67.7 |  | Capacity | Generation Interconnection | Solar |  |  | N/A | https://www.pjm.com/pjmfiles/pub/planning/project-queues/feas_docs/ae2233_fea.pdf | Document Posted |  |  |  |  | N/A |  | N/A |  |  | N/A | N/A |  | 3/22/2019 | N/A | N/A |  | 10/2/2019 |  | 6/1/2022 |  |  | N | No
AE2-234 | Liberty Center-Buckeye Tap 69 kV | Maple Solar | IN | Huntington | Engineering and Procurement | AEP | 35 | 35 | 24.1 |  | Capacity | Generation Interconnection | Solar |  |  | N/A | https://www.pjm.com/pjmfiles/pub/planning/project-queues/feas_docs/ae2234_fea.pdf | Document Posted | https://www.pjm.com/pjmfiles/pub/planning/project-queues/impact_studies/ae2234_imp.htm | Document Posted | https://www.pjm.com/pjmfiles/pub/planning/project-queues/facilities/ae2234_fac.pdf | Document Posted | https://www.pjm.com/pjmfiles/pub/planning/project-queues/gia/ae2_234_gia.pdf | Document Posted | N/A | https://www.pjm.com/pjmfiles/pub/planning/project-queues/csa/ae2_234_csa.pdf | Document Posted | N/A | N/A | 5/15/2027 | 3/22/2019 | N/A | N/A | 5/31/2027 |  |  | 12/31/2027 | 12/31/2027 |  | N | No
AE2-235 | Murphysville-Plumville 69 kV |  | KY | Mason | Withdrawn | EKPC | 60 | 60 | 41.9 |  | Capacity | Generation Interconnection | Solar |  |  | N/A | https://www.pjm.com/pjmfiles/pub/planning/project-queues/feas_docs/ae2235_fea.pdf | Document Posted |  |  |  |  | N/A |  | N/A |  |  | N/A | N/A |  | 3/22/2019 | N/A | N/A |  | 8/13/2019 |  | 7/31/2021 |  |  | N | No
AE2-236 | Columbia-Northeast 138 kV | Dover Solar Facility | IN | Whitley | Suspended | AEP | 55 | 55 | 38.5 |  | Capacity | Generation Interconnection | Solar |  |  | N/A | https://www.pjm.com/pjmfiles/pub/planning/project-queues/feas_docs/ae2236_fea.pdf | Document Posted | https://www.pjm.com/pjmfiles/pub/planning/project-queues/impact_studies/ae2236_imp.htm | Document Posted | https://www.pjm.com/pjmfiles/pub/planning/project-queues/facilities/ae2236_fac.pdf | Document Posted | https://www.pjm.com/pjmfiles/pub/planning/project-queues/isa/ae2_236_isa.pdf | Document Posted | N/A | https://www.pjm.com/pjmfiles/pub/planning/project-queues/csa/ae2_236_csa.pdf | Document Posted | N/A | N/A |  | 3/22/2019 | N/A | N/A |  |  |  | 7/29/2026 | 7/29/2026 |  | N | No
AE2-237 | Vernon-Sugar Loaf #2 115 kV |  | NJ | Sussex | Withdrawn | JCPL | 107 | 107 | 21.4 |  | Capacity | Generation Interconnection | Storage |  |  | N/A | https://www.pjm.com/pjmfiles/pub/planning/project-queues/feas_docs/ae2237_fea.pdf | Document Posted | https://www.pjm.com/pjmfiles/pub/planning/project-queues/impact_studies/ae2237_imp.pdf | Document Posted |  | Withdrawn | N/A |  | N/A |  |  | N/A | N/A |  | 3/22/2019 | N/A | N/A |  | 7/27/2022 |  | 3/1/2022 |  |  | N | No
AE2-238 | Reybold 12 kV |  | DE | New Castle | Withdrawn | DPL | 8 | 8 | 3.36 |  | Capacity | Generation Interconnection | Solar |  |  | N/A | https://www.pjm.com/pjmfiles/pub/planning/project-queues/feas_docs/ae2238_fea.pdf | Document Posted |  |  |  |  | N/A |  | N/A |  |  | N/A | N/A |  | 3/21/2019 | N/A | N/A |  | 9/17/2019 |  | 5/14/2021 |  |  | N | No
AE2-241 | Bloomsburg-Columbia 69 kV | Mountain Holly | PA | Columbia | Suspended | PPL | 20 | 20 | 8.4 |  | Capacity | Generation Interconnection | Solar |  |  | N/A | https://www.pjm.com/pjmfiles/pub/planning/project-queues/feas_docs/ae2241_fea.pdf | Document Posted | https://www.pjm.com/pjmfiles/pub/planning/project-queues/impact_studies/ae2241_imp.pdf | Document Posted | https://www.pjm.com/pjmfiles/pub/planning/project-queues/facilities/ae2241_fac.pdf | Document Posted | https://www.pjm.com/pjmfiles/pub/planning/project-queues/isa/ae2_241_isa.pdf | Document Posted | N/A | https://www.pjm.com/pjmfiles/pub/planning/project-queues/csa/ae2_241_csa.pdf | Document Posted | N/A | N/A | 2/1/2027 | 3/23/2019 | N/A | N/A | 2/9/2027 |  |  | 6/1/2027 | 6/1/2027 |  | N | No
AE2-242 | Bowmanns Mill-Scott 69 kV |  | PA | Columbia | Withdrawn | PPL | 85 | 85 | 35.7 |  | Capacity | Generation Interconnection | Solar |  |  | N/A | https://www.pjm.com/pjmfiles/pub/planning/project-queues/feas_docs/ae2242_fea.pdf | Document Posted |  | Withdrawn |  |  | N/A |  | N/A |  |  | N/A | N/A |  | 3/22/2019 | N/A | N/A |  | 9/24/2019 |  | 3/5/2021 |  |  | N | No
AE2-243 | East Carbondale 12.47 kV I |  | PA | Wayne | Withdrawn | PPL | 16.5 | 16.5 | 2.3 |  | Capacity | Generation Interconnection | Wind |  |  | N/A | https://www.pjm.com/pjmfiles/pub/planning/project-queues/feas_docs/ae2243_fea.pdf | Document Posted |  |  |  |  | N/A |  | N/A |  |  | N/A | N/A |  | 3/22/2019 | N/A | N/A |  | 9/6/2019 |  | 3/31/2021 |  |  | N | No
AE2-244 | East Carbondale 12.47 kV II |  | PA | Wayne | Withdrawn | PPL | 16.5 | 16.5 | 2.3 |  | Capacity | Generation Interconnection | Wind |  |  | N/A | https://www.pjm.com/pjmfiles/pub/planning/project-queues/feas_docs/ae2244_fea.pdf | Document Posted |  |  |  |  | N/A |  | N/A |  |  | N/A | N/A |  | 3/22/2019 | N/A | N/A |  | 9/6/2019 |  | 3/31/2021 |  |  | N | No
AE2-245 | Stockton 34.5 kV |  | VA | Henry | Withdrawn | AEP | 20 | 0 | 5.3 |  | Capacity | Generation Interconnection | Solar |  |  | N/A | https://www.pjm.com/pjmfiles/pub/planning/project-queues/feas_docs/ae2245_fea.pdf | Document Posted | https://www.pjm.com/pjmfiles/pub/planning/project-queues/impact_studies/ae2245_imp.pdf | Document Posted |  | Withdrawn | N/A |  | N/A |  |  | N/A | N/A |  | 3/25/2019 | N/A | N/A |  | 10/23/2020 |  | 12/30/2020 |  |  | N | No
AE2-246 | Gretna DP 69 kV |  | VA | Mecklenburg | Withdrawn | Dominion | 50 | 0 | 13.95 |  | Capacity | Generation Interconnection | Solar |  |  | N/A | https://www.pjm.com/pjmfiles/pub/planning/project-queues/feas_docs/ae2246_fea.pdf | Document Posted |  |  |  |  | N/A |  | N/A |  |  | N/A | N/A |  | 3/25/2019 | N/A | N/A |  | 9/10/2019 |  | 12/15/2020 |  |  | N | No
AE2-247 | Myrtle-Windsor 115 kV | Knoxville Solar | VA | Isle of Wight | Engineering and Procurement | Dominion | 71 | 20 | 8.4 |  | Capacity | Generation Interconnection | Solar |  |  | N/A | https://www.pjm.com/pjmfiles/pub/planning/project-queues/feas_docs/ae2247_fea.pdf | Document Posted | https://www.pjm.com/pjmfiles/pub/planning/project-queues/impact_studies/ae2247_imp.pdf | Document Posted |  | Not Required | https://www.pjm.com/pjmfiles/pub/planning/project-queues/isa/ae2_247_isa.pdf | Document Posted | N/A | https://www.pjm.com/pjmfiles/pub/planning/project-queues/csa/ae2_247_csa.pdf | Document Posted | N/A | N/A | 6/15/2027 | 3/25/2019 | N/A | N/A | 6/22/2027 |  |  | 12/1/2027 | 12/1/2027 |  | N | No
AE2-248 | Fillmore-Thompson Farm 46 kV | CE-FILMORE | PA | Centre | Suspended | APS | 16 | 16 | 9.6 |  | Capacity | Generation Interconnection | Solar |  |  | N/A | https://www.pjm.com/pjmfiles/pub/planning/project-queues/feas_docs/ae2248_fea.pdf | Document Posted | https://www.pjm.com/pjmfiles/pub/planning/project-queues/impact_studies/ae2248_imp.htm | Document Posted |  | Not Required | N/A | Wholesale Market Participation Agreement | https://www.pjm.com/pjmfiles/pub/planning/project-queues/wmpa/ae2248_wmpa.pdf | https://www.pjm.com/pjmfiles/pub/planning/project-queues/csa/ae2248_wmpa.pdf | Not Required | N/A | N/A |  | 3/25/2019 | N/A | N/A | 10/29/2027 |  |  | 12/31/2027 | 12/31/2027 |  | N | No
AE2-249 | Bedford North-Pennsylvania Hollow 23 kV | BE-ASTOR | PA | Bedford | Withdrawn | PENELEC | 16.6 | 16.6 | 9.96 |  | Capacity | Generation Interconnection | Solar |  |  | N/A | https://www.pjm.com/pjmfiles/pub/planning/project-queues/feas_docs/ae2249_fea.pdf | Document Posted | https://www.pjm.com/pjmfiles/pub/planning/project-queues/impact_studies/ae2249_imp.pdf | Document Posted |  | Not Required | https://www.pjm.com/pjmfiles/pub/planning/project-queues/isa/ae2_249_isa.pdf | Document Posted | N/A | https://www.pjm.com/pjmfiles/pub/planning/project-queues/csa/ae2_249_csa.pdf | Document Posted | N/A | N/A | 6/30/2025 | 3/25/2019 | N/A | N/A | 6/30/2025 | 6/22/2024 |  | 7/1/2021 | 7/1/2021 |  | N | No
AE2-250 - moved to TC1 | Purdy Sw.-Reams 115 kV |  | VA | Greensville | Withdrawn | Dominion | 82.5 | 82.5 | 54 |  | Capacity | Generation Interconnection | Solar |  |  | N/A | https://www.pjm.com/pjmfiles/pub/planning/project-queues/feas_docs/ae2250_fea.pdf | Document Posted | https://www.pjm.com/pjmfiles/pub/planning/project-queues/impact_studies/ae2250_imp.pdf | Document Posted |  | Withdrawn | N/A |  | N/A |  |  | N/A | N/A |  | 3/26/2019 | N/A | N/A |  | 1/22/2025 |  | 9/30/2021 |  |  | N | No
AE2-251 | Cardiff 230 kV |  | NJ | Monmouth | Withdrawn | AEC | 1200 | 1200 | 337.2 |  | Capacity | Generation Interconnection | Offshore Wind |  |  | N/A | https://www.pjm.com/pjmfiles/pub/planning/project-queues/feas_docs/ae2251_fea.pdf | Document Posted | https://www.pjm.com/pjmfiles/pub/planning/project-queues/impact_studies/ae2251_imp.pdf | Document Posted |  | Withdrawn | N/A |  | N/A |  |  | N/A | N/A |  | 3/26/2019 | N/A | N/A |  | 9/12/2023 |  | 6/1/2024 |  |  | N | No
AE2-252 | Gardners-Mountain 115 kV |  | PA | Cumberland | Withdrawn | ME | 20 | 20 | 12 |  | Capacity | Generation Interconnection | Solar |  |  | N/A | https://www.pjm.com/pjmfiles/pub/planning/project-queues/feas_docs/ae2252_fea.pdf | Document Posted | https://www.pjm.com/pjmfiles/pub/planning/project-queues/impact_studies/ae2252_imp.pdf | Document Posted |  |  | N/A |  | N/A |  |  | N/A | N/A |  | 3/26/2019 | N/A | N/A |  | 3/25/2020 |  | 11/9/2021 |  |  | N | No
AE2-253 | Hickory-Moyock 230 kV | Oak Trail Solar | NC | Currituck | In Service | Dominion | 100 | 50 | 34.5 | 50 | Capacity | Generation Interconnection | Solar |  |  | N/A | https://www.pjm.com/pjmfiles/pub/planning/project-queues/feas_docs/ae2253_fea.pdf | Document Posted | https://www.pjm.com/pjmfiles/pub/planning/project-queues/impact_studies/ae2253_imp.pdf | Document Posted | https://www.pjm.com/pjmfiles/pub/planning/project-queues/facilities/ae2253_fac.pdf | Document Posted | https://www.pjm.com/pjmfiles/pub/planning/project-queues/isa/ae2_253_isa.pdf | Document Posted | N/A | https://www.pjm.com/pjmfiles/pub/planning/project-queues/csa/ae2_253_csa.pdf | Document Posted | N/A | N/A |  | 3/25/2019 | N/A | N/A | 6/9/2023 |  |  | 7/15/2023 | 7/15/2023 | 7/5/2023 | N | No
AE2-254 | Garrard County-Tommy-Gooch 69 kV | Turkey Creek Solar | KY | Garrard | In Service | EKPC | 50 | 50 | 30 | 50 | Capacity | Generation Interconnection | Solar |  |  | N/A | https://www.pjm.com/pjmfiles/pub/planning/project-queues/feas_docs/ae2254_fea.pdf | Document Posted | https://www.pjm.com/pjmfiles/pub/planning/project-queues/impact_studies/ae2254_imp.pdf | Document Posted | https://www.pjm.com/pjmfiles/pub/planning/project-queues/facilities/ae2254_fac.pdf | Document Posted | https://www.pjm.com/pjmfiles/pub/planning/project-queues/isa/ae2_254_isa.pdf | Document Posted | N/A | https://www.pjm.com/pjmfiles/pub/planning/project-queues/csa/ae2_254_csa.pdf | Document Posted | N/A | N/A | 9/22/2020 | 3/26/2019 | N/A | N/A | 9/23/2022 |  |  | 12/31/2022 |  | 10/28/2022 | N | No
AE2-255 | Molecreek 345 kV | Panther Grove 2 | IL | Woodford | Engineering and Procurement | ComEd | 400 | 100 | 25 |  | Capacity | Generation Interconnection | Wind |  |  | N/A | https://www.pjm.com/pjmfiles/pub/planning/project-queues/feas_docs/ae2255_fea.pdf | Document Posted | https://www.pjm.com/pjmfiles/pub/planning/project-queues/impact_studies/ae2255_imp.htm | Document Posted | https://www.pjm.com/pjmfiles/pub/planning/project-queues/facilities/ae2255_fac.pdf | Document Posted | https://www.pjm.com/pjmfiles/pub/planning/project-queues/isa/ae2_255_isa.pdf | Document Posted | N/A | https://www.pjm.com/pjmfiles/pub/planning/project-queues/csa/ae2_255_csa.pdf | Document Posted | N/A | N/A | 9/21/2026 | 3/26/2019 | N/A | N/A | 10/1/2026 |  |  | 1/18/2027 | 1/18/2027 |  | N | No
AE2-256 | Copperstone-North Lebanon 230 kV | Lebanon Solar | PA | Lebanon | Suspended | ME | 70 | 70 | 29.4 |  | Capacity | Generation Interconnection | Solar |  |  | N/A | https://www.pjm.com/pjmfiles/pub/planning/project-queues/feas_docs/ae2256_fea.pdf | Document Posted | https://www.pjm.com/pjmfiles/pub/planning/project-queues/impact_studies/ae2256_imp.pdf | Document Posted | https://www.pjm.com/pjmfiles/pub/planning/project-queues/facilities/ae2256_fac.pdf | Document Posted | https://www.pjm.com/pjmfiles/pub/planning/project-queues/isa/ae2_256_isa.pdf | Document Posted | N/A | https://www.pjm.com/pjmfiles/pub/planning/project-queues/csa/ae2_256_csa.pdf | Document Posted | N/A | N/A | 6/1/2026 | 3/28/2019 | N/A | N/A | 7/1/2026 |  |  | 8/1/2026 | 8/1/2026 |  | N | No
AE2-257 | Cedar Neck 69 kV |  | DE | Sussex | Withdrawn | DPL | 120 | 120 | 33 |  | Capacity | Generation Interconnection | Offshore Wind |  |  | N/A | https://www.pjm.com/pjmfiles/pub/planning/project-queues/feas_docs/ae2257_fea.pdf | Document Posted | https://www.pjm.com/pjmfiles/pub/planning/project-queues/impact_studies/ae2257_imp.pdf | Document Posted |  | Withdrawn | N/A |  | N/A |  |  | N/A | N/A |  | 3/27/2019 | N/A | N/A |  | 8/1/2022 |  | 6/1/2022 |  |  | N | No
AE2-258 | Chase City 115 kV |  | VA | Mecklenburg | Withdrawn | Dominion | 49.9 | 0 | 14.1 |  | Capacity | Generation Interconnection | Solar |  |  | N/A | https://www.pjm.com/pjmfiles/pub/planning/project-queues/feas_docs/ae2258_fea.pdf | Document Posted | https://www.pjm.com/pjmfiles/pub/planning/project-queues/impact_studies/ae2258_imp.pdf | Document Posted |  | Withdrawn | N/A |  | N/A |  |  | N/A | N/A |  | 3/27/2019 | N/A | N/A |  | 9/12/2023 |  | 6/1/2020 |  |  | N | No
AE2-259 | Curdsville-Willis Mtn 115 kV | Blue Rock Solar | VA | Buckingham | Engineering and Procurement | Dominion | 100 | 100 | 60 |  | Capacity | Generation Interconnection | Solar |  |  | N/A | https://www.pjm.com/pjmfiles/pub/planning/project-queues/feas_docs/ae2259_fea.pdf | Document Posted | https://www.pjm.com/pjmfiles/pub/planning/project-queues/impact_studies/ae2259_imp.htm | Document Posted | https://www.pjm.com/pjmfiles/pub/planning/project-queues/facilities/ae2259_fac.pdf | Document Posted | https://www.pjm.com/pjmfiles/pub/planning/project-queues/gia/ae2_259_gia.pdf | Document Posted | N/A |  |  | N/A | N/A | 9/14/2026 | 3/28/2019 | N/A | N/A | 10/1/2026 |  |  | 12/31/2026 | 12/31/2026 |  | N | No
AE2-260 | Clubhouse 230 kV |  | VA | Greensville | Withdrawn | Dominion | 200 | 200 | 82.7 |  | Capacity | Generation Interconnection | Solar; Storage |  |  | N/A | https://www.pjm.com/pjmfiles/pub/planning/project-queues/feas_docs/ae2260_fea.pdf | Document Posted | https://www.pjm.com/pjmfiles/pub/planning/project-queues/impact_studies/ae2260_imp.pdf | Document Posted |  | Withdrawn | N/A |  | N/A |  |  | N/A | N/A |  | 3/28/2019 | N/A | N/A |  | 9/12/2023 |  | 6/30/2020 |  |  | N | No
AE2-261 - moved to TC1 | Kincaid-Pana 345 kV |  | IL | Christian | Active | ComEd | 299 | 299 | 179.4 |  | Capacity | Generation Interconnection | Solar |  |  | N/A | https://www.pjm.com/pjmfiles/pub/planning/project-queues/feas_docs/ae2261_fea.pdf | Document Posted | https://www.pjm.com/pjmfiles/pub/planning/project-queues/impact_studies/ae2261_imp.pdf | Document Posted |  | In Progress | N/A |  | N/A |  |  | N/A | N/A |  | 3/28/2019 | N/A | N/A |  |  |  | 6/1/2022 |  |  | N | No
AE2-262 | Moshannon-Milesburg 230 kV | MPG Solar | PA | Centre | Engineering and Procurement | APS | 83.6 | 83.6 | 50 |  | Capacity | Generation Interconnection | Solar |  |  | N/A | https://www.pjm.com/pjmfiles/pub/planning/project-queues/feas_docs/ae2262_fea.pdf | Document Posted | https://www.pjm.com/pjmfiles/pub/planning/project-queues/impact_studies/ae2262_imp.htm | Document Posted | https://www.pjm.com/pjmfiles/pub/planning/project-queues/facilities/ae2262_fac.pdf | Document Posted | https://www.pjm.com/pjmfiles/pub/planning/project-queues/isa/ae2_262_isa.pdf | Document Posted | N/A | https://www.pjm.com/pjmfiles/pub/planning/project-queues/csa/ae2_262_csa.pdf | Document Posted | N/A | N/A | 10/31/2026 | 3/29/2019 | N/A | N/A | 11/30/2026 |  |  | 12/31/2026 | 12/31/2026 |  | N | No
AE2-263 | Moshannon-Milesburg 230 kV II | MPG Solar | PA | Centre | Engineering and Procurement | APS | 161.98 | 78.38 | 47 |  | Capacity | Generation Interconnection | Solar |  |  | N/A | https://www.pjm.com/pjmfiles/pub/planning/project-queues/feas_docs/ae2263_fea.pdf | Document Posted | https://www.pjm.com/pjmfiles/pub/planning/project-queues/impact_studies/ae2263_imp.htm | Document Posted | https://www.pjm.com/pjmfiles/pub/planning/project-queues/facilities/ae2263_fac.pdf | Document Posted | https://www.pjm.com/pjmfiles/pub/planning/project-queues/isa/ae2_263_isa.pdf | Document Posted | N/A | https://www.pjm.com/pjmfiles/pub/planning/project-queues/csa/ae2_263_csa.pdf | Document Posted | N/A | N/A | 10/31/2026 | 3/29/2019 | N/A | N/A | 11/30/2026 |  |  | 12/31/2026 | 12/31/2026 |  | N | No
AE2-264 | Altoona-Raystown 230 kV |  | PA | Blair | Withdrawn | PENELEC | 80 | 80 | 48 |  | Capacity | Generation Interconnection | Solar |  |  | N/A | https://www.pjm.com/pjmfiles/pub/planning/project-queues/feas_docs/ae2264_fea.pdf | Document Posted | https://www.pjm.com/pjmfiles/pub/planning/project-queues/impact_studies/ae2264_imp.htm | Document Posted | https://www.pjm.com/pjmfiles/pub/planning/project-queues/facilities/ae2264_fac.pdf | Document Posted |  | Withdrawn | N/A |  | Withdrawn | N/A | N/A |  | 3/28/2019 | N/A | N/A |  | 6/6/2023 |  | 6/30/2022 |  |  | N | No
AE2-265 | Corey 138 kV |  | MI | St. Joseph | Withdrawn | AEP | 150 | 150 | 47.78 |  | Capacity | Generation Interconnection | Solar; Storage |  |  | N/A |  | Withdrawn |  |  |  |  | N/A |  | N/A |  |  | N/A | N/A |  | 3/28/2019 | N/A | N/A |  | 4/1/2019 |  | 9/1/2021 |  |  | N | No
AE2-266 | Corey 138kV |  | MI | St. Joseph | Withdrawn | AEP | 198.9 | 198.9 | 64.19 |  | Capacity | Generation Interconnection | Solar; Storage |  |  | N/A |  | Withdrawn |  |  |  |  | N/A |  | N/A |  |  | N/A | N/A |  | 3/28/2019 | N/A | N/A |  | 4/1/2019 |  | 9/1/2021 |  |  | N | No
AE2-267 | Woodsdale 345 kV | Woodsdale Renewable Energy Center | OH | Butler | Engineering and Procurement | DEOK | 49 | 49 | 28.6 |  | Capacity | Generation Interconnection | Solar |  |  | N/A | https://www.pjm.com/pjmfiles/pub/planning/project-queues/feas_docs/ae2267_fea.pdf | Document Posted | https://www.pjm.com/pjmfiles/pub/planning/project-queues/impact_studies/ae2267_imp.htm | Document Posted | https://www.pjm.com/pjmfiles/pub/planning/project-queues/facilities/ae2267_fac.pdf | Document Posted | https://www.pjm.com/pjmfiles/pub/planning/project-queues/isa/ae2_267_isa.pdf | Document Posted | N/A | https://www.pjm.com/pjmfiles/pub/planning/project-queues/csa/ae2_267_csa.pdf | Document Posted | N/A | N/A | 5/1/2026 | 3/29/2019 | N/A | N/A | 5/1/2026 |  |  | 6/1/2026 | 6/1/2026 |  | N | No
AE2-268 | Harmony Village 34 kV |  | VA | Middlesex | Withdrawn | Dominion | 15 | 15 | 9.6 |  | Capacity | Generation Interconnection | Solar |  |  | N/A | https://www.pjm.com/pjmfiles/pub/planning/project-queues/feas_docs/ae2268_fea.pdf | Document Posted | https://www.pjm.com/pjmfiles/pub/planning/project-queues/impact_studies/ae2268_imp.pdf | Document Posted |  | Not Required |  | Withdrawn | N/A |  | Not Required | N/A | N/A |  | 3/28/2019 | N/A | N/A |  | 9/12/2019 |  | 12/31/2021 |  |  | N | No
AE2-269 | Fayetteville 138 kV |  | PA | Franklin | Withdrawn | APS | 22 | 22 | 9.24 |  | Capacity | Generation Interconnection | Solar |  |  | N/A | https://www.pjm.com/pjmfiles/pub/planning/project-queues/feas_docs/ae2269_fea.pdf | Document Posted |  |  |  |  | N/A |  | N/A |  |  | N/A | N/A |  | 3/28/2019 | N/A | N/A |  | 8/12/2019 |  | 12/31/2021 |  |  | N | No
AE2-270 - moved to TC1 | Hopewell-Surry 230 kV |  | VA | Surry | Withdrawn | Dominion | 150 | 150 | 150 |  | Capacity | Generation Interconnection | Solar; Storage |  |  | N/A | https://www.pjm.com/pjmfiles/pub/planning/project-queues/feas_docs/ae2270_fea.pdf | Document Posted | https://www.pjm.com/pjmfiles/pub/planning/project-queues/impact_studies/ae2270_imp.pdf | Document Posted |  | Withdrawn | N/A |  | N/A |  |  | N/A | N/A |  | 3/28/2019 | N/A | N/A |  | 6/24/2024 |  | 9/29/2021 |  |  | N | No
AE2-271 | Montour 230 kV | Montour Solar One | PA | Montour | Suspended | PPL | 101.6 | 101.6 | 61 |  | Capacity | Generation Interconnection | Solar |  |  | N/A | https://www.pjm.com/pjmfiles/pub/planning/project-queues/feas_docs/ae2271_fea.pdf | Document Posted | https://www.pjm.com/pjmfiles/pub/planning/project-queues/impact_studies/ae2271_imp.pdf | Document Posted | https://www.pjm.com/pjmfiles/pub/planning/project-queues/facilities/ae2271_fac.pdf | Document Posted | https://www.pjm.com/pjmfiles/pub/planning/project-queues/isa/ae2_271_isa.pdf | Document Posted | N/A | https://www.pjm.com/pjmfiles/pub/planning/project-queues/csa/ae2_271_csa.pdf | Document Posted | N/A | N/A | 7/31/2026 | 3/14/2019 | N/A | N/A | 8/31/2026 |  |  | 9/26/2026 | 9/26/2026 |  | N | No
AE2-272 | Woodstown 12 kV | Pilesgrove Solar | NJ | Salem | In Service | AEC | 19.9 |  | 0.8 |  | Capacity | Generation Interconnection | Solar |  |  | N/A | https://www.pjm.com/pjmfiles/pub/planning/project-queues/feas_docs/ae2272_fea.pdf | Document Posted | https://www.pjm.com/pjmfiles/pub/planning/project-queues/impact_studies/ae2272_imp.pdf | Document Posted |  | Not Required | https://www.pjm.com/pjmfiles/pub/planning/project-queues/isa/ae2_272_isa.pdf | Document Posted | N/A |  | Not Required | N/A | N/A |  | 3/28/2019 | N/A | N/A |  |  |  | 12/31/2019 | 12/31/2019 | 9/17/2019 | N | No
AE2-273 | Siegfried-Hauto 69KV | PA Solar Park | PA | Carbon | In Service | PPL | 20 | 0 | 0.4 | 0 | Capacity | Generation Interconnection | Solar |  |  | N/A | https://www.pjm.com/pjmfiles/pub/planning/project-queues/feas_docs/ae2273_fea.pdf | Document Posted | https://www.pjm.com/pjmfiles/pub/planning/project-queues/impact_studies/ae2273_imp.pdf | Document Posted |  | Not Required | https://www.pjm.com/pjmfiles/pub/planning/project-queues/isa/ae2_273_isa.pdf | Document Posted | N/A | https://www.pjm.com/pjmfiles/pub/planning/project-queues/csa/ae2_273_csa.pdf | Document Posted | N/A | N/A |  | 3/28/2019 | N/A | N/A |  |  |  | 12/1/2021 | 12/1/2021 | 1/17/2020 | N | No
AE2-274 | Siegfried-Hauto 69 kV | PA Solar Park | PA | Carbon | In Service | PPL | 20 | 0 | 0.8 | 0 | Capacity | Generation Interconnection | Solar |  |  | N/A | https://www.pjm.com/pjmfiles/pub/planning/project-queues/feas_docs/ae2274_fea.pdf | Document Posted | https://www.pjm.com/pjmfiles/pub/planning/project-queues/impact_studies/ae2274_imp.pdf | Document Posted |  | Not Required | https://www.pjm.com/pjmfiles/pub/planning/project-queues/isa/ae2_274_isa.pdf | Document Posted | N/A | https://www.pjm.com/pjmfiles/pub/planning/project-queues/csa/ae2_274_csa.pdf | Document Posted | N/A | N/A |  | 3/28/2019 | N/A | N/A |  |  |  | 12/1/2021 | 12/1/2021 | 1/17/2020 | N | No
AE2-275 - moved to TC1 | J.K. Smith-Fawkes 138 kV |  | KY | Madison | Withdrawn | EKPC | 90 | 90 | 7.2 |  | Capacity | Generation Interconnection | Solar |  |  | N/A | https://www.pjm.com/pjmfiles/pub/planning/project-queues/feas_docs/ae2275_fea.pdf | Document Posted | https://www.pjm.com/pjmfiles/pub/planning/project-queues/impact_studies/ae2275_imp.pdf | Document Posted |  | Withdrawn | N/A |  | N/A |  |  | N/A | N/A |  | 3/28/2019 | N/A | N/A |  | 1/22/2025 |  | 6/1/2022 |  |  | N | No
AE2-276 | Sullivan 345kV | Trade Post Energy Storage | IN | Sullivan | Engineering and Procurement | AEP | 50 | 50 | 50 |  | Capacity | Generation Interconnection | Storage |  |  | N/A | https://www.pjm.com/pjmfiles/pub/planning/project-queues/feas_docs/ae2276_fea.pdf | Document Posted | https://www.pjm.com/pjmfiles/pub/planning/project-queues/impact_studies/ae2276_imp.htm | Document Posted | https://www.pjm.com/pjmfiles/pub/planning/project-queues/facilities/ae2276_fac.pdf | Document Posted | https://www.pjm.com/pjmfiles/pub/planning/project-queues/gia/ae2_276_gia.pdf | Document Posted | N/A |  |  | N/A | N/A | 10/15/2028 | 3/28/2019 | N/A | N/A | 10/30/2028 |  |  | 12/31/2028 | 12/31/2028 |  | N | No
AE2-277 | McDowell 138 kV |  | PA | Mercer | Withdrawn | ATSI | 38.2 | 38.2 | 16 |  | Capacity | Generation Interconnection | Solar |  |  | N/A | https://www.pjm.com/pjmfiles/pub/planning/project-queues/feas_docs/ae2277_fea.pdf | Document Posted | https://www.pjm.com/pjmfiles/pub/planning/project-queues/impact_studies/ae2277_imp.pdf | Document Posted | https://www.pjm.com/pjmfiles/pub/planning/project-queues/facilities/ae2277_fac.pdf | Document Posted |  | Withdrawn | N/A |  | Withdrawn | N/A | N/A |  | 3/28/2019 | N/A | N/A |  | 3/30/2022 |  |  |  |  | N | No
AE2-278 | Urbana 138 kV | Urbana Solar | OH | Champaign | Withdrawn | Dayton | 150.7 | 150.7 | 90.4 |  | Capacity | Generation Interconnection | Solar |  |  | N/A | https://www.pjm.com/pjmfiles/pub/planning/project-queues/feas_docs/ae2278_fea.pdf | Document Posted | https://www.pjm.com/pjmfiles/pub/planning/project-queues/impact_studies/ae2278_imp.pdf | Document Posted | https://www.pjm.com/pjmfiles/pub/planning/project-queues/facilities/ae2278_fac.pdf | Document Posted | https://www.pjm.com/pjmfiles/pub/planning/project-queues/isa/ae2_278_isa.pdf | Document Posted | N/A | https://www.pjm.com/pjmfiles/pub/planning/project-queues/csa/ae2_278_csa.pdf | Document Posted | N/A | N/A |  | 3/26/2019 | N/A | N/A |  | 1/20/2022 |  | 6/30/2023 | 6/30/2023 |  | N | No
AE2-279 | Oxford 115 kV |  | PA | Adams | Withdrawn | ME | 44 | 44 | 26.4 |  | Capacity | Generation Interconnection | Solar |  |  | N/A | https://www.pjm.com/pjmfiles/pub/planning/project-queues/feas_docs/ae2279_fea.pdf | Document Posted |  |  |  |  | N/A |  | N/A |  |  | N/A | N/A |  | 3/13/2019 | N/A | N/A |  | 9/6/2019 |  | 10/1/2021 |  |  | N | No
AE2-280 | Claytor Lake-Edgemont 138 kV |  | VA | Montgomery | Withdrawn | AEP | 126.65 | 126.65 | 75.99 |  | Capacity | Generation Interconnection | Solar |  |  | N/A | https://www.pjm.com/pjmfiles/pub/planning/project-queues/feas_docs/ae2280_fea.pdf | Document Posted | https://www.pjm.com/pjmfiles/pub/planning/project-queues/impact_studies/ae2280_imp.pdf | Document Posted |  | Withdrawn | N/A |  | N/A |  |  | N/A | N/A |  | 3/29/2019 | N/A | N/A |  | 3/15/2024 |  | 12/31/2022 |  |  | N | No
AE2-281 | Powerton-Nevada 345 kV | Panther Grove Wind | IL | Woodford | Engineering and Procurement | ComEd | 400 | 50 | 7 |  | Capacity | Generation Interconnection | Wind |  |  | N/A | https://www.pjm.com/pjmfiles/pub/planning/project-queues/feas_docs/ae2281_fea.pdf | Document Posted | https://www.pjm.com/pjmfiles/pub/planning/project-queues/impact_studies/ae2281_imp.htm | Document Posted | https://www.pjm.com/pjmfiles/pub/planning/project-queues/facilities/ae2281_fac.pdf | Document Posted | https://www.pjm.com/pjmfiles/pub/planning/project-queues/isa/ae2_281_isa.pdf | Document Posted | N/A | https://www.pjm.com/pjmfiles/pub/planning/project-queues/csa/ae2_281_csa.pdf | Document Posted | N/A | N/A | 5/8/2026 | 3/29/2019 | N/A | N/A | 6/1/2026 |  |  | 2/1/2027 | 2/1/2027 |  | N | No
AE2-282 | East Fayette 138 kV | Arche Energy Project | OH | Fulton | In Service | ATSI | 67 | 67 | 43.9 | 67 | Capacity | Generation Interconnection | Solar |  |  | N/A | https://www.pjm.com/pjmfiles/pub/planning/project-queues/feas_docs/ae2282_fea.pdf | Document Posted | https://www.pjm.com/pjmfiles/pub/planning/project-queues/impact_studies/ae2282_imp.pdf | Document Posted | https://www.pjm.com/pjmfiles/pub/planning/project-queues/facilities/ae2282_fac.pdf | Document Posted | https://www.pjm.com/pjmfiles/pub/planning/project-queues/isa/ae2_282_isa.pdf | Document Posted | N/A | https://www.pjm.com/pjmfiles/pub/planning/project-queues/csa/ae2_282_csa.pdf | Document Posted | N/A | N/A | 9/7/2023 | 3/31/2019 | N/A | N/A | 10/11/2023 |  |  | 12/31/2023 | 12/31/2023 | 1/17/2024 | N | No
AE2-283 - moved to TC1 | Gladys-Stone Mill 69 kV |  | VA | Campbell | Active | Dominion | 53 | 53 | 28 |  | Capacity | Generation Interconnection | Solar |  |  | N/A | https://www.pjm.com/pjmfiles/pub/planning/project-queues/feas_docs/ae2283_fea.pdf | Document Posted | https://www.pjm.com/pjmfiles/pub/planning/project-queues/impact_studies/ae2283_imp.pdf | Document Posted |  | In Progress | N/A |  | N/A |  |  | N/A | N/A |  | 3/29/2019 | N/A | N/A |  |  |  | 9/30/2021 |  |  | N | No
AE2-284 | Kenzie Creek-Colby 138 kV |  | MI | Cass | Withdrawn | AEP | 225 | 75 | 75 |  | Capacity | Generation Interconnection | Storage |  |  | N/A | https://www.pjm.com/pjmfiles/pub/planning/project-queues/feas_docs/ae2284_fea.pdf | Document Posted |  |  |  |  | N/A |  | N/A |  |  | N/A | N/A |  | 3/29/2019 | N/A | N/A |  | 1/30/2020 |  | 12/31/2022 |  |  | N | No
AE2-285 | Maysville 69 kV | MC Solar I | PA | Mercer | Engineering and Procurement | ATSI | 50 | 50 | 30 |  | Capacity | Generation Interconnection | Solar |  |  | N/A | https://www.pjm.com/pjmfiles/pub/planning/project-queues/feas_docs/ae2285_fea.pdf | Document Posted | https://www.pjm.com/pjmfiles/pub/planning/project-queues/impact_studies/ae2285_imp.pdf | Document Posted | https://www.pjm.com/pjmfiles/pub/planning/project-queues/facilities/ae2285_fac.pdf | Document Posted | https://www.pjm.com/pjmfiles/pub/planning/project-queues/isa/ae2_285_isa.pdf | Document Posted | N/A | https://www.pjm.com/pjmfiles/pub/planning/project-queues/csa/ae2_285_csa.pdf | Document Posted | N/A | N/A | 11/20/2026 | 3/30/2019 | N/A | N/A | 12/3/2026 |  |  | 8/29/2025 | 8/29/2025 |  | N | No
AE2-286 | Airey 12 kV |  | MD | Dorchester | Withdrawn | DPL | 19.5 | 19.5 | 7.95 |  | Capacity | Generation Interconnection | Solar |  |  | N/A | https://www.pjm.com/pjmfiles/pub/planning/project-queues/feas_docs/ae2286_fea.pdf | Document Posted |  |  |  |  | N/A |  | N/A |  |  | N/A | N/A |  | 3/29/2019 | N/A | N/A |  | 8/1/2019 |  | 12/31/2019 |  |  | N | No
AE2-287 | Brunswick 115 kV |  | VA | Brunswick | Withdrawn | Dominion | 130 | 130 | 78 |  | Capacity | Generation Interconnection | Solar |  |  | N/A | https://www.pjm.com/pjmfiles/pub/planning/project-queues/feas_docs/ae2287_fea.pdf | Document Posted |  |  |  |  | N/A |  | N/A |  |  | N/A | N/A |  | 3/29/2019 | N/A | N/A |  | 8/22/2019 |  | 6/30/2022 |  |  | N | No
AE2-288 | Sunbury 500 kV |  | PA | Snyder | Withdrawn | PPL | 1233 | 90 | 206 |  | Capacity | Generation Interconnection | Natural Gas |  |  | N/A | https://www.pjm.com/pjmfiles/pub/planning/project-queues/feas_docs/ae2288_fea.pdf | Document Posted | https://www.pjm.com/pjmfiles/pub/planning/project-queues/impact_studies/ae2288_imp.pdf | Document Posted |  |  | N/A |  | N/A |  |  | N/A | N/A |  | 3/29/2019 | N/A | N/A |  | 4/7/2020 |  | 5/1/2023 |  |  | N | No
AE2-289 | Frostburg 138 kV |  | MD | Allegany | Active | APS | 80 | 80 | 11.76 |  | Capacity | Generation Interconnection | Wind |  |  | N/A | https://www.pjm.com/pjmfiles/pub/planning/project-queues/feas_docs/ae2289_fea.pdf | Document Posted | https://www.pjm.com/pjmfiles/pub/planning/project-queues/impact_studies/ae2289_imp.pdf | Document Posted | https://www.pjm.com/pjmfiles/pub/planning/project-queues/facilities/ae2289_fac.pdf | Document Posted | https://www.pjm.com/pjmfiles/pub/planning/project-queues/isa/ae2_289_isa.pdf | Document Posted | N/A | https://www.pjm.com/pjmfiles/pub/planning/project-queues/csa/ae2_289_csa.pdf | Document Posted | N/A | N/A |  | 3/29/2019 | N/A | N/A |  |  |  | 12/31/2021 |  |  | N | No
AE2-290 | Nottingham 138 kV | Nottingham Solar | OH | Harrison | Suspended | AEP | 100 | 100 | 60 |  | Capacity | Generation Interconnection | Solar |  |  | N/A | https://www.pjm.com/pjmfiles/pub/planning/project-queues/feas_docs/ae2290_fea.pdf | Document Posted | https://www.pjm.com/pjmfiles/pub/planning/project-queues/impact_studies/ae2290_imp.pdf | Document Posted | https://www.pjm.com/pjmfiles/pub/planning/project-queues/facilities/ae2290_fac.pdf | Document Posted | https://www.pjm.com/pjmfiles/pub/planning/project-queues/isa/ae2_290_isa.pdf | Document Posted | N/A | https://www.pjm.com/pjmfiles/pub/planning/project-queues/csa/ae2_290_csa.pdf | Document Posted | N/A | N/A | 9/15/2023 | 3/29/2019 | N/A | N/A | 9/15/2023 |  |  | 12/15/2023 | 12/15/2023 |  | N | No
AE2-291 - moved to TC1 | Grit DP-Perth 115 kV | Hillandale Solar | VA | Pittsylvania | Active | Dominion | 102 | 102 | 61.2 |  | Capacity | Generation Interconnection | Solar |  |  | N/A | https://www.pjm.com/pjmfiles/pub/planning/project-queues/feas_docs/ae2291_fea.pdf | Document Posted | https://www.pjm.com/pjmfiles/pub/planning/project-queues/impact_studies/ae2291_imp.pdf | Document Posted |  | In Progress | N/A |  | N/A |  |  | N/A | N/A |  | 3/29/2019 | N/A | N/A |  |  |  | 4/1/2021 |  |  | N | No
AE2-292 - moved to TC1 | Grit DP-Perth 115 kV |  | VA | Campbell | Withdrawn | Dominion | 127 | 127 | 76.2 |  | Capacity | Generation Interconnection | Solar |  |  | N/A | https://www.pjm.com/pjmfiles/pub/planning/project-queues/feas_docs/ae2292_fea.pdf | Document Posted | https://www.pjm.com/pjmfiles/pub/planning/project-queues/impact_studies/ae2292_imp.pdf | Document Posted |  | Withdrawn | N/A |  | N/A |  |  | N/A | N/A |  | 3/29/2019 | N/A | N/A |  | 6/24/2024 |  | 4/1/2021 |  |  | N | No
AE2-293 | Dauphin-Pine Grove 69kV |  | PA | Dauphin | Withdrawn | PPL | 20 | 20 | 20 |  | Capacity | Generation Interconnection | Solar |  |  | N/A |  | Withdrawn |  |  |  |  | N/A |  | N/A |  |  | N/A | N/A |  | 3/29/2019 | N/A | N/A |  | 4/4/2019 |  | 6/1/2020 |  |  | N | No
AE2-294 | Dauphin-Pine Grove 69 kV |  | PA | Dauphin | Withdrawn | PPL | 20 | 20 | 20 |  | Capacity | Generation Interconnection | Storage |  |  | N/A |  | Withdrawn |  |  |  |  | N/A |  | N/A |  |  | N/A | N/A |  | 3/29/2019 | N/A | N/A |  | 4/4/2019 |  | 3/31/2020 |  |  | N | No
AE2-295 | Eldred 230 kV |  | PA | Schuylkill | Withdrawn | PPL | 174.8 | 174.8 | 25.7 |  | Capacity | Generation Interconnection | Wind |  |  | N/A | https://www.pjm.com/pjmfiles/pub/planning/project-queues/feas_docs/ae2295_fea.pdf | Document Posted | https://www.pjm.com/pjmfiles/pub/planning/project-queues/impact_studies/ae2295_imp.pdf | Document Posted |  | Withdrawn | N/A |  | N/A |  |  | N/A | N/A |  | 3/29/2019 | N/A | N/A |  | 7/7/2022 |  | 5/31/2022 |  |  | N | No
AE2-296 | Hutchings West 69 kV |  | OH | Montgomery | Withdrawn | Dayton | 104 | 104 | 104 |  | Capacity | Generation Interconnection | Natural Gas |  |  | N/A | https://www.pjm.com/pjmfiles/pub/planning/project-queues/feas_docs/ae2296_fea.pdf | Document Posted |  |  |  |  | N/A |  | N/A |  |  | N/A | N/A |  | 3/29/2019 | N/A | N/A |  | 8/20/2019 |  | 5/1/2020 |  |  | N | No
AE2-297 | Madison-Tanners Creek 138 kV | Bellflower Solar 1 | IN | Henry | In Service | AEP | 152.5 | 152.5 | 91.5 | 152.5 | Capacity | Generation Interconnection | Solar |  |  | N/A | https://www.pjm.com/pjmfiles/pub/planning/project-queues/feas_docs/ae2297_fea.pdf | Document Posted | https://www.pjm.com/pjmfiles/pub/planning/project-queues/impact_studies/ae2297_imp.pdf | Document Posted | https://www.pjm.com/pjmfiles/pub/planning/project-queues/facilities/ae2297_fac.pdf | Document Posted | https://www.pjm.com/pjmfiles/pub/planning/project-queues/isa/ae2_297_isa.pdf | Document Posted | N/A | https://www.pjm.com/pjmfiles/pub/planning/project-queues/csa/ae2_297_csa.pdf | Document Posted | N/A | N/A | 11/18/2022 | 3/22/2019 | N/A | N/A | 12/2/2023 |  |  | 12/31/2024 | 12/31/2024 | 12/6/2022 | N | No
AE2-298 | Cavett Switch - West Van Wert 69 kV | White Trillium | OH | Van Wert | Engineering and Procurement | AEP | 49.9 | 49.9 | 29.9 |  | Capacity | Generation Interconnection | Solar |  |  | N/A | https://www.pjm.com/pjmfiles/pub/planning/project-queues/feas_docs/ae2298_fea.pdf | Document Posted | https://www.pjm.com/pjmfiles/pub/planning/project-queues/impact_studies/ae2298_imp.htm | Document Posted | https://www.pjm.com/pjmfiles/pub/planning/project-queues/facilities/ae2298_fac.pdf | Document Posted | https://www.pjm.com/pjmfiles/pub/planning/project-queues/gia/ae2_298_gia.pdf | Document Posted | N/A | https://www.pjm.com/pjmfiles/pub/planning/project-queues/csa/ae2_298_csa.pdf | Document Posted | N/A | N/A | 11/30/2026 | 3/22/2019 | N/A | N/A | 11/30/2026 |  |  | 12/30/2026 | 12/30/2026 |  | N | No
AE2-299 | Erie East 230 kV | Erie East Energy | PA | Erie | Suspended | PENELEC | 160 | 160 | 32 |  | Capacity | Generation Interconnection | Storage |  |  | N/A | https://www.pjm.com/pjmfiles/pub/planning/project-queues/feas_docs/ae2299_fea.pdf | Document Posted | https://www.pjm.com/pjmfiles/pub/planning/project-queues/impact_studies/ae2299_imp.htm | Document Posted | https://www.pjm.com/pjmfiles/pub/planning/project-queues/facilities/ae2299_fac.pdf | Document Posted | https://www.pjm.com/pjmfiles/pub/planning/project-queues/isa/ae2_299_isa.pdf | Document Posted | N/A | https://www.pjm.com/pjmfiles/pub/planning/project-queues/csa/ae2_299_csa.pdf | Document Posted | N/A | N/A | 1/1/2026 | 3/22/2019 | N/A | N/A | 3/30/2026 |  |  | 6/1/2026 | 6/1/2026 |  | N | No
AE2-300 |  |  | OH | Licking | Withdrawn | AEP | 200 | 200 | 200 |  | Capacity | Generation Interconnection | Storage |  |  | N/A |  | Withdrawn |  |  |  |  | N/A |  | N/A |  |  | N/A | N/A |  | 3/29/2019 | N/A | N/A |  | 4/1/2019 |  | 9/22/2022 |  |  | N | No
AE2-301 | Crisfield 25 kV |  | MD | Somerset | Withdrawn | DPL | 5.5 | 5.5 | 2.2 |  | Capacity | Generation Interconnection | Storage |  |  | N/A | https://www.pjm.com/pjmfiles/pub/planning/project-queues/feas_docs/ae2301_fea.pdf | Document Posted | https://www.pjm.com/pjmfiles/pub/planning/project-queues/impact_studies/ae2301_imp.pdf | Document Posted |  |  | N/A |  | N/A |  |  | N/A | N/A |  | 3/29/2019 | N/A | N/A |  | 3/26/2020 |  | 9/22/2021 |  |  | N | No
AE2-302 | East Beaver-Lick 138 kV |  | OH | Jackson | Withdrawn | AEP | 49.9 | 49.9 | 29.94 |  | Capacity | Generation Interconnection | Solar |  |  | N/A | https://www.pjm.com/pjmfiles/pub/planning/project-queues/feas_docs/ae2302_fea.pdf | Document Posted | https://www.pjm.com/pjmfiles/pub/planning/project-queues/impact_studies/ae2302_imp.htm | Document Posted | https://www.pjm.com/pjmfiles/pub/planning/project-queues/facilities/ae2302_fac.pdf | Document Posted |  | Withdrawn | N/A |  | Withdrawn | N/A | N/A |  | 3/29/2019 | N/A | N/A |  | 10/2/2023 |  | 7/1/2022 |  |  | N | No
AE2-303 | Honda Marysville Tap | Cardinal Solar | OH | Union | Withdrawn | Dayton | 49.9 | 49.9 | 30 |  | Capacity | Generation Interconnection | Solar |  |  | N/A | https://www.pjm.com/pjmfiles/pub/planning/project-queues/feas_docs/ae2303_fea.pdf | Document Posted | https://www.pjm.com/pjmfiles/pub/planning/project-queues/impact_studies/ae2303_imp.pdf | Document Posted | https://www.pjm.com/pjmfiles/pub/planning/project-queues/facilities/ae2303_fac.pdf | Document Posted | https://www.pjm.com/pjmfiles/pub/planning/project-queues/isa/ae2_303_isa.pdf | Document Posted | N/A | https://www.pjm.com/pjmfiles/pub/planning/project-queues/csa/ae2_303_csa.pdf | Document Posted | N/A | N/A |  | 3/30/2019 | N/A | N/A |  | 3/7/2024 |  | 12/1/2023 | 12/1/2023 |  | N | No
AE2-304 | South Hertford 34 kV | South Hertford Solar | NC | Perquimans | Withdrawn | Dominion | 5 | 5 | 3.6 |  | Capacity | Generation Interconnection | Solar |  |  | N/A | https://www.pjm.com/pjmfiles/pub/planning/project-queues/feas_docs/ae2304_fea.pdf | Document Posted | https://www.pjm.com/pjmfiles/pub/planning/project-queues/impact_studies/ae2304_imp.pdf | Document Posted |  | Not Required | N/A | Wholesale Market Participation Agreement | https://www.pjm.com/pjmfiles/pub/planning/project-queues/wmpa/ae2304_wmpa.pdf | https://www.pjm.com/pjmfiles/pub/planning/project-queues/csa/ae2304_wmpa.pdf | Not Required | N/A | N/A |  | 3/29/2019 | N/A | N/A |  | 10/26/2020 |  | 6/1/2022 | 6/1/2022 |  | N | No
AE2-305 | Givens-Mechanicsburg 138 kV | Hillclimber Solar | OH | Champaign | Engineering and Procurement | Dayton | 78 | 78 | 46.8 |  | Capacity | Generation Interconnection | Solar |  |  | N/A | https://www.pjm.com/pjmfiles/pub/planning/project-queues/feas_docs/ae2305_fea.pdf | Document Posted | https://www.pjm.com/pjmfiles/pub/planning/project-queues/impact_studies/ae2305_imp.htm | Document Posted | https://www.pjm.com/pjmfiles/pub/planning/project-queues/facilities/ae2305_fac.pdf | Document Posted | https://www.pjm.com/pjmfiles/pub/planning/project-queues/gia/ae2_305_gia.pdf | Document Posted | N/A |  |  | N/A | N/A | 3/1/2029 | 3/29/2019 | N/A | N/A | 8/30/2029 |  |  | 9/30/2029 | 9/30/2029 |  | N | No
AE2-306 | Gunn Road 345 kV | Scioto Solar | OH | Hardin | Under Construction | AEP | 30 | 30 | 18 |  | Capacity | Generation Interconnection | Solar |  |  | N/A | https://www.pjm.com/pjmfiles/pub/planning/project-queues/feas_docs/ae2306_fea.pdf | Document Posted | https://www.pjm.com/pjmfiles/pub/planning/project-queues/impact_studies/ae2306_imp.pdf | Document Posted | https://www.pjm.com/pjmfiles/pub/planning/project-queues/facilities/ae2306_fac.pdf | Document Posted | https://www.pjm.com/pjmfiles/pub/planning/project-queues/isa/ae2_306_isa.pdf | Document Posted | N/A | https://www.pjm.com/pjmfiles/pub/planning/project-queues/csa/ae2_306_csa.pdf | Document Posted | N/A | N/A | 4/1/2026 | 3/30/2019 | N/A | N/A | 5/1/2026 |  |  | 12/28/2026 | 12/28/2026 |  | N | No
AE2-307 | Braidwood-East Frankfort |  | IL | Will | Withdrawn | ComEd | 225 | 225 | 165 |  | Capacity | Generation Interconnection | Solar; Storage |  |  | N/A | https://www.pjm.com/pjmfiles/pub/planning/project-queues/feas_docs/ae2307_fea.pdf | Document Posted |  |  |  |  | N/A |  | N/A |  |  | N/A | N/A |  | 3/29/2019 | N/A | N/A |  | 2/7/2020 |  | 5/31/2021 |  |  | N | No
AE2-308 - moved to TC1 | Three Forks-Dale 138 kV | Madison Solar 1 | KY | Madison | Active | EKPC | 100 | 100 | 60 |  | Capacity | Generation Interconnection | Solar |  |  | N/A | https://www.pjm.com/pjmfiles/pub/planning/project-queues/feas_docs/ae2308_fea.pdf | Document Posted | https://www.pjm.com/pjmfiles/pub/planning/project-queues/impact_studies/ae2308_imp.pdf | Document Posted |  | In Progress | https://www.pjm.com/pjmfiles/pub/planning/project-queues/isa/ae2_308_isa2.pdf | Interim Study | N/A |  |  | N/A | N/A |  | 3/29/2019 | N/A | N/A | 1/31/2026 |  |  | 5/31/2021 |  |  | N | No
AE2-309 | Carlos Junction-Lonaconing 34.5 kV | Jade Meadow | MD | Allegany | In Service | APS | 19.84 | 19.84 | 11.9 | 19.84 | Capacity | Generation Interconnection | Solar |  |  | N/A | https://www.pjm.com/pjmfiles/pub/planning/project-queues/feas_docs/ae2309_fea.pdf | Document Posted | https://www.pjm.com/pjmfiles/pub/planning/project-queues/impact_studies/ae2309_imp.pdf | Document Posted |  | Not Required | N/A | Wholesale Market Participation Agreement | https://www.pjm.com/pjmfiles/pub/planning/project-queues/wmpa/ae2309_wmpa.pdf | https://www.pjm.com/pjmfiles/pub/planning/project-queues/csa/ae2309_wmpa.pdf | Not Required | N/A | N/A |  | 4/1/2019 | N/A | N/A | 1/16/2024 |  |  | 3/22/2024 | 3/22/2024 | 3/26/2024 | N | No
AE2-310 | Wilmington-Davis Creek |  | IL | Kankakee | Withdrawn | ComEd | 85 | 85 | 67 |  | Capacity | Generation Interconnection | Solar; Storage |  |  | N/A | https://www.pjm.com/pjmfiles/pub/planning/project-queues/feas_docs/ae2310_fea.pdf | Document Posted |  |  |  |  | N/A |  | N/A |  |  | N/A | N/A |  | 3/29/2019 | N/A | N/A |  | 2/7/2020 |  | 5/31/2021 |  |  | N | No
AE2-311 | Carson-Septa 500 kV |  | VA | Sussex | Withdrawn | Dominion | 400 | 400 | 240 |  | Capacity | Generation Interconnection | Solar |  |  | N/A |  | Withdrawn |  |  |  |  | N/A |  | N/A |  |  | N/A | N/A |  | 3/29/2019 | N/A | N/A |  | 6/19/2019 |  | 12/31/2021 |  |  | N | No
AE2-312 | Rocky Road |  | IL | Kane | Withdrawn | ComEd | 411.7 | 7 | 7 |  | Capacity | Generation Interconnection | Natural Gas |  |  | N/A |  | Withdrawn |  |  |  |  | N/A |  | N/A |  |  | N/A | N/A |  | 3/29/2019 | N/A | N/A |  | 4/4/2019 |  | 6/1/2019 |  |  | N | No
AE2-313 - moved to TC1 | Carson-Rawlings 500 kV |  | VA | Dinwiddie | Withdrawn | Dominion | 314 | 314 | 188.4 |  | Capacity | Generation Interconnection | Solar |  |  | N/A | https://www.pjm.com/pjmfiles/pub/planning/project-queues/feas_docs/ae2313_fea.pdf | Document Posted | https://www.pjm.com/pjmfiles/pub/planning/project-queues/impact_studies/ae2313_imp.pdf | Document Posted |  | Withdrawn | N/A |  | N/A |  |  | N/A | N/A |  | 3/29/2019 | N/A | N/A |  | 1/22/2025 |  | 9/15/2022 |  |  | N | No
AE2-314 | Cardiff 230 kV |  | NJ | Atlantic | Withdrawn | AEC | 72 | 72 | 43.2 |  | Capacity | Generation Interconnection | Solar |  |  | N/A | https://www.pjm.com/pjmfiles/pub/planning/project-queues/feas_docs/ae2314_fea.pdf | Document Posted |  | Withdrawn |  |  | N/A |  | N/A |  |  | N/A | N/A |  | 3/29/2019 | N/A | N/A |  | 12/16/2019 |  | 6/30/2022 |  |  | N | No
AE2-315 | Yankee Tap 69 kV | Yankee 1-7 | OH | Montgomery | In Service | Dayton | 124 | 23.5 | 23.5 | 23.5 | Capacity | Generation Interconnection | Natural Gas |  |  | N/A | https://www.pjm.com/pjmfiles/pub/planning/project-queues/feas_docs/ae2315_fea.pdf | Document Posted | https://www.pjm.com/pjmfiles/pub/planning/project-queues/impact_studies/ae2315_imp.pdf | Document Posted | https://www.pjm.com/pjmfiles/pub/planning/project-queues/facilities/ae2315_fac.pdf | Document Posted | https://www.pjm.com/pjmfiles/pub/planning/project-queues/isa/ae2_315_isa.pdf | Document Posted | N/A | https://www.pjm.com/pjmfiles/pub/planning/project-queues/csa/ae2_315_csa.pdf | Document Posted | N/A | N/A |  | 3/29/2019 | N/A | N/A |  |  |  | 11/30/2022 | 11/30/2022 | 4/19/2022 | N | No
AE2-316 | Brookville-Squab Hollow 138 kV | Squab Solar | PA | Jefferson | Under Construction | PENELEC | 90 | 90 | 41.2 |  | Capacity | Generation Interconnection | Solar |  |  | N/A | https://www.pjm.com/pjmfiles/pub/planning/project-queues/feas_docs/ae2316_fea.pdf | Document Posted | https://www.pjm.com/pjmfiles/pub/planning/project-queues/impact_studies/ae2316_imp.htm | Document Posted | https://www.pjm.com/pjmfiles/pub/planning/project-queues/facilities/ae2316_fac.pdf | Document Posted | https://www.pjm.com/pjmfiles/pub/planning/project-queues/gia/ae2_316_gia.pdf | Document Posted | N/A | https://www.pjm.com/pjmfiles/pub/planning/project-queues/csa/ae2_316_csa.pdf | Document Posted | N/A | N/A | 2/28/2026 | 3/30/2019 | N/A | N/A | 5/10/2026 |  |  | 7/10/2026 | 7/10/2026 |  | N | No
AE2-317 | Pequest River 115 kV |  | NJ | Atlantic | Withdrawn | JCPL | 80 | 80 | 48 |  | Capacity | Generation Interconnection | Solar |  |  | N/A | https://www.pjm.com/pjmfiles/pub/planning/project-queues/feas_docs/ae2317_fea.pdf | Document Posted | https://www.pjm.com/pjmfiles/pub/planning/project-queues/impact_studies/ae2317_imp.pdf | Document Posted |  |  | N/A |  | N/A |  |  | N/A | N/A |  | 3/30/2019 | N/A | N/A |  | 4/7/2020 |  | 6/30/2022 |  |  | N | No
AE2-318 | Ford-Cedarville 138 kV | Clermont County Solar Project | OH | Clermont | Suspended | DEOK | 100 | 100 | 67.2 |  | Capacity | Generation Interconnection | Solar |  |  | N/A | https://www.pjm.com/pjmfiles/pub/planning/project-queues/feas_docs/ae2318_fea.pdf | Document Posted | https://www.pjm.com/pjmfiles/pub/planning/project-queues/impact_studies/ae2318_imp.pdf | Document Posted | https://www.pjm.com/pjmfiles/pub/planning/project-queues/facilities/ae2318_fac.pdf | Document Posted | https://www.pjm.com/pjmfiles/pub/planning/project-queues/isa/ae2_318_isa.pdf | Document Posted | N/A | https://www.pjm.com/pjmfiles/pub/planning/project-queues/csa/ae2_318_csa.pdf | Document Posted | N/A | N/A | 9/1/2024 | 3/31/2019 | N/A | N/A | 10/1/2024 |  |  | 12/31/2025 | 12/31/2025 |  | N | No
AE2-319 | Atlanta 69kV I | Mustang County Solar Project | OH | Pickaway | Withdrawn | Dayton | 100 | 100 | 66.9 |  | Capacity | Generation Interconnection | Solar |  |  | N/A | https://www.pjm.com/pjmfiles/pub/planning/project-queues/feas_docs/ae2319_fea.pdf | Document Posted | https://www.pjm.com/pjmfiles/pub/planning/project-queues/impact_studies/ae2319_imp.pdf | Document Posted | https://www.pjm.com/pjmfiles/pub/planning/project-queues/facilities/ae2319_fac.pdf | Document Posted | https://www.pjm.com/pjmfiles/pub/planning/project-queues/isa/ae2_319_isa.pdf | Document Posted | N/A | https://www.pjm.com/pjmfiles/pub/planning/project-queues/csa/ae2_319_csa.pdf | Document Posted | N/A | N/A |  | 3/31/2019 | N/A | N/A |  | 2/9/2024 |  | 10/1/2028 | 10/1/2028 |  | N | No
AE2-320 | Atlanta 69 kV II |  | OH | Pickaway | Withdrawn | Dayton | 50 | 50 | 46 |  | Capacity | Generation Interconnection | Solar |  |  | N/A | https://www.pjm.com/pjmfiles/pub/planning/project-queues/feas_docs/ae2320_fea.pdf | Document Posted | https://www.pjm.com/pjmfiles/pub/planning/project-queues/impact_studies/ae2320_imp.pdf | Document Posted |  | Withdrawn | N/A |  | N/A |  |  | N/A | N/A |  | 3/31/2019 | N/A | N/A |  | 2/9/2024 |  | 12/1/2022 |  |  | N | No | This project slid to the next queue
AE2-321 - moved to TC1 | Belvidere-Marengo 138 kV |  | IL | McHenry | Active | ComEd | 100 | 100 | 67 |  | Capacity | Generation Interconnection | Solar |  |  | N/A | https://www.pjm.com/pjmfiles/pub/planning/project-queues/feas_docs/ae2321_fea.pdf | Document Posted | https://www.pjm.com/pjmfiles/pub/planning/project-queues/impact_studies/ae2321_imp.pdf | Document Posted |  | In Progress | N/A |  | N/A |  |  | N/A | N/A |  | 3/30/2019 | N/A | N/A |  |  |  | 12/1/2021 |  |  | N | No
AE2-322 | Mark Center 69 kV | Mark Center Solar Project | OH | Defiance | Under Construction | AEP | 109.9 | 60 | 40.3 |  | Capacity | Generation Interconnection | Solar |  |  | N/A | https://www.pjm.com/pjmfiles/pub/planning/project-queues/feas_docs/ae2322_fea.pdf | Document Posted | https://www.pjm.com/pjmfiles/pub/planning/project-queues/impact_studies/ae2322_imp.htm | Document Posted | https://www.pjm.com/pjmfiles/pub/planning/project-queues/facilities/ae2322_fac.pdf | Document Posted | https://www.pjm.com/pjmfiles/pub/planning/project-queues/isa/ae2_322_isa.pdf | Document Posted | N/A | https://www.pjm.com/pjmfiles/pub/planning/project-queues/csa/ae2_322_csa.pdf | Document Posted | N/A | N/A | 3/31/2026 | 3/30/2019 | N/A | N/A | 4/30/2026 |  |  | 9/30/2026 | 9/30/2026 |  | N | No
AE2-323 | Twin Branch-Guardian 138 kV | Elkhart County Solar Project | IN | Elkhart | Under Construction | AEP | 100 | 100 | 67.1 |  | Capacity | Generation Interconnection | Solar |  |  | N/A | https://www.pjm.com/pjmfiles/pub/planning/project-queues/feas_docs/ae2323_fea.pdf | Document Posted | https://www.pjm.com/pjmfiles/pub/planning/project-queues/impact_studies/ae2323_imp.htm | Document Posted | https://www.pjm.com/pjmfiles/pub/planning/project-queues/facilities/ae2323_fac.pdf | Document Posted | https://www.pjm.com/pjmfiles/pub/planning/project-queues/isa/ae2_323_isa.pdf | Document Posted | N/A | https://www.pjm.com/pjmfiles/pub/planning/project-queues/csa/ae2_323_csa.pdf | Document Posted | N/A | N/A | 10/31/2025 | 3/30/2019 | N/A | N/A | 11/3/2025 |  |  | 5/1/2026 | 5/1/2026 |  | N | No
AE2-324 | Galion-Roberts South II 138 kV |  | OH | Marion | Withdrawn | ATSI | 120.3 | 20.3 | 20.3 |  | Capacity | Generation Interconnection | Storage |  |  | N/A | https://www.pjm.com/pjmfiles/pub/planning/project-queues/feas_docs/ae2324_fea.pdf | Document Posted | https://www.pjm.com/pjmfiles/pub/planning/project-queues/impact_studies/ae2324_imp.pdf | Document Posted |  | Withdrawn | N/A |  | N/A |  |  | N/A | N/A |  | 3/30/2019 | N/A | N/A |  | 6/24/2022 |  | 12/1/2022 |  |  | N | No
AE2-325 - moved to TC1 | Valley 138 kV |  | MI | Van Buren | Active | AEP | 152.2 | 52.2 | 31.32 |  | Capacity | Generation Interconnection | Storage |  |  | N/A | https://www.pjm.com/pjmfiles/pub/planning/project-queues/feas_docs/ae2325_fea.pdf | Document Posted | https://www.pjm.com/pjmfiles/pub/planning/project-queues/impact_studies/ae2325_imp.pdf | Document Posted |  | In Progress | N/A |  | N/A |  |  | N/A | N/A |  | 3/30/2019 | N/A | N/A |  |  |  | 12/1/2022 |  |  | N | No
AE2-326 | Jacksons Ferry 138 kV | Wythe County Solar Project | VA | Wythe | Engineering and Procurement | AEP | 127.2 | 52.2 | 31.32 |  | Capacity | Generation Interconnection | Storage |  |  | N/A | https://www.pjm.com/pjmfiles/pub/planning/project-queues/feas_docs/ae2326_fea.pdf | Document Posted | https://www.pjm.com/pjmfiles/pub/planning/project-queues/impact_studies/ae2326_imp.html | Document Posted | https://www.pjm.com/pjmfiles/pub/planning/project-queues/facilities/ae2326_fac.pdf | Document Posted | https://www.pjm.com/pjmfiles/pub/planning/project-queues/gia/ae2_326_gia.pdf | Document Posted | N/A |  |  | N/A | N/A |  | 3/30/2019 | N/A | N/A | 2/28/2025 |  |  | 6/15/2027 | 6/15/2027 |  | N | No
AE2-327 | Biers Run-Circleville 138 kV |  | OH | Pickaway | Withdrawn | AEP | 162.2 | 52.2 | 31.32 |  | Capacity | Generation Interconnection | Storage |  |  | N/A | https://www.pjm.com/pjmfiles/pub/planning/project-queues/feas_docs/ae2327_fea.pdf | Document Posted |  |  |  |  | N/A |  | N/A |  |  | N/A | N/A |  | 3/30/2019 | N/A | N/A |  | 3/6/2020 |  | 12/1/2021 |  |  | N | No
AE2-328 | Briery DP-Clover 230 kV |  | VA | Accomack | Withdrawn | Dominion | 100 | 100 | 68.1 |  | Capacity | Generation Interconnection | Solar |  |  | N/A | https://www.pjm.com/pjmfiles/pub/planning/project-queues/feas_docs/ae2328_fea.pdf | Document Posted |  |  |  |  | N/A |  | N/A |  |  | N/A | N/A |  | 3/30/2019 | N/A | N/A |  | 9/23/2019 |  | 4/1/2022 |  |  | N | No
AE2-329 | Cedarville-Ford 138 kV |  | OH | Clermont | Withdrawn | DEOK | 52.2 | 52.2 | 208.8 |  | Capacity | Generation Interconnection | Storage |  |  | N/A |  | Withdrawn |  |  |  |  | N/A |  | N/A |  |  | N/A | N/A |  | 3/30/2019 | N/A | N/A |  | 4/29/2019 |  | 12/1/2022 |  |  | N | No
AE2-330 | Belvidere-Marengo |  | IL | McHenry | Withdrawn | ComEd | 52.2 | 52.2 | 208.8 |  | Capacity | Generation Interconnection | Storage |  |  | N/A |  | Withdrawn |  |  |  |  | N/A |  | N/A |  |  | N/A | N/A |  | 3/30/2019 | N/A | N/A |  | 4/29/2019 |  | 12/1/2021 |  |  | N | No
AE2-331 | Mark Center 69 kV |  | OH | Defiance | Withdrawn | AEP | 34.8 | 34.8 | 139.2 |  | Capacity | Generation Interconnection | Storage |  |  | N/A |  | Withdrawn |  |  |  |  | N/A |  | N/A |  |  | N/A | N/A |  | 3/31/2019 | N/A | N/A |  | 4/29/2019 |  | 12/1/2021 |  |  | N | No
AE2-332 | Twin Branch-Guardian 138 kV |  | IN | Elkhart | Withdrawn | AEP | 52.2 | 52.2 | 208.8 |  | Capacity | Generation Interconnection | Storage |  |  | N/A |  | Withdrawn |  |  |  |  | N/A |  | N/A |  |  | N/A | N/A |  | 3/31/2019 | N/A | N/A |  | 4/29/2019 |  | 12/1/2021 |  |  | N | No
AE2-333 | Bedington 138 kV | Bedington Energy Facility | MD | Frederick | Suspended | APS | 100 | 100 | 60 |  | Capacity | Generation Interconnection | Solar |  |  | N/A | https://www.pjm.com/pjmfiles/pub/planning/project-queues/feas_docs/ae2333_fea.pdf | Document Posted | https://www.pjm.com/pjmfiles/pub/planning/project-queues/impact_studies/ae2333_imp.pdf | Document Posted | https://www.pjm.com/pjmfiles/pub/planning/project-queues/facilities/ae2333_fac.pdf | Document Posted | https://www.pjm.com/pjmfiles/pub/planning/project-queues/isa/ae2_333_isa.pdf | Document Posted | N/A | https://www.pjm.com/pjmfiles/pub/planning/project-queues/csa/ae2_333_csa.pdf | Document Posted | N/A | N/A | 6/15/2025 | 4/1/2019 | N/A | N/A | 6/15/2025 |  |  | 10/31/2025 | 10/31/2025 |  | N | No
AE2-334 | Clayton-Williamstown 69 kV | Gloucester Solar I | NJ | Gloucester | Withdrawn | AEC | 44 | 44 | 26.4 |  | Capacity | Generation Interconnection | Solar |  |  | N/A | https://www.pjm.com/pjmfiles/pub/planning/project-queues/feas_docs/ae2334_fea.pdf | Document Posted | https://www.pjm.com/pjmfiles/pub/planning/project-queues/impact_studies/ae2334_imp.pdf | Document Posted | https://www.pjm.com/pjmfiles/pub/planning/project-queues/facilities/ae2334_fac.pdf | Document Posted | https://www.pjm.com/pjmfiles/pub/planning/project-queues/isa/ae2_334_isa.pdf | Document Posted | N/A | https://www.pjm.com/pjmfiles/pub/planning/project-queues/csa/ae2_334_csa.pdf | Document Posted | N/A | N/A |  | 4/1/2019 | N/A | N/A | 12/31/2026 | 3/18/2025 |  | 12/31/2026 | 12/31/2026 |  | N | No
AE2-335 | Gloucester Solar II |  | NJ | Gloucester | Withdrawn | AEC | 60 | 60 | 41.5 |  | Capacity | Generation Interconnection | Solar |  |  | N/A | https://www.pjm.com/pjmfiles/pub/planning/project-queues/feas_docs/ae2335_fea.pdf | Document Posted | https://www.pjm.com/pjmfiles/pub/planning/project-queues/impact_studies/ae2335_imp.pdf | Document Posted |  |  | N/A |  | N/A |  |  | N/A | N/A |  | 3/31/2019 | N/A | N/A |  | 3/31/2020 |  | 6/30/2022 |  |  | N | No
AE2-336 | St. Barnabas 13 kV |  | MD | Prince George's | Withdrawn | PEPCO | 4.6 | 4.6 | 1.932 |  | Capacity | Generation Interconnection | Solar |  |  | N/A | https://www.pjm.com/pjmfiles/pub/planning/project-queues/feas_docs/ae2336_fea.pdf | Document Posted |  |  |  |  | N/A |  | N/A |  |  | N/A | N/A |  | 3/31/2019 | N/A | N/A |  | 9/6/2019 |  | 12/31/2020 |  |  | N | No
AE2-337 | St. Barnabas 13 kV |  | MD | Prince George's | Withdrawn | PEPCO | 2.4 | 2.4 | 1.008 |  | Capacity | Generation Interconnection | Solar |  |  | N/A | https://www.pjm.com/pjmfiles/pub/planning/project-queues/feas_docs/ae2337_fea.pdf | Document Posted |  |  |  |  | N/A |  | N/A |  |  | N/A | N/A |  | 3/31/2019 | N/A | N/A |  | 9/6/2019 |  | 12/31/2020 |  |  | N | No
AE2-338 | Avon 138 kV |  | KY | Fayette | Withdrawn | EKPC | 20.3 | 20.3 | 81.2 |  | Capacity | Generation Interconnection | Storage |  |  | N/A |  | Withdrawn |  |  |  |  | N/A |  | N/A |  |  | N/A | N/A |  | 3/31/2019 | N/A | N/A |  | 4/22/2019 |  | 12/1/2022 |  |  | N | No
AE2-339 | Avon 138 kV | Grassy Plains | KY | Fayette | Engineering and Procurement | EKPC | 40 | 40 | 26.8 |  | Capacity | Generation Interconnection | Solar |  |  | N/A | https://www.pjm.com/pjmfiles/pub/planning/project-queues/feas_docs/ae2339_fea.pdf | Document Posted | https://www.pjm.com/pjmfiles/pub/planning/project-queues/impact_studies/ae2339_imp.htm | Document Posted | https://www.pjm.com/pjmfiles/pub/planning/project-queues/facilities/ae2339_fac.pdf | Document Posted | https://www.pjm.com/pjmfiles/pub/planning/project-queues/gia/ae2_339_gia.pdf | Document Posted | N/A |  |  | N/A | N/A | 4/1/2027 | 3/31/2019 | N/A | N/A | 5/17/2027 |  |  | 6/30/2027 | 6/30/2027 |  | N | No
AE2-340 | Sandwich-Plano |  | IL | Kendall | Withdrawn | ComEd | 52.2 | 52.2 | 208.8 |  | Capacity | Generation Interconnection | Storage |  |  | N/A |  | Withdrawn |  |  |  |  | N/A |  | N/A |  |  | N/A | N/A |  | 3/31/2019 | N/A | N/A |  | 4/29/2019 |  | 12/1/2022 |  |  | N | No
AE2-341 - moved to TC1 | Sandwich-Plano 138 kV |  | IL | Kendall | Active | ComEd | 150 | 150 | 100.6 |  | Capacity | Generation Interconnection | Solar |  |  | N/A | https://www.pjm.com/pjmfiles/pub/planning/project-queues/feas_docs/ae2341_fea.pdf | Document Posted | https://www.pjm.com/pjmfiles/pub/planning/project-queues/impact_studies/ae2341_imp.pdf | Document Posted |  | In Progress | N/A |  | N/A |  |  | N/A | N/A |  | 3/31/2019 | N/A | N/A |  |  |  | 12/1/2022 |  |  | N | No
AE2-342 | Woodstock 69 kV | Woodstock Solar | OH | Champaign | Engineering and Procurement | Dayton | 40 | 40 | 26.8 |  | Capacity | Generation Interconnection | Solar |  |  | N/A | https://www.pjm.com/pjmfiles/pub/planning/project-queues/feas_docs/ae2342_fea.pdf | Document Posted | https://www.pjm.com/pjmfiles/pub/planning/project-queues/impact_studies/ae2342_imp.pdf | Document Posted | https://www.pjm.com/pjmfiles/pub/planning/project-queues/facilities/ae2342_fac.pdf | Document Posted | https://www.pjm.com/pjmfiles/pub/planning/project-queues/isa/ae2_342_isa.pdf | Document Posted | N/A | https://www.pjm.com/pjmfiles/pub/planning/project-queues/csa/ae2_342_csa.pdf | Document Posted | N/A | N/A | 4/24/2026 | 3/31/2019 | N/A | N/A | 4/27/2026 |  |  | 9/30/2025 | 9/30/2025 |  | N | No
AE2-343 | Andover (Maysville) 69 kV II | Welcome Solar III, LLC | PA | Crawford | Under Construction | ATSI | 17.9 | 17.9 | 12.3 |  | Capacity | Generation Interconnection | Solar; Storage |  |  | N/A | https://www.pjm.com/pjmfiles/pub/planning/project-queues/feas_docs/ae2343_fea.pdf | Document Posted | https://www.pjm.com/pjmfiles/pub/planning/project-queues/impact_studies/ae2343_imp.pdf | Document Posted | https://www.pjm.com/pjmfiles/pub/planning/project-queues/facilities/ae2343_fac.pdf | Document Posted | https://www.pjm.com/pjmfiles/pub/planning/project-queues/isa/ae2_343_isa.pdf | Document Posted | N/A | https://www.pjm.com/pjmfiles/pub/planning/project-queues/csa/ae2_343_csa.pdf | Document Posted | N/A | N/A | 5/29/2026 | 4/1/2019 | N/A | N/A | 7/30/2026 |  |  | 6/5/2024 | 6/5/2024 |  | N | No
AE2-344 | Edinboro South-Venango Junction 115 kV | Shorebird Solar | PA | Crawford | Suspended | PENELEC | 116.5 | 116.5 | 69.9 |  | Capacity | Generation Interconnection | Solar |  |  | N/A | https://www.pjm.com/pjmfiles/pub/planning/project-queues/feas_docs/ae2344_fea.pdf | Document Posted | https://www.pjm.com/pjmfiles/pub/planning/project-queues/impact_studies/ae2344_imp.pdf | Document Posted | https://www.pjm.com/pjmfiles/pub/planning/project-queues/facilities/ae2344_fac.pdf | Document Posted | https://www.pjm.com/pjmfiles/pub/planning/project-queues/isa/ae2_344_isa.pdf | Document Posted | N/A | https://www.pjm.com/pjmfiles/pub/planning/project-queues/csa/ae2_344_csa.pdf | Document Posted | N/A | N/A | 10/31/2025 | 3/14/2019 | N/A | N/A | 10/31/2025 |  |  | 12/31/2025 | 12/31/2025 |  | N | No
AE2-345 | Hunterstown-Texas Eastern Tap 115 kV | Granite Hill Solar | PA | Adams | Suspended | ME | 70 | 70 | 42 |  | Capacity | Generation Interconnection | Solar |  |  | N/A | https://www.pjm.com/pjmfiles/pub/planning/project-queues/feas_docs/ae2345_fea.pdf | Document Posted | https://www.pjm.com/pjmfiles/pub/planning/project-queues/impact_studies/ae2345_imp.pdf | Document Posted | https://www.pjm.com/pjmfiles/pub/planning/project-queues/facilities/ae2345_fac.pdf | Document Posted | https://www.pjm.com/pjmfiles/pub/planning/project-queues/isa/ae2_345_isa.pdf | Document Posted | N/A | https://www.pjm.com/pjmfiles/pub/planning/project-queues/csa/ae2_345_csa.pdf | Document Posted | N/A | N/A | 1/2/2026 | 3/13/2019 | N/A | N/A | 1/12/2026 |  |  | 2/1/2026 | 2/1/2026 |  | N | No
AE2-346 | Ahoskie 34.5 kV | Colice Hall Solar | NC | Hertford | In Service | Dominion | 17 | 12 | 8.4 | 12 | Capacity | Generation Interconnection | Solar |  |  | N/A | https://www.pjm.com/pjmfiles/pub/planning/project-queues/feas_docs/ae2346_fea.pdf | Document Posted | https://www.pjm.com/pjmfiles/pub/planning/project-queues/impact_studies/ae2346_imp.pdf | Document Posted |  | Not Required | https://www.pjm.com/pjmfiles/pub/planning/project-queues/isa/ae2_346_isa.pdf | Document Posted | N/A | https://www.pjm.com/pjmfiles/pub/planning/project-queues/csa/ae2_346_csa.pdf | Document Posted | N/A | N/A | 6/29/2023 | 3/29/2019 | N/A | N/A | 3/1/2023 |  |  | 9/15/2023 | 9/15/2023 | 7/6/2023 | N | No
AF1-001 | Thayerville 34.5 kV | Sand Flat Road Solar Project | MD | Garrett | Withdrawn | APS | 13.75 | 13.75 | 6.5 |  | Capacity | Generation Interconnection | Solar |  |  | N/A | https://www.pjm.com/pjmfiles/pub/planning/project-queues/feas_docs/af1001_fea.pdf | Document Posted | https://www.pjm.com/pjmfiles/pub/planning/project-queues/impact_studies/af1001_imp.pdf | Document Posted |  | Not Required | N/A | Wholesale Market Participation Agreement | https://www.pjm.com/pjmfiles/pub/planning/project-queues/wmpa/af1001_wmpa.pdf | https://www.pjm.com/pjmfiles/pub/planning/project-queues/csa/af1001_wmpa.pdf | Not Required | N/A | N/A |  | 4/1/2019 | N/A | N/A |  | 8/6/2024 |  | 2/28/2023 | 2/28/2023 |  | N | No
AF1-002 | Berwick 12.47 kV |  | PA | Luzerne | Withdrawn | PPL | 5 | 5 | 2.1 |  | Capacity | Generation Interconnection | Solar |  |  | N/A | https://www.pjm.com/pjmfiles/pub/planning/project-queues/feas_docs/af1002_fea.pdf | Document Posted |  |  |  |  | N/A |  | N/A |  |  | N/A | N/A |  | 4/1/2019 | N/A | N/A |  | 3/4/2020 |  | 3/31/2020 |  |  | N | No
AF1-003 | Hawkins Gate-Billingsley Rd 69 kV | Charles County Solar II | MD | Charles | Suspended | SMECO | 20 | 20 | 9.5 |  | Capacity | Generation Interconnection | Solar |  |  | N/A | https://www.pjm.com/pjmfiles/pub/planning/project-queues/feas_docs/af1003_fea.pdf | Document Posted | https://www.pjm.com/pjmfiles/pub/planning/project-queues/impact_studies/af1003_imp.pdf | Document Posted | https://www.pjm.com/pjmfiles/pub/planning/project-queues/facilities/af1003_fac.pdf | Document Posted | N/A | Wholesale Market Participation Agreement | https://www.pjm.com/pjmfiles/pub/planning/project-queues/wmpa/af1003_wmpa.pdf | https://www.pjm.com/pjmfiles/pub/planning/project-queues/csa/af1003_wmpa.pdf | Not Required | N/A | N/A | 4/1/2027 | 4/2/2019 | N/A | N/A | 4/1/2027 |  |  | 9/30/2027 | 9/30/2027 |  | N | No
AF1-004 | Hwy 228-Bennsville 69 kV |  | MD | Charles | Withdrawn | SMECO | 16.82 | 16.82 | 6.5 |  | Capacity | Generation Interconnection | Solar |  |  | N/A | https://www.pjm.com/pjmfiles/pub/planning/project-queues/feas_docs/af1004_fea.pdf | Document Posted | https://www.pjm.com/pjmfiles/pub/planning/project-queues/impact_studies/af1004_imp.pdf | Document Posted |  |  | N/A |  | N/A |  |  | N/A | N/A |  | 4/1/2019 | N/A | N/A |  | 10/8/2020 |  | 4/30/2021 |  |  | N | No
AF1-005 | Grayton-Ripley 69 kV | Charles County Solar I | MD | Charles | Suspended | SMECO | 20 | 20 | 9.9 |  | Capacity | Generation Interconnection | Solar |  |  | N/A | https://www.pjm.com/pjmfiles/pub/planning/project-queues/feas_docs/af1005_fea.pdf | Document Posted | https://www.pjm.com/pjmfiles/pub/planning/project-queues/impact_studies/af1005_imp.pdf | Document Posted | https://www.pjm.com/pjmfiles/pub/planning/project-queues/facilities/af1005_fac.pdf | Document Posted | N/A | Wholesale Market Participation Agreement | https://www.pjm.com/pjmfiles/pub/planning/project-queues/wmpa/af1005_wmpa.pdf | https://www.pjm.com/pjmfiles/pub/planning/project-queues/csa/af1005_wmpa.pdf | Not Required | N/A | N/A |  | 4/1/2019 | N/A | N/A |  |  |  | 9/30/2028 | 9/30/2028 |  | N | No
AF1-006 | Fairview East 34.5 kV | Erie Solar | PA | Erie | In Service | PENELEC | 20 | 20 | 12.8 | 20 | Capacity | Generation Interconnection | Solar |  |  | N/A | https://www.pjm.com/pjmfiles/pub/planning/project-queues/feas_docs/af1006_fea.pdf | Document Posted | https://www.pjm.com/pjmfiles/pub/planning/project-queues/impact_studies/af1006_imp.pdf | Document Posted |  | Not Required | N/A | Wholesale Market Participation Agreement | https://www.pjm.com/pjmfiles/pub/planning/project-queues/wmpa/af1006_wmpa.pdf | https://www.pjm.com/pjmfiles/pub/planning/project-queues/csa/af1006_wmpa.pdf | Not Required | N/A | N/A | 11/25/2024 | 4/2/2019 | N/A | N/A | 1/9/2025 |  |  | 12/31/2024 | 12/31/2024 | 1/29/2025 | N | No
AF1-007 | Indian River 230 kV I | Maryland Offshore Wind Energy Project (MOWEP) | DE | Sussex | Engineering and Procurement | DPL | 255.1 | 7.3 | 1.9 |  | Capacity | Generation Interconnection | Offshore Wind |  |  | N/A | https://www.pjm.com/pjmfiles/pub/planning/project-queues/feas_docs/af1007_fea.pdf | Document Posted | https://www.pjm.com/pjmfiles/pub/planning/project-queues/impact_studies/af1007_imp.pdf | Document Posted | https://www.pjm.com/pjmfiles/pub/planning/project-queues/facilities/af1007_fac.pdf | Document Posted | https://www.pjm.com/pjmfiles/pub/planning/project-queues/isa/af1_007_isa.pdf | Document Posted | N/A | https://www.pjm.com/pjmfiles/pub/planning/project-queues/csa/af1_007_csa.pdf | Document Posted | N/A | N/A | 8/1/2029 | 4/1/2019 | N/A | N/A | 10/29/2029 |  |  | 12/31/2027 | 12/31/2027 |  | N | No
AF1-008 | CPV NJ Solar |  | NJ | Morris | Withdrawn | JCPL | 20 | 20 | 8.4 |  | Capacity | Generation Interconnection | Solar |  |  | N/A |  | Withdrawn |  |  |  |  | N/A |  | N/A |  |  | N/A | N/A |  | 4/2/2019 | N/A | N/A |  | 5/6/2019 |  | 12/31/2019 |  |  | N | No
AF1-009 | Dixon-McGirr |  | IL | Lee | Withdrawn | ComEd | 125 | 25 | 5 |  | Capacity | Generation Interconnection | Storage |  |  | N/A | https://www.pjm.com/pjmfiles/pub/planning/project-queues/feas_docs/af1009_fea.pdf | Document Posted | https://www.pjm.com/pjmfiles/pub/planning/project-queues/impact_studies/af1009_imp.pdf | Document Posted |  |  | N/A |  | N/A |  |  | N/A | N/A |  | 4/2/2019 | N/A | N/A |  | 10/8/2020 |  | 12/31/2021 |  |  | N | No
AF1-010 | Schauff Road |  | IL | Lee | Withdrawn | ComEd | 30 | 30 | 30 |  | Capacity | Generation Interconnection | Solar |  |  | N/A | https://www.pjm.com/pjmfiles/pub/planning/project-queues/feas_docs/af1010_fea.pdf | Document Posted |  |  |  |  | N/A |  | N/A |  |  | N/A | N/A |  | 4/2/2019 | N/A | N/A |  | 3/9/2020 |  | 12/31/2021 |  |  | N | No
AF1-011 | Schauff Road |  | IL | Lee | Withdrawn | ComEd | 255 | 30 | 30 |  | Capacity | Generation Interconnection | Storage |  |  | N/A | https://www.pjm.com/pjmfiles/pub/planning/project-queues/feas_docs/af1011_fea.pdf | Document Posted | https://www.pjm.com/pjmfiles/pub/planning/project-queues/impact_studies/af1011_imp.pdf | Document Posted |  |  | N/A |  | N/A |  |  | N/A | N/A |  | 4/2/2019 | N/A | N/A |  | 9/29/2020 |  | 9/30/2021 |  |  | N | No
AF1-012 | Electric Junc-Nelson |  | IL | Lee | Withdrawn | ComEd | 175 | 175 | 105 |  | Capacity | Generation Interconnection | Solar |  |  | N/A | https://www.pjm.com/pjmfiles/pub/planning/project-queues/feas_docs/af1012_fea.pdf | Document Posted | https://www.pjm.com/pjmfiles/pub/planning/project-queues/impact_studies/af1012_imp.pdf | Document Posted |  | Withdrawn | N/A |  | N/A |  |  | N/A | N/A |  | 4/2/2019 | N/A | N/A |  | 10/13/2023 |  | 9/30/2022 |  |  | N | No
AF1-013 | Dixon-McGirr |  | IL | Lee | Withdrawn | ComEd | 25 | 25 | 0 |  | Energy | Generation Interconnection | Storage |  |  | N/A | https://www.pjm.com/pjmfiles/pub/planning/project-queues/feas_docs/af1013_fea.pdf | Document Posted |  |  |  |  | N/A |  | N/A |  |  | N/A | N/A |  | 4/2/2019 | N/A | N/A |  | 3/9/2020 |  | 12/1/2020 |  |  | N | No
AF1-014 | Harmony Village-Shackleford 115 kV | Walnut Solar I | VA | King and Queen | Under Construction | Dominion | 149.9 | 19.9 | 7.2 |  | Capacity | Generation Interconnection | Solar |  |  | N/A | https://www.pjm.com/pjmfiles/pub/planning/project-queues/feas_docs/af1014_fea.pdf | Document Posted | https://www.pjm.com/pjmfiles/pub/planning/project-queues/impact_studies/af1014_imp.pdf | Document Posted |  | Not Required | https://www.pjm.com/pjmfiles/pub/planning/project-queues/isa/af1_014_isa.pdf | Document Posted | N/A | https://www.pjm.com/pjmfiles/pub/planning/project-queues/csa/af1_014_csa.pdf | Document Posted | N/A | N/A |  | 4/4/2019 | N/A | N/A | 10/28/2025 |  |  | 7/14/2026 | 7/14/2026 |  | N | No
AF1-015 | Easton-Steele 138 kV II | Crockett Solar Project | MD | Talbot | Suspended | DPL | 59 | 15 | 6.3 |  | Capacity | Generation Interconnection | Solar |  |  | N/A | https://www.pjm.com/pjmfiles/pub/planning/project-queues/feas_docs/af1015_fea.pdf | Document Posted | https://www.pjm.com/pjmfiles/pub/planning/project-queues/impact_studies/af1015_imp.pdf | Document Posted |  | Not Required | https://www.pjm.com/pjmfiles/pub/planning/project-queues/isa/af1_015_isa.pdf | Document Posted | N/A | https://www.pjm.com/pjmfiles/pub/planning/project-queues/csa/af1_015_csa.pdf | Document Posted | N/A | N/A |  | 4/3/2019 | N/A | N/A | 3/31/2026 |  |  | 3/31/2026 | 3/31/2026 |  | N | No
AF1-016 | Suffolk 115 kV |  | VA | City of Suffolk | Withdrawn | Dominion | 71 | 20 | 7.72 |  | Capacity | Generation Interconnection | Solar |  |  | N/A | https://www.pjm.com/pjmfiles/pub/planning/project-queues/feas_docs/af1016_fea.pdf | Document Posted | https://www.pjm.com/pjmfiles/pub/planning/project-queues/impact_studies/af1016_imp.pdf | Document Posted |  |  | N/A |  | N/A |  |  | N/A | N/A |  | 4/3/2019 | N/A | N/A |  | 2/20/2020 |  | 11/30/2021 |  |  | N | No
AF1-017 | Myrtle-Windsor 115 kV | Knoxville Solar | VA | Isle of Wight | Engineering and Procurement | Dominion | 91 | 20 | 7.6 |  | Capacity | Generation Interconnection | Solar |  |  | N/A | https://www.pjm.com/pjmfiles/pub/planning/project-queues/feas_docs/af1017_fea.pdf | Document Posted | https://www.pjm.com/pjmfiles/pub/planning/project-queues/impact_studies/af1017_imp.pdf | Document Posted |  | Not Required | https://www.pjm.com/pjmfiles/pub/planning/project-queues/isa/af1_017_isa.pdf | Document Posted | N/A | https://www.pjm.com/pjmfiles/pub/planning/project-queues/csa/af1_017_csa.pdf | Document Posted | N/A | N/A | 6/15/2027 | 4/3/2019 | N/A | N/A | 6/22/2027 |  |  | 12/1/2027 | 12/1/2027 |  | N | No
AF1-018 | Harmony Village 230 kV | Drake Storage | VA | Middlesex | Suspended | Dominion | 80 | 40 | 40 |  | Capacity | Generation Interconnection | Storage |  |  | N/A | https://www.pjm.com/pjmfiles/pub/planning/project-queues/feas_docs/af1018_fea.pdf | Document Posted | https://www.pjm.com/pjmfiles/pub/planning/project-queues/impact_studies/af1018_imp.pdf | Document Posted | https://www.pjm.com/pjmfiles/pub/planning/project-queues/facilities/af1018_fac.pdf | Document Posted | https://www.pjm.com/pjmfiles/pub/planning/project-queues/isa/af1_018_isa.pdf | Document Posted | N/A | https://www.pjm.com/pjmfiles/pub/planning/project-queues/csa/af1_018_csa.pdf | Document Posted | N/A | N/A |  | 4/3/2019 | N/A | N/A | 2/1/2026 |  |  | 3/1/2026 | 3/1/2026 |  | N | No
AF1-019 | Branchville-Holiday Lakes 34.5 kV | Viridity Energy Solutions Montague Storage | NJ | Sussex | In Service | JCPL | 20 | 20 | 0 | 20 | Energy | Generation Interconnection | Storage |  |  | N/A | https://www.pjm.com/pjmfiles/pub/planning/project-queues/feas_docs/af1019_fea.pdf | Document Posted | https://www.pjm.com/pjmfiles/pub/planning/project-queues/impact_studies/af1019_imp.htm | Document Posted | https://www.pjm.com/pjmfiles/pub/planning/project-queues/facilities/af1019_fac.pdf | Document Posted | https://www.pjm.com/pjmfiles/pub/planning/project-queues/isa/af1_019_isa.pdf | Document Posted | N/A | https://www.pjm.com/pjmfiles/pub/planning/project-queues/csa/af1_019_csa.pdf | Document Posted | N/A | N/A | 10/18/2024 | 4/6/2019 | N/A | N/A | 10/22/2024 |  |  | 1/31/2025 | 1/31/2025 | 12/20/2024 | N | No
AF1-021 | Bethelboro-Connellsville #1 25 kV | Dunbar Solar | PA | Fayette | In Service | APS | 14 | 14 | 8.4 | 14 | Capacity | Generation Interconnection | Solar |  |  | N/A | https://www.pjm.com/pjmfiles/pub/planning/project-queues/feas_docs/af1021_fea.pdf | Document Posted | https://www.pjm.com/pjmfiles/pub/planning/project-queues/impact_studies/af1021_imp.pdf | Document Posted |  | Not Required | N/A | Wholesale Market Participation Agreement | https://www.pjm.com/pjmfiles/pub/planning/project-queues/wmpa/af1021_wmpa.pdf | https://www.pjm.com/pjmfiles/pub/planning/project-queues/csa/af1021_wmpa.pdf | Not Required | N/A | N/A | 8/20/2024 | 4/17/2019 | N/A | N/A | 10/8/2024 |  |  | 11/29/2024 | 11/29/2024 | 10/18/2024 | N | No
AF1-022 | Lake Lynn-Uniontown 25 kV | Gans Solar Farm | PA | Fayette | In Service | APS | 14 | 14 | 8.4 | 14 | Capacity | Generation Interconnection | Solar |  |  | N/A | https://www.pjm.com/pjmfiles/pub/planning/project-queues/feas_docs/af1022_fea.pdf | Document Posted | https://www.pjm.com/pjmfiles/pub/planning/project-queues/impact_studies/af1022_imp.pdf | Document Posted |  | Not Required | N/A | Wholesale Market Participation Agreement | https://www.pjm.com/pjmfiles/pub/planning/project-queues/wmpa/af1022_wmpa.pdf | https://www.pjm.com/pjmfiles/pub/planning/project-queues/csa/af1022_wmpa.pdf | Not Required | N/A | N/A | 10/21/2024 | 4/17/2019 | N/A | N/A | 10/31/2024 |  |  | 11/29/2024 | 11/29/2024 | 12/3/2024 | N | No
AF1-023 | Atlantic-Red Bank 34 kV II | Hamilton Road Solar | NJ | Monmouth | In Service | JCPL | 20 | 0 | 8.4 | 0 | Capacity | Generation Interconnection | Solar |  |  | N/A | https://www.pjm.com/pjmfiles/pub/planning/project-queues/feas_docs/af1023_fea.pdf | Document Posted | https://www.pjm.com/pjmfiles/pub/planning/project-queues/impact_studies/af1023_imp.pdf | Document Posted |  | Not Required | https://www.pjm.com/pjmfiles/pub/planning/project-queues/isa/af1_023_isa.pdf | Document Posted | N/A |  | Not Required | N/A | N/A |  | 4/18/2019 | N/A | N/A |  |  |  | 9/1/2023 | 9/1/2023 | 8/6/2020 | N | No
AF1-024 | Freeland Municipal Authority |  | PA | Adams | Withdrawn | PPL | 19.9 | 19.9 | 9.7 |  | Capacity | Generation Interconnection | Solar |  |  | N/A |  | Withdrawn |  |  |  |  | N/A |  | N/A |  |  | N/A | N/A |  | 5/1/2019 | N/A | N/A |  | 5/21/2019 |  | 12/31/2021 |  |  | N | No
AF1-026 | Edge Road Battery Storage (CIRs) | Alpha Battery Storage Facility | NJ | Warren | In Service | JCPL | 20 | 0 | 2 |  | Capacity | Generation Interconnection | Storage |  |  | N/A | https://www.pjm.com/pjmfiles/pub/planning/project-queues/feas_docs/af1026_fea.pdf | Document Posted | https://www.pjm.com/pjmfiles/pub/planning/project-queues/impact_studies/af1026_imp.pdf | Document Posted |  | Not Required | https://www.pjm.com/pjmfiles/pub/planning/project-queues/isa/af1_026_isa.pdf | Document Posted | N/A |  | Not Required | N/A | N/A |  | 5/6/2019 | N/A | N/A |  |  |  | 9/1/2023 | 9/1/2023 | 9/21/2020 | N | No
AF1-027 | Plumsted 537 Energy Storage (CIRs) | Plumsted Energy Storage Facility | NJ | Ocean | In Service | JCPL | 20 | 0 | 2 |  | Capacity | Generation Interconnection | Storage |  |  | N/A | https://www.pjm.com/pjmfiles/pub/planning/project-queues/feas_docs/af1027_fea.pdf | Document Posted | https://www.pjm.com/pjmfiles/pub/planning/project-queues/impact_studies/af1027_imp.pdf | Document Posted |  | Not Required | https://www.pjm.com/pjmfiles/pub/planning/project-queues/isa/af1_027_isa.pdf | Document Posted | N/A |  | Not Required | N/A | N/A |  | 5/6/2019 | N/A | N/A |  |  |  | 9/1/2023 | 9/1/2023 | 9/21/2020 | N | No
AF1-028 | Endless Caverns 115 kV | Prospect Power | VA | Rockingham | Engineering and Procurement | Dominion | 200 | 200 | 200 |  | Capacity | Generation Interconnection | Storage |  |  | N/A | https://www.pjm.com/pjmfiles/pub/planning/project-queues/feas_docs/af1028_fea.pdf | Document Posted | https://www.pjm.com/pjmfiles/pub/planning/project-queues/impact_studies/af1028_imp.pdf | Document Posted | https://www.pjm.com/pjmfiles/pub/planning/project-queues/facilities/af1028_fac.pdf | Document Posted | https://www.pjm.com/pjmfiles/pub/planning/project-queues/isa/af1_028_isa.pdf | Document Posted | N/A | https://www.pjm.com/pjmfiles/pub/planning/project-queues/csa/af1_028_csa.pdf | Document Posted | N/A | N/A | 12/1/2025 | 5/13/2019 | N/A | N/A | 1/2/2026 |  |  | 2/1/2026 | 2/1/2026 |  | N | No
AF1-029 | Cavett Switch - West Van Wert 69 kV |  | OH | Van Wert | Withdrawn | AEP | 75 | 25 | 15 |  | Capacity | Generation Interconnection | Solar |  |  | N/A | https://www.pjm.com/pjmfiles/pub/planning/project-queues/feas_docs/af1029_fea.pdf | Document Posted | https://www.pjm.com/pjmfiles/pub/planning/project-queues/impact_studies/af1029_imp.htm | Document Posted |  | Withdrawn | N/A |  | N/A |  |  | N/A | N/A |  | 5/14/2019 | N/A | N/A |  | 8/21/2023 |  | 12/31/2021 |  |  | N | No
AF1-030 - moved to TC1 | Sandwich-Plano 138 kV |  | IL | Kendall | Active | ComEd | 250 | 100 | 66.9 |  | Capacity | Generation Interconnection | Solar |  |  | N/A | https://www.pjm.com/pjmfiles/pub/planning/project-queues/feas_docs/af1030_fea.pdf | Document Posted | https://www.pjm.com/pjmfiles/pub/planning/project-queues/impact_studies/af1030_imp.pdf | Document Posted |  | In Progress | N/A |  | N/A |  |  | N/A | N/A |  | 5/17/2019 | N/A | N/A |  |  |  | 12/1/2022 |  |  | N | No
AF1-031 | Kings Dominion DP 115 kV |  | VA | Caroline | Withdrawn | Dominion | 93.5 | 93.5 | 60.69 |  | Capacity | Generation Interconnection | Solar |  |  | N/A | https://www.pjm.com/pjmfiles/pub/planning/project-queues/feas_docs/af1031_fea.pdf | Document Posted | https://www.pjm.com/pjmfiles/pub/planning/project-queues/impact_studies/af1031_imp.pdf | Document Posted |  | Withdrawn | N/A |  | N/A |  |  | N/A | N/A |  | 5/17/2019 | N/A | N/A |  | 5/26/2022 |  | 12/31/2022 |  |  | N | No
AF1-032 | Suffolk 34.5 kV | Stratford Solar Center | VA | City of Suffolk | In Service | Dominion | 15 | 15 | 9.8 | 15 | Capacity | Generation Interconnection | Solar |  |  | N/A | https://www.pjm.com/pjmfiles/pub/planning/project-queues/feas_docs/af1032_fea.pdf | Document Posted | https://www.pjm.com/pjmfiles/pub/planning/project-queues/impact_studies/af1032_imp.pdf | Document Posted |  | Not Required | N/A | Wholesale Market Participation Agreement | https://www.pjm.com/pjmfiles/pub/planning/project-queues/wmpa/af1032_wmpa.pdf | https://www.pjm.com/pjmfiles/pub/planning/project-queues/csa/af1032_wmpa.pdf | Not Required | N/A | N/A |  | 5/18/2019 | N/A | N/A | 2/28/2023 |  |  | 2/28/2023 | 2/28/2023 | 1/4/2023 | N | No
AF1-033 | Poolesville 34 kV | Surry Solar Center | VA | Surry | Withdrawn | Dominion | 20 | 20 | 13.2 |  | Capacity | Generation Interconnection | Solar |  |  | N/A | https://www.pjm.com/pjmfiles/pub/planning/project-queues/feas_docs/af1033_fea.pdf | Document Posted | https://www.pjm.com/pjmfiles/pub/planning/project-queues/impact_studies/af1033_imp.pdf | Document Posted |  | Not Required | N/A | Wholesale Market Participation Agreement | https://www.pjm.com/pjmfiles/pub/planning/project-queues/wmpa/af1033_wmpa.pdf | https://www.pjm.com/pjmfiles/pub/planning/project-queues/csa/af1033_wmpa.pdf | Not Required | N/A | N/A |  | 5/17/2019 | N/A | N/A | 2/29/2024 | 8/17/2023 |  | 2/28/2023 | 2/28/2023 |  | N | No
AF1-034 | Clinton-Stuart 345 kV |  | OH | Highland | Withdrawn | Dayton | 300 | 300 | 180 |  | Capacity | Generation Interconnection | Solar |  |  | N/A |  | Withdrawn |  |  |  |  | N/A |  | N/A |  |  | N/A | N/A |  | 5/22/2019 | N/A | N/A |  | 6/12/2019 |  | 11/1/2021 |  |  | N | No
AF1-035 | Clinton-Stuart 345 kV |  | OH | Highland | Withdrawn | Dayton | 100 | 100 | 60 |  | Capacity | Generation Interconnection | Solar |  |  | N/A |  | Withdrawn | [5 empty] | Withdrawn | N/A |  |  | N/A | N/A |  | 5/22/2019 | N/A | N/A |  | 6/12/2019 |  | 11/1/2021 |  |  | N | No
AF1-036 | Carville 138 kV III | Concho Solar I | MD | Queen Anne's | Suspended | DPL | 86 | 20 | 8.4 |  | Capacity | Generation Interconnection | Solar |  |  | N/A | https://www.pjm.com/pjmfiles/pub/planning/project-queues/feas_docs/af1036_fea.pdf | Document Posted | https://www.pjm.com/pjmfiles/pub/planning/project-queues/impact_studies/af1036_imp.pdf | Document Posted |  | Not Required | https://www.pjm.com/pjmfiles/pub/planning/project-queues/isa/af1_036_isa.pdf | Document Posted | N/A | https://www.pjm.com/pjmfiles/pub/planning/project-queues/csa/af1_036_csa.pdf | Document Posted | N/A | N/A |  | 5/24/2019 | N/A | N/A | 6/3/2027 |  |  | 6/3/2024 | 6/3/2024 |  | N | No
AF1-037 | C.P. Crane 115 kV |  | MD | Baltimore County | Withdrawn | BGE | 200 | 200 | 200 |  | Capacity | Generation Interconnection | Storage |  |  | N/A | https://www.pjm.com/pjmfiles/pub/planning/project-queues/feas_docs/af1037_fea.pdf | Document Posted |  |  |  |  | N/A |  | N/A |  |  | N/A | N/A |  | 5/31/2019 | N/A | N/A |  | 3/9/2020 |  | 6/1/2021 |  |  | N | No
AF1-038 | Sewellton Jct-Webbs Crossroads 69 kV | Mt Olive Creek Solar | KY | Russell | Engineering and Procurement | EKPC | 60 | 60 | 36 |  | Capacity | Generation Interconnection | Solar |  |  | N/A | https://www.pjm.com/pjmfiles/pub/planning/project-queues/feas_docs/af1038_fea.pdf | Document Posted | https://www.pjm.com/pjmfiles/pub/planning/project-queues/impact_studies/af1038_imp.pdf | Document Posted | https://www.pjm.com/pjmfiles/pub/planning/project-queues/facilities/af1038_fac.pdf | Document Posted | https://www.pjm.com/pjmfiles/pub/planning/project-queues/isa/af1_038_isa.pdf | Document Posted | N/A | https://www.pjm.com/pjmfiles/pub/planning/project-queues/csa/af1_038_csa.pdf | Document Posted | N/A | N/A | 6/30/2026 | 6/8/2019 | N/A | N/A | 7/30/2026 |  |  | 9/30/2026 | 9/30/2026 |  | N | No
AF1-039 | Listonburg-Highpoint 24.9 kV | Listonburg Solar | PA | Somerset | In Service | PENELEC | 15 | 15 | 9 | 15 | Capacity | Generation Interconnection | Solar |  |  | N/A | https://www.pjm.com/pjmfiles/pub/planning/project-queues/feas_docs/af1039_fea.pdf | Document Posted | https://www.pjm.com/pjmfiles/pub/planning/project-queues/impact_studies/af1039_imp.pdf | Document Posted |  | Not Required | N/A | Wholesale Market Participation Agreement | https://www.pjm.com/pjmfiles/pub/planning/project-queues/wmpa/af1039_wmpa.pdf | https://www.pjm.com/pjmfiles/pub/planning/project-queues/csa/af1039_wmpa.pdf | Not Required | N/A | N/A | 10/17/2024 | 6/7/2019 | N/A | N/A | 12/9/2024 |  |  | 10/31/2024 | 10/31/2024 | 12/26/2024 | N | No
AF1-040 | Gratz Tap 69 kV | Momentum Gratz | PA | Dauphin | Suspended | PPL | 20 | 20 | 1 |  | Capacity | Generation Interconnection | Storage |  |  | N/A | https://www.pjm.com/pjmfiles/pub/planning/project-queues/feas_docs/af1040_fea.pdf | Document Posted | https://www.pjm.com/pjmfiles/pub/planning/project-queues/impact_studies/af1040_imp.pdf | Document Posted | https://www.pjm.com/pjmfiles/pub/planning/project-queues/facilities/af1040_fac.pdf | Document Posted | https://www.pjm.com/pjmfiles/pub/planning/project-queues/isa/af1_040_isa.pdf | Document Posted | N/A | https://www.pjm.com/pjmfiles/pub/planning/project-queues/csa/af1_040_csa.pdf | Document Posted | N/A | N/A |  | 6/15/2019 | N/A | N/A |  |  |  | 9/6/2024 | 9/6/2024 |  | N | No
AF1-041 | Absecon 12.47 kV | Pear Street Solar | NJ | Atlantic | In Service | AEC | 2.4 | 2.4 | 0 | 2.4 | Energy | Generation Interconnection | Solar |  |  | N/A | https://www.pjm.com/pjmfiles/pub/planning/project-queues/feas_docs/af1041_fea.pdf | Document Posted | https://www.pjm.com/pjmfiles/pub/planning/project-queues/impact_studies/af1041_imp.pdf | Document Posted |  | Not Required | N/A | Wholesale Market Participation Agreement | https://www.pjm.com/pjmfiles/pub/planning/project-queues/wmpa/af1041_wmpa.pdf | https://www.pjm.com/pjmfiles/pub/planning/project-queues/csa/af1041_wmpa.pdf | Not Required | N/A | N/A |  | 6/18/2019 | N/A | N/A |  |  |  | 3/3/2022 | 3/3/2022 | 5/8/2020 | N | No
AF1-042 | Garner DP-Lancaster 115 kV | Waller Solar I | VA | Lancaster | Engineering and Procurement | Dominion | 131 | 45 | 17.1 |  | Capacity | Generation Interconnection | Solar |  |  | N/A | https://www.pjm.com/pjmfiles/pub/planning/project-queues/feas_docs/af1042_fea.pdf | Document Posted | https://www.pjm.com/pjmfiles/pub/planning/project-queues/impact_studies/af1042_imp.pdf | Document Posted | https://www.pjm.com/pjmfiles/pub/planning/project-queues/facilities/af1042_fac.pdf | Document Posted | https://www.pjm.com/pjmfiles/pub/planning/project-queues/gia/af1_042_gia.pdf | Document Posted | N/A | https://www.pjm.com/pjmfiles/pub/planning/project-queues/csa/af1_042_csa.pdf | Document Posted | N/A | N/A |  | 6/24/2019 | N/A | N/A | 12/27/2027 |  |  | 12/31/2027 | 12/31/2027 |  | N | No
AF1-043 | Moshannon-East Towanda 230 kV |  | PA | Clinton | Withdrawn | PENELEC | 640 | 92 | 105 |  | Capacity | Generation Interconnection | Natural Gas |  |  | N/A | https://www.pjm.com/pjmfiles/pub/planning/project-queues/feas_docs/af1043_fea.pdf | Document Posted |  | Withdrawn |  |  | N/A |  | N/A |  |  | N/A | N/A |  | 6/28/2019 | N/A | N/A |  | 4/20/2023 |  | 1/1/2023 |  |  | N | No
AF1-044 | Wye Mills-Longwood 69 kV |  | MD | Allegany | Withdrawn | DPL | 45 | 45 | 18.9 |  | Capacity | Generation Interconnection | Solar |  |  | N/A | https://www.pjm.com/pjmfiles/pub/planning/project-queues/feas_docs/af1044_fea.pdf | Document Posted |  |  |  |  | N/A |  | N/A |  |  | N/A | N/A |  | 6/28/2019 | N/A | N/A |  | 2/7/2020 |  | 11/30/2021 |  |  | N | No
AF1-045 | Cedarville-Ford 138 kV | Clermont County Solar Project | OH | Clermont | Suspended | DEOK | 152.2 | 52.2 | 31.3 |  | Capacity | Generation Interconnection | Storage |  |  | N/A | https://www.pjm.com/pjmfiles/pub/planning/project-queues/feas_docs/af1045_fea.pdf | Document Posted | https://www.pjm.com/pjmfiles/pub/planning/project-queues/impact_studies/af1045_imp.pdf | Document Posted | https://www.pjm.com/pjmfiles/pub/planning/project-queues/facilities/af1045_fac.pdf | Document Posted | https://www.pjm.com/pjmfiles/pub/planning/project-queues/isa/af1_045_isa.pdf | Document Posted | N/A | https://www.pjm.com/pjmfiles/pub/planning/project-queues/csa/af1_045_csa.pdf | Document Posted | N/A | N/A | 9/1/2024 | 6/29/2019 | N/A | N/A | 10/1/2024 |  |  | 12/31/2025 | 12/31/2025 |  | N | No
AF1-046 | Twin Branch-Guardian 138 kV |  | IN | Elkhart | Withdrawn | AEP | 152.2 | 52.2 | 31.32 |  | Capacity | Generation Interconnection | Storage |  |  | N/A | https://www.pjm.com/pjmfiles/pub/planning/project-queues/feas_docs/af1046_fea.pdf | Document Posted | https://www.pjm.com/pjmfiles/pub/planning/project-queues/impact_studies/af1046_imp.pdf | Document Posted |  | Withdrawn | N/A |  | N/A |  |  | N/A | N/A |  | 6/28/2019 | N/A | N/A |  | 9/14/2023 |  | 12/1/2023 |  |  | N | No
AF1-047 | Mark Center 69 kV |  | OH | Defiance | Withdrawn | AEP | 94.8 | 34.8 | 20.88 |  | Capacity | Generation Interconnection | Storage |  |  | N/A | https://www.pjm.com/pjmfiles/pub/planning/project-queues/feas_docs/af1047_fea.pdf | Document Posted | https://www.pjm.com/pjmfiles/pub/planning/project-queues/impact_studies/af1047_imp.pdf | Document Posted |  | Withdrawn | N/A |  | N/A |  |  | N/A | N/A |  | 6/28/2019 | N/A | N/A |  | 9/14/2023 |  | 12/1/2023 |  |  | N | No
AF1-048 - moved to TC1 | Belvidere-Marengo |  | IL | McHenry | Withdrawn | ComEd | 152.2 | 52.2 | 31.32 |  | Capacity | Generation Interconnection | Storage |  |  | N/A | https://www.pjm.com/pjmfiles/pub/planning/project-queues/feas_docs/af1048_fea.pdf | Document Posted | https://www.pjm.com/pjmfiles/pub/planning/project-queues/impact_studies/af1048_imp.pdf | Document Posted |  | Withdrawn | N/A |  | N/A |  |  | N/A | N/A |  | 6/28/2019 | N/A | N/A |  | 1/22/2025 |  | 12/1/2023 |  |  | N | No
AF1-049 | Berry Hill 138 kV | Southern Virginia Solar | VA | Pittsylvania | Under Construction | AEP | 125 | 125 | 75 |  | Capacity | Generation Interconnection | Solar |  |  | N/A | https://www.pjm.com/pjmfiles/pub/planning/project-queues/feas_docs/af1049_fea.pdf | Document Posted | https://www.pjm.com/pjmfiles/pub/planning/project-queues/impact_studies/af1049_imp.htm | Document Posted | https://www.pjm.com/pjmfiles/pub/planning/project-queues/facilities/af1049_fac.pdf | Document Posted | https://www.pjm.com/pjmfiles/pub/planning/project-queues/gia/af1_049_gia.pdf | Document Posted | N/A |  |  | N/A | N/A | 12/31/2026 | 7/12/2019 | N/A | N/A | 1/31/2027 |  |  | 3/30/2027 | 3/30/2027 |  | N | No
AF1-050 | Summer Shade - Green County 161 kV | Horseshoe Bend Solar | KY | Green | Engineering and Procurement | EKPC | 60 | 60 | 36 |  | Capacity | Generation Interconnection | Solar |  |  | N/A | https://www.pjm.com/pjmfiles/pub/planning/project-queues/feas_docs/af1050_fea.pdf | Document Posted | https://www.pjm.com/pjmfiles/pub/planning/project-queues/impact_studies/af1050_imp.pdf | Document Posted | https://www.pjm.com/pjmfiles/pub/planning/project-queues/facilities/af1050_fac.pdf | Document Posted | https://www.pjm.com/pjmfiles/pub/planning/project-queues/isa/af1_050_isa.pdf | Document Posted | N/A | https://www.pjm.com/pjmfiles/pub/planning/project-queues/csa/af1_050_csa.pdf | Document Posted | N/A | N/A | 8/31/2026 | 7/14/2019 | N/A | N/A | 9/15/2026 |  |  | 11/30/2026 | 11/30/2026 |  | N | No
AF1-051 | Gavin 765 kV | Gavin Unit No. 1 | OH | Gallia | In Service | AEP | 1360 | 11 | 11 | 11 | Capacity | Generation Interconnection | Coal |  |  | N/A | https://www.pjm.com/pjmfiles/pub/planning/project-queues/feas_docs/af1051_fea.pdf | Document Posted | https://www.pjm.com/pjmfiles/pub/planning/project-queues/impact_studies/af1051_imp.pdf | Document Posted |  | Not Required | https://www.pjm.com/pjmfiles/pub/planning/project-queues/isa/af1_051_isa.pdf | Document Posted | N/A |  | Not Required | N/A | N/A |  | 7/13/2019 | N/A | N/A | 5/20/2025 |  |  | 5/31/2025 | 5/31/2025 |  | N | No
AF1-052 | Mason 230 kV |  | NJ | Hudson | Withdrawn | PSEG | 131.5 | 131.5 | 114.2 |  | Capacity | Generation Interconnection | Natural Gas; Other; Storage; Solar |  |  | N/A | https://www.pjm.com/pjmfiles/pub/planning/project-queues/feas_docs/af1052_fea.pdf | Document Posted | https://www.pjm.com/pjmfiles/pub/planning/project-queues/impact_studies/af1052_imp.pdf | Document Posted |  | Withdrawn | N/A |  | N/A |  |  | N/A | N/A |  | 7/26/2019 | N/A | N/A |  | 2/11/2021 |  | 12/31/2024 |  |  | N | No
AF1-053 | Givens-Mechanicsburg 138 kV | Hillclimber Solar | OH | Champaign | Engineering and Procurement | Dayton | 118 | 40 | 16 |  | Capacity | Generation Interconnection | Storage |  |  | N/A | https://www.pjm.com/pjmfiles/pub/planning/project-queues/feas_docs/af1053_fea.pdf | Document Posted | https://www.pjm.com/pjmfiles/pub/planning/project-queues/impact_studies/af1053_imp.htm | Document Posted | https://www.pjm.com/pjmfiles/pub/planning/project-queues/facilities/af1053_fac.pdf | Document Posted | https://www.pjm.com/pjmfiles/pub/planning/project-queues/gia/af1_053_gia.pdf | Document Posted | N/A |  |  | N/A | N/A | 3/1/2029 | 7/31/2019 | N/A | N/A | 8/30/2029 |  |  | 9/30/2029 | 9/30/2029 |  | N | No
AF1-054 | Givens-Mechanicsburg 138 kV | Hillclimber Solar | OH | Champaign | Engineering and Procurement | Dayton | 156.5 | 38.5 | 23.1 |  | Capacity | Generation Interconnection | Solar |  |  | N/A | https://www.pjm.com/pjmfiles/pub/planning/project-queues/feas_docs/af1054_fea.pdf | Document Posted | https://www.pjm.com/pjmfiles/pub/planning/project-queues/impact_studies/af1054_imp.htm | Document Posted | https://www.pjm.com/pjmfiles/pub/planning/project-queues/facilities/af1054_fac.pdf | Document Posted | https://www.pjm.com/pjmfiles/pub/planning/project-queues/gia/af1_054_gia.pdf | Document Posted | N/A |  |  | N/A | N/A | 3/1/2029 | 7/31/2019 | N/A | N/A | 8/30/2029 |  |  | 9/30/2029 | 9/30/2029 |  | N | No
AF1-055 | Wayne 115 kV |  | PA | Crawford | Withdrawn | PENELEC | 69.5 | 69.5 | 41.7 |  | Capacity | Generation Interconnection | Solar |  |  | N/A | https://www.pjm.com/pjmfiles/pub/planning/project-queues/feas_docs/af1055_fea.pdf | Document Posted |  |  |  |  | N/A |  | N/A |  |  | N/A | N/A |  | 7/31/2019 | N/A | N/A |  | 2/19/2020 |  | 10/31/2021 |  |  | N | No
AF1-056 | Maysville/Masury 138 kV |  | PA | Mercer | Withdrawn | ATSI | 100 | 100 | 68.1 |  | Capacity | Generation Interconnection | Solar; Storage |  |  | N/A |  | Withdrawn |  |  |  |  | N/A |  | N/A |  |  | N/A | N/A |  | 7/31/2019 | N/A | N/A |  | 8/27/2019 |  | 10/1/2023 |  |  | N | No
AF1-057 | Jackson-Three Mile Island 230 kV II | Dover Solar | PA | York | Engineering and Procurement | ME | 75 | 20 | 8.4 |  | Capacity | Generation Interconnection | Solar |  |  | N/A | https://www.pjm.com/pjmfiles/pub/planning/project-queues/feas_docs/af1057_fea.pdf | Document Posted | https://www.pjm.com/pjmfiles/pub/planning/project-queues/impact_studies/af1057_imp.pdf | Document Posted | https://www.pjm.com/pjmfiles/pub/planning/project-queues/facilities/af1057_fac.pdf | Document Posted | https://www.pjm.com/pjmfiles/pub/planning/project-queues/isa/af1_057_isa.pdf | Document Posted | N/A | https://www.pjm.com/pjmfiles/pub/planning/project-queues/csa/af1_057_csa.pdf | Document Posted | N/A | N/A |  | 7/31/2019 | N/A | N/A | 9/14/2026 |  |  | 10/14/2026 | 10/14/2026 |  | N | No
AF1-058 | Welco 34.5 kV | Watlington Solar | VA | Halifax | In Service | Dominion | 20 | 20 | 12 | 20 | Capacity | Generation Interconnection | Solar |  |  | N/A | https://www.pjm.com/pjmfiles/pub/planning/project-queues/feas_docs/af1058_fea.pdf | Document Posted | https://www.pjm.com/pjmfiles/pub/planning/project-queues/impact_studies/af1058_imp.pdf | Document Posted |  | Not Required | N/A | Wholesale Market Participation Agreement | https://www.pjm.com/pjmfiles/pub/planning/project-queues/wmpa/af1058_wmpa.pdf | https://www.pjm.com/pjmfiles/pub/planning/project-queues/csa/af1058_wmpa.pdf | Not Required | N/A | N/A |  | 8/1/2019 | N/A | N/A | 3/31/2023 |  |  | 11/30/2022 | 11/30/2022 | 3/8/2023 | N | No
AF1-059 | Brodnax-South Hill 115 kV |  | VA | Mecklenburg | Withdrawn | Dominion | 99.2 | 99.2 | 99.2 |  | Capacity | Generation Interconnection | Solar; Storage |  |  | N/A | https://www.pjm.com/pjmfiles/pub/planning/project-queues/feas_docs/af1059_fea.pdf | Document Posted | https://www.pjm.com/pjmfiles/pub/planning/project-queues/impact_studies/af1059_imp.pdf | Document Posted |  | Withdrawn | N/A |  | N/A |  |  | N/A | N/A |  | 7/31/2019 | N/A | N/A |  | 9/12/2023 |  | 10/31/2021 |  |  | N | No
AF1-060 | Lena 138 kV |  | IL | Stephenson | Withdrawn | ComEd | 110.34 | 10.34 | 10.34 |  | Capacity | Generation Interconnection | Storage |  |  | N/A | https://www.pjm.com/pjmfiles/pub/planning/project-queues/feas_docs/af1060_fea.pdf | Document Posted | https://www.pjm.com/pjmfiles/pub/planning/project-queues/impact_studies/af1060_imp.pdf | Document Posted |  | Withdrawn | N/A |  | N/A |  |  | N/A | N/A |  | 7/31/2019 | N/A | N/A |  | 6/23/2023 |  | 12/31/2020 |  |  | N | No
AF1-061 | Fayetteville 12.47 kV |  | PA | Franklin | Withdrawn | APS | 4 | 4 | 1.2 |  | Capacity | Generation Interconnection | Solar |  |  | N/A | https://www.pjm.com/pjmfiles/pub/planning/project-queues/feas_docs/af1061_fea.pdf | Document Posted | https://www.pjm.com/pjmfiles/pub/planning/project-queues/impact_studies/af1061_imp.pdf | Document Posted |  | Not Required |  | Withdrawn | N/A |  | Not Required | N/A | N/A |  | 7/31/2019 | N/A | N/A |  | 8/6/2020 |  | 12/10/2021 |  |  | N | No
AF1-062 | Jug Street 138 kV | Flint Grid | OH | Licking | Engineering and Procurement | AEP | 200 | 200 | 80 |  | Capacity | Generation Interconnection | Storage |  |  | N/A | https://www.pjm.com/pjmfiles/pub/planning/project-queues/feas_docs/af1062_fea.pdf | Document Posted | https://www.pjm.com/pjmfiles/pub/planning/project-queues/impact_studies/af1062_imp.pdf | Document Posted | https://www.pjm.com/pjmfiles/pub/planning/project-queues/facilities/af1062_fac.pdf | Document Posted | https://www.pjm.com/pjmfiles/pub/planning/project-queues/isa/af1_062_isa.pdf | Document Posted | N/A | https://www.pjm.com/pjmfiles/pub/planning/project-queues/csa/af1_062_csa.pdf | Document Posted | N/A | N/A | 5/1/2026 | 7/31/2019 | N/A | N/A | 5/18/2026 |  |  | 11/1/2026 | 11/1/2026 |  | N | No
AF1-063 | Lockwood Road 138 kV |  | OH | Defiance | Withdrawn | AEP | 30 | 30 | 19.3 |  | Capacity | Generation Interconnection | Solar |  |  | N/A | https://www.pjm.com/pjmfiles/pub/planning/project-queues/feas_docs/af1063_fea.pdf | Document Posted | https://www.pjm.com/pjmfiles/pub/planning/project-queues/impact_studies/af1063_imp.htm | Document Posted |  | Withdrawn | https://www.pjm.com/pjmfiles/pub/planning/project-queues/isa/af1_063_isa2.pdf | Interim Study | N/A |  |  | N/A | N/A |  | 7/31/2019 | N/A | N/A |  | 10/29/2024 |  | 3/31/2022 |  |  | N | No
AF1-064 | Weston 69 kV | Juliet Energy | OH | Wood | Under Construction | ATSI | 50 | 50 | 33.4 |  | Capacity | Generation Interconnection | Solar |  |  | N/A | https://www.pjm.com/pjmfiles/pub/planning/project-queues/feas_docs/af1064_fea.pdf | Document Posted | https://www.pjm.com/pjmfiles/pub/planning/project-queues/impact_studies/af1064_imp.htm | Document Posted | https://www.pjm.com/pjmfiles/pub/planning/project-queues/facilities/af1064_fac.pdf | Document Posted | https://www.pjm.com/pjmfiles/pub/planning/project-queues/isa/af1_064_isa.pdf | Document Posted | N/A | https://www.pjm.com/pjmfiles/pub/planning/project-queues/csa/af1_064_csa.pdf | Document Posted | N/A | N/A | 11/14/2025 | 7/31/2019 | N/A | N/A | 11/17/2025 |  |  | 2/27/2026 | 2/27/2026 |  | N | No
AF1-065 | Tidd-Wylie Ridge 345 kV III |  | WV | Brooke | Withdrawn | APS | 930 | 100 | 0 |  | Energy | Generation Interconnection | Natural Gas |  |  | N/A | https://www.pjm.com/pjmfiles/pub/planning/project-queues/feas_docs/af1065_fea.pdf | Document Posted | https://www.pjm.com/pjmfiles/pub/planning/project-queues/impact_studies/af1065_imp.pdf | Document Posted |  |  | N/A |  | N/A |  |  | N/A | N/A |  | 7/24/2019 | N/A | N/A |  | 10/14/2020 |  | 6/1/2022 |  |  | N | No
AF1-066 | New Road 230 kV |  | VA | Loudoun | Withdrawn | Dominion | 170 | 50 | 50 |  | Capacity | Generation Interconnection | Storage |  |  | N/A | https://www.pjm.com/pjmfiles/pub/planning/project-queues/feas_docs/af1066_fea.pdf | Document Posted | https://www.pjm.com/pjmfiles/pub/planning/project-queues/impact_studies/af1066_imp.pdf | Document Posted | https://www.pjm.com/pjmfiles/pub/planning/project-queues/facilities/af1066_fac.pdf | Document Posted |  | Withdrawn | N/A |  | Withdrawn | N/A | N/A |  | 8/2/2019 | N/A | N/A |  | 8/8/2023 |  | 11/30/2021 |  |  | N | No
AF1-067 | Kings Dominion DP 115 kV |  | VA | Caroline | Withdrawn | Dominion | 50 | 50 | 30 |  | Capacity | Generation Interconnection | Solar; Storage |  |  | N/A | https://www.pjm.com/pjmfiles/pub/planning/project-queues/feas_docs/af1067_fea.pdf | Document Posted | https://www.pjm.com/pjmfiles/pub/planning/project-queues/impact_studies/af1067_imp.pdf | Document Posted |  | Withdrawn | N/A |  | N/A |  |  | N/A | N/A |  | 8/8/2019 | N/A | N/A |  | 6/29/2023 |  | 12/16/2022 |  |  | N | No
AF1-068 | Boalsburg-Centre Hall 46 kV |  | PA | Centre | Withdrawn | APS | 20 | 20 | 12.8 |  | Capacity | Generation Interconnection | Solar |  |  | N/A | https://www.pjm.com/pjmfiles/pub/planning/project-queues/feas_docs/af1068_fea.pdf | Document Posted | https://www.pjm.com/pjmfiles/pub/planning/project-queues/impact_studies/af1068_imp.pdf | Document Posted |  |  | N/A |  | N/A |  |  | N/A | N/A |  | 8/8/2019 | N/A | N/A |  | 12/15/2020 |  | 1/10/2022 |  |  | N | No
AF1-069 | Carson-Rogers Rd 500 kV | Cassius Blue Solar | VA | Sussex | Engineering and Procurement | Dominion | 394 | 94 | 67.7 |  | Capacity | Generation Interconnection | Solar; Storage |  |  | N/A | https://www.pjm.com/pjmfiles/pub/planning/project-queues/feas_docs/af1069_fea.pdf | Document Posted | https://www.pjm.com/pjmfiles/pub/planning/project-queues/impact_studies/af1069_imp.htm | Document Posted |  | In Progress | https://www.pjm.com/pjmfiles/pub/planning/project-queues/gia/af1_069_gia.pdf | Document Posted | N/A |  |  | N/A | N/A | 6/1/2030 | 8/9/2019 | N/A | N/A | 6/15/2030 |  |  | 8/1/2031 | 8/1/2031 |  | N | No
AF1-070 | North Clark 345 kV |  | KY | Clark | Withdrawn | EKPC | 350 | 350 | 255.3 |  | Capacity | Generation Interconnection | Solar; Storage |  |  | N/A |  | Withdrawn |  |  |  |  | N/A |  | N/A |  |  | N/A | N/A |  | 8/13/2019 | N/A | N/A |  | 10/1/2019 |  | 6/1/2022 |  |  | N | No
AF1-071 | College Corner 138 kV | Angelina Solar I | OH | Preble | Engineering and Procurement | AEP | 98 | 18 | 6.84 |  | Capacity | Generation Interconnection | Solar |  |  | N/A | https://www.pjm.com/pjmfiles/pub/planning/project-queues/feas_docs/af1071_fea.pdf | Document Posted | https://www.pjm.com/pjmfiles/pub/planning/project-queues/impact_studies/af1071_imp.htm | Document Posted | https://www.pjm.com/pjmfiles/pub/planning/project-queues/facilities/af1071_fac.pdf | Document Posted | https://www.pjm.com/pjmfiles/pub/planning/project-queues/gia/af1_071_gia.pdf | Document Posted | N/A |  |  | N/A | N/A | 1/5/2027 | 8/13/2019 | N/A | N/A | 1/30/2027 |  |  | 4/1/2028 | 4/1/2028 |  | N | No
AF1-072 | Rocky Road |  | IL | Kane | Withdrawn | ComEd | 410.8 | 17.2 | 17.2 |  | Capacity | Generation Interconnection | Natural Gas |  |  | N/A | https://www.pjm.com/pjmfiles/pub/planning/project-queues/feas_docs/af1072_fea.pdf | Document Posted | https://www.pjm.com/pjmfiles/pub/planning/project-queues/impact_studies/af1072_imp.pdf | Document Posted |  | Withdrawn | N/A |  | N/A |  |  | N/A | N/A |  | 8/14/2019 | N/A | N/A |  | 9/11/2023 |  | 8/1/2019 |  |  | N | No
AF1-073 | Trowbridge 230 kV |  | NC | Washington | Withdrawn | Dominion | 200 | 200 | 120 |  | Capacity | Generation Interconnection | Solar |  |  | N/A | https://www.pjm.com/pjmfiles/pub/planning/project-queues/feas_docs/af1073_fea.pdf | Document Posted |  |  |  |  | N/A |  | N/A |  |  | N/A | N/A |  | 7/31/2019 | N/A | N/A |  | 2/11/2020 |  | 10/31/2021 |  |  | N | No
AF1-074 | Waverly-Wakefield 115 kV |  | VA | Sussex | Withdrawn | Dominion | 68 | 68 | 40.8 |  | Capacity | Generation Interconnection | Solar |  |  | N/A | https://www.pjm.com/pjmfiles/pub/planning/project-queues/feas_docs/af1074_fea.pdf | Document Posted |  |  |  |  | N/A |  | N/A |  |  | N/A | N/A |  | 7/26/2019 | N/A | N/A |  | 2/20/2020 |  | 6/30/2022 |  |  | N | No
AF1-075 | Harrisburg-Endless Caverns 230 kV | Skyline Solar | VA | Rockingham | Suspended | Dominion | 73 | 73 | 45.5 |  | Capacity | Generation Interconnection | Solar |  |  | N/A | https://www.pjm.com/pjmfiles/pub/planning/project-queues/feas_docs/af1075_fea.pdf | Document Posted | https://www.pjm.com/pjmfiles/pub/planning/project-queues/impact_studies/af1075_imp.pdf | Document Posted | https://www.pjm.com/pjmfiles/pub/planning/project-queues/facilities/af1075_fac.pdf | Document Posted | https://www.pjm.com/pjmfiles/pub/planning/project-queues/isa/af1_075_isa.pdf | Document Posted | N/A | https://www.pjm.com/pjmfiles/pub/planning/project-queues/csa/af1_075_csa.pdf | Document Posted | N/A | N/A |  | 8/21/2019 | N/A | N/A |  |  |  | 12/31/2024 | 12/31/2024 |  | N | No
AF1-076 | Southwest Lima 138 kV |  | OH | Allen | Withdrawn | AEP | 100 | 100 | 61.6 |  | Capacity | Generation Interconnection | Solar |  |  | N/A | https://www.pjm.com/pjmfiles/pub/planning/project-queues/feas_docs/af1076_fea.pdf | Document Posted | https://www.pjm.com/pjmfiles/pub/planning/project-queues/impact_studies/af1076_imp.pdf | Document Posted |  | Withdrawn | N/A |  | N/A |  |  | N/A | N/A |  | 8/22/2019 | N/A | N/A |  | 9/14/2023 |  | 12/31/2021 |  |  | N | No
AF1-077 | Southwest Lima 138 kV |  | OH | Allen | Withdrawn | AEP | 200 | 100 | 61.6 |  | Capacity | Generation Interconnection | Solar |  |  | N/A | https://www.pjm.com/pjmfiles/pub/planning/project-queues/feas_docs/af1077_fea.pdf | Document Posted | https://www.pjm.com/pjmfiles/pub/planning/project-queues/impact_studies/af1077_imp.pdf | Document Posted |  | Withdrawn | N/A |  | N/A |  |  | N/A | N/A |  | 8/22/2019 | N/A | N/A |  | 9/14/2023 |  | 12/31/2021 |  |  | N | No
AF1-078 | East Sidney-Quincy 138 kV | Clearview Solar I | OH | Champaign | In Service | Dayton | 144 | 45 | 18.9 | 45 | Capacity | Generation Interconnection | Solar |  |  | N/A | https://www.pjm.com/pjmfiles/pub/planning/project-queues/feas_docs/af1078_fea.pdf | Document Posted | https://www.pjm.com/pjmfiles/pub/planning/project-queues/impact_studies/af1078_imp.htm | Document Posted |  | Not Required | https://www.pjm.com/pjmfiles/pub/planning/project-queues/isa/af1_078_isa.pdf | Document Posted | N/A |  | Not Required | N/A | N/A | 10/28/2024 | 8/27/2019 | N/A | N/A | 12/19/2024 |  |  | 1/31/2025 | 1/31/2025 | 2/5/2025 | N | No
AF1-079 | Louisa-South Anna 230 kV |  | VA | Louisa | Withdrawn | Dominion | 150 | 44.8 | 19 |  | Capacity | Generation Interconnection | Solar |  |  | N/A | https://www.pjm.com/pjmfiles/pub/planning/project-queues/feas_docs/af1079_fea.pdf | Document Posted | https://www.pjm.com/pjmfiles/pub/planning/project-queues/impact_studies/af1079_imp.pdf | Document Posted |  | Withdrawn | N/A |  | N/A |  |  | N/A | N/A |  | 8/28/2019 | N/A | N/A |  | 12/6/2022 |  | 11/1/2021 |  |  | N | No
AF1-080 | Deer Creek-Fisher Body-Mullin 138 kV |  | IN | Madison | Withdrawn | AEP | 220 | 20 | 20 |  | Capacity | Generation Interconnection | Storage |  |  | N/A | https://www.pjm.com/pjmfiles/pub/planning/project-queues/feas_docs/af1080_fea.pdf | Document Posted | https://www.pjm.com/pjmfiles/pub/planning/project-queues/impact_studies/af1080_imp.pdf | Document Posted |  |  | N/A |  | N/A |  |  | N/A | N/A |  | 8/28/2019 | N/A | N/A |  | 9/29/2020 |  | 9/15/2021 |  |  | N | No
AF1-081 | Cumberland 230 kV |  | NJ | Atlantic | Withdrawn | AEC | 238 | 160 | 96 |  | Capacity | Generation Interconnection | Solar |  |  | N/A | https://www.pjm.com/pjmfiles/pub/planning/project-queues/feas_docs/af1081_fea.pdf | Document Posted |  |  |  |  | N/A |  | N/A |  |  | N/A | N/A |  | 8/28/2019 | N/A | N/A |  | 2/27/2020 |  | 6/30/2022 |  |  | N | No
AF1-082 | Heartsease-Mayo Dunbar DP |  | NC | Edgecombe | Withdrawn | Dominion | 93 | 18 | 18 |  | Capacity | Generation Interconnection | Storage |  |  | N/A | https://www.pjm.com/pjmfiles/pub/planning/project-queues/feas_docs/af1082_fea.pdf | Document Posted | https://www.pjm.com/pjmfiles/pub/planning/project-queues/impact_studies/af1082_imp.pdf | Document Posted |  | Withdrawn | N/A |  | N/A |  |  | N/A | N/A |  | 8/29/2019 | N/A | N/A |  | 4/8/2024 |  | 12/31/2020 |  |  | N | No
AF1-083 | Green County-Saloma 161 kV | Flat Run Solar | KY | Barren | Engineering and Procurement | EKPC | 55 | 55 | 33 |  | Capacity | Generation Interconnection | Solar |  |  | N/A | https://www.pjm.com/pjmfiles/pub/planning/project-queues/feas_docs/af1083_fea.pdf | Document Posted | https://www.pjm.com/pjmfiles/pub/planning/project-queues/impact_studies/af1083_imp.pdf | Document Posted | https://www.pjm.com/pjmfiles/pub/planning/project-queues/facilities/af1083_fac.pdf | Document Posted | https://www.pjm.com/pjmfiles/pub/planning/project-queues/isa/af1_083_isa.pdf | Document Posted | N/A | https://www.pjm.com/pjmfiles/pub/planning/project-queues/csa/af1_083_csa.pdf | Document Posted | N/A | N/A | 10/27/2026 | 8/31/2019 | N/A | N/A | 11/30/2026 |  |  | 12/15/2026 | 12/15/2026 |  | N | No
AF1-084 | Hartford-Almena 69 kV | Murch Solar | MI | Van Buren | Engineering and Procurement | AEP | 85 | 85 | 54.1 |  | Capacity | Generation Interconnection | Solar |  |  | N/A | https://www.pjm.com/pjmfiles/pub/planning/project-queues/feas_docs/af1084_fea.pdf | Document Posted | https://www.pjm.com/pjmfiles/pub/planning/project-queues/impact_studies/af1084_imp.htm | Document Posted | https://www.pjm.com/pjmfiles/pub/planning/project-queues/facilities/af1084_fac.pdf | Document Posted | https://www.pjm.com/pjmfiles/pub/planning/project-queues/gia/af1_084_gia.pdf | Document Posted | N/A |  |  | N/A | N/A | 10/15/2026 | 8/30/2019 | N/A | N/A | 10/22/2026 |  |  | 1/15/2027 | 1/15/2027 |  | N | No
AF1-085 | Southwest Lima-West Moulton 138 kV |  | OH | Auglaize | Withdrawn | AEP | 77 | 77 | 32.34 |  | Capacity | Generation Interconnection | Solar |  |  | N/A | https://www.pjm.com/pjmfiles/pub/planning/project-queues/feas_docs/af1085_fea.pdf | Document Posted | https://www.pjm.com/pjmfiles/pub/planning/project-queues/impact_studies/af1085_imp.pdf | Document Posted |  | Withdrawn | N/A |  | N/A |  |  | N/A | N/A |  | 8/30/2019 | N/A | N/A |  | 4/26/2024 |  | 11/30/2022 |  |  | N | No
AF1-086 | Madera-Westover South 115 kV | Rogue's Wind | PA | Clearfield | Under Construction | PENELEC | 109.9 | 109.9 | 20.54 |  | Capacity | Generation Interconnection | Wind |  |  | N/A | https://www.pjm.com/pjmfiles/pub/planning/project-queues/feas_docs/af1086_fea.pdf | Document Posted | https://www.pjm.com/pjmfiles/pub/planning/project-queues/impact_studies/af1086_imp.htm | Document Posted | https://www.pjm.com/pjmfiles/pub/planning/project-queues/facilities/af1086_fac.pdf | Document Posted | https://www.pjm.com/pjmfiles/pub/planning/project-queues/isa/af1_086_isa.pdf | Document Posted | N/A | https://www.pjm.com/pjmfiles/pub/planning/project-queues/csa/af1_086_csa.pdf | Document Posted | N/A | N/A | 1/5/2026 | 8/30/2019 | N/A | N/A | 1/5/2026 |  |  | 9/1/2026 | 9/1/2026 |  | N | No
AF1-087 | Bakers Pond-Bell Ave 115 kV II |  | VA | Accomack | Withdrawn | Dominion | 75 | 0 | 0 |  | Energy | Generation Interconnection | Storage |  |  | N/A | https://www.pjm.com/pjmfiles/pub/planning/project-queues/feas_docs/af1087_fea.pdf | Document Posted |  |  |  |  | N/A |  | N/A |  |  | N/A | N/A |  | 8/30/2019 | N/A | N/A |  | 2/18/2020 |  | 6/1/2022 |  |  | N | No
AF1-089 | New Castle 69 kV |  | KY | Henry | Withdrawn | EKPC | 70 | 70 | 53.6 |  | Capacity | Generation Interconnection | Solar; Storage |  |  | N/A | https://www.pjm.com/pjmfiles/pub/planning/project-queues/feas_docs/af1089_fea.pdf | Document Posted |  |  |  |  | N/A |  | N/A |  |  | N/A | N/A |  | 8/30/2019 | N/A | N/A |  | 2/12/2020 |  | 6/1/2022 |  |  | N | No
AF1-090 | Kincaid-Pana | Rolling Farms Wind Project | IL | Christian | Engineering and Procurement | ComEd | 200 | 200 | 35.2 |  | Capacity | Generation Interconnection | Wind |  |  | N/A | https://www.pjm.com/pjmfiles/pub/planning/project-queues/feas_docs/af1090_fea.pdf | Document Posted | https://www.pjm.com/pjmfiles/pub/planning/project-queues/impact_studies/af1090_imp.htm | Document Posted | https://www.pjm.com/pjmfiles/pub/planning/project-queues/facilities/af1090_fac.pdf | Document Posted | https://www.pjm.com/pjmfiles/pub/planning/project-queues/gia/af1_090_gia.pdf | Document Posted | N/A |  |  | N/A | N/A | 12/1/2029 | 8/30/2019 | N/A | N/A | 12/15/2029 |  |  | 12/31/2029 | 12/31/2029 |  | N | No
AF1-091 | Varner - Sowers 138 kV | Sculpin Solar | IN | DeKalb | Engineering and Procurement | AEP | 180 | 180 | 138.4 |  | Capacity | Generation Interconnection | Solar |  |  | N/A | https://www.pjm.com/pjmfiles/pub/planning/project-queues/feas_docs/af1091_fea.pdf | Document Posted | https://www.pjm.com/pjmfiles/pub/planning/project-queues/impact_studies/af1091_imp.htm | Document Posted | https://www.pjm.com/pjmfiles/pub/planning/project-queues/facilities/af1091_fac.pdf | Document Posted | https://www.pjm.com/pjmfiles/pub/planning/project-queues/gia/af1_091_gia.pdf | Document Posted | N/A |  |  | N/A | N/A | 5/18/2027 | 8/30/2019 | N/A | N/A | 6/1/2027 |  |  | 11/30/2027 | 11/30/2027 |  | N | No
AF1-092 | Huntington Jct. 138 kV | Bowfin Solar | IN | Huntington | Suspended | AEP | 150 | 150 | 115 |  | Capacity | Generation Interconnection | Solar; Storage |  |  | N/A | https://www.pjm.com/pjmfiles/pub/planning/project-queues/feas_docs/af1092_fea.pdf | Document Posted | https://www.pjm.com/pjmfiles/pub/planning/project-queues/impact_studies/af1092_imp.htm | Document Posted | https://www.pjm.com/pjmfiles/pub/planning/project-queues/facilities/af1092_fac.pdf | Document Posted | https://www.pjm.com/pjmfiles/pub/planning/project-queues/isa/af1_092_isa.pdf | Document Posted | N/A | https://www.pjm.com/pjmfiles/pub/planning/project-queues/csa/af1_092_csa.pdf | Document Posted | N/A | N/A | 3/31/2028 | 8/30/2019 | N/A | N/A | 4/7/2028 |  |  | 12/31/2026 | 12/31/2026 |  | N | No
AF1-093 | Henderson-Stoneboro 69 kV | Jackson Center Solar II | PA | Mercer | Engineering and Procurement | ATSI | 20 | 20 | 12 |  | Capacity | Generation Interconnection | Solar |  |  | N/A | https://www.pjm.com/pjmfiles/pub/planning/project-queues/feas_docs/af1093_fea.pdf | Document Posted | https://www.pjm.com/pjmfiles/pub/planning/project-queues/impact_studies/af1093_imp.pdf | Document Posted | https://www.pjm.com/pjmfiles/pub/planning/project-queues/facilities/af1093_fac.pdf | Document Posted | https://www.pjm.com/pjmfiles/pub/planning/project-queues/isa/af1_093_isa.pdf | Document Posted | N/A | https://www.pjm.com/pjmfiles/pub/planning/project-queues/csa/af1_093_csa.pdf | Document Posted | N/A | N/A | 5/31/2026 | 8/31/2019 | N/A | N/A | 6/29/2026 |  |  | 1/6/2026 | 1/6/2026 |  | N | No
AF1-094 | Union City-Cambridge Springs 34.5 kV | Franklin Solar | PA | Crawford | Engineering and Procurement | PENELEC | 20 | 20 | 12 |  | Capacity | Generation Interconnection | Solar |  |  | N/A | https://www.pjm.com/pjmfiles/pub/planning/project-queues/feas_docs/af1094_fea.pdf | Document Posted | https://www.pjm.com/pjmfiles/pub/planning/project-queues/impact_studies/af1094_imp.htm | Document Posted |  | Not Required | https://www.pjm.com/pjmfiles/pub/planning/project-queues/isa/af1_094_isa.pdf | Document Posted | N/A | https://www.pjm.com/pjmfiles/pub/planning/project-queues/csa/af1_094_csa.pdf | Document Posted | N/A | N/A | 7/15/2026 | 8/30/2019 | N/A | N/A | 7/31/2026 |  |  | 9/20/2026 | 9/20/2026 |  | N | No
AF1-095 | Hertlein Road-Winburne 34 kV |  | PA | Clearfield | Withdrawn | PENELEC | 15 | 15 | 9 |  | Capacity | Generation Interconnection | Solar |  |  | N/A |  | Withdrawn |  |  |  |  | N/A |  | N/A |  |  | N/A | N/A |  | 8/30/2019 | N/A | N/A |  | 10/2/2019 |  | 1/1/2023 |  |  | N | No
AF1-096 | Titusville-Oil Creek 34.5 kV | Big Bell Solar | PA | Crawford | Withdrawn | PENELEC | 20 | 20 | 12 |  | Capacity | Generation Interconnection | Solar |  |  | N/A | https://www.pjm.com/pjmfiles/pub/planning/project-queues/feas_docs/af1096_fea.pdf | Document Posted | https://www.pjm.com/pjmfiles/pub/planning/project-queues/impact_studies/af1096_imp.pdf | Document Posted | https://www.pjm.com/pjmfiles/pub/planning/project-queues/facilities/af1096_fac.pdf | Document Posted |  | Withdrawn | N/A |  | Withdrawn | N/A | N/A |  | 8/30/2019 | N/A | N/A |  | 2/21/2023 |  | 1/1/2023 |  |  | N | No
AF1-097 | Zion-E College Ave 34 kV |  | PA | Centre | Withdrawn | PENELEC | 20 | 20 | 12 |  | Capacity | Generation Interconnection | Solar |  |  | N/A |  | Withdrawn |  |  |  |  | N/A |  | N/A |  |  | N/A | N/A |  | 8/30/2019 | N/A | N/A |  | 9/19/2019 |  | 1/1/2023 |  |  | N | No
AF1-098 | Four Mile Jct-Corry East 115 kV | Wilson Solar | PA | Erie | Engineering and Procurement | PENELEC | 80 | 80 | 48 |  | Capacity | Generation Interconnection | Solar |  |  | N/A | https://www.pjm.com/pjmfiles/pub/planning/project-queues/feas_docs/af1098_fea.pdf | Document Posted | https://www.pjm.com/pjmfiles/pub/planning/project-queues/impact_studies/af1098_imp.htm | Document Posted | https://www.pjm.com/pjmfiles/pub/planning/project-queues/facilities/af1098_fac.pdf | Document Posted | https://www.pjm.com/pjmfiles/pub/planning/project-queues/isa/af1_098_isa.pdf | Document Posted | N/A | https://www.pjm.com/pjmfiles/pub/planning/project-queues/csa/af1_098_csa.pdf | Document Posted | N/A | N/A | 2/14/2027 | 8/30/2019 | N/A | N/A | 2/28/2027 |  |  | 5/17/2027 | 5/17/2027 |  | N | No
AF1-099 - moved to TC1 | Moshannon-Milesburg 230 kV III |  | PA | Clearfield | Withdrawn | APS | 126.5 | 126.5 | 75.9 |  | Capacity | Generation Interconnection | Solar; Storage |  |  | N/A | https://www.pjm.com/pjmfiles/pub/planning/project-queues/feas_docs/af1099_fea.pdf | Document Posted |  |  |  |  | N/A |  | N/A |  |  | N/A | N/A |  | 9/4/2019 | N/A | N/A |  | 1/22/2025 |  | 4/1/2022 |  |  | N | No
AF1-100 - moved to TC1 | Shawville-Moshannon 230 kV |  | PA | Clearfield | Withdrawn | PENELEC | 250 | 250 | 150 |  | Capacity | Generation Interconnection | Solar; Storage |  |  | N/A | https://www.pjm.com/pjmfiles/pub/planning/project-queues/feas_docs/af1100_fea.pdf | Document Posted |  | Withdrawn |  |  | N/A |  | N/A |  |  | N/A | N/A |  | 9/4/2019 | N/A | N/A |  | 6/21/2024 |  | 4/1/2022 |  |  | N | No
AF1-101 | Oyster Creek 230 kV III |  | NJ | Ocean | Withdrawn | JCPL | 800 | 800 | 224.8 |  | Capacity | Generation Interconnection | Wind |  |  | N/A | https://www.pjm.com/pjmfiles/pub/planning/project-queues/feas_docs/af1101_fea.pdf | Document Posted | https://www.pjm.com/pjmfiles/pub/planning/project-queues/impact_studies/af1101_imp.pdf | Document Posted |  | Withdrawn | N/A |  | N/A |  |  | N/A | N/A |  | 9/6/2019 | N/A | N/A |  | 7/15/2021 |  | 11/23/2022 |  |  | N | No
AF1-102 | Gans 138 kV II | Gans CT | PA | Fayette | In Service | APS | 96 | 0 | 8 |  | Capacity | Generation Interconnection | Natural Gas |  |  | N/A | https://www.pjm.com/pjmfiles/pub/planning/project-queues/feas_docs/af1102_fea.pdf | Document Posted | https://www.pjm.com/pjmfiles/pub/planning/project-queues/impact_studies/af1102_imp.pdf | Document Posted |  | Not Required | https://www.pjm.com/pjmfiles/pub/planning/project-queues/isa/af1_102_isa.pdf | Document Posted | N/A |  | Not Required | N/A | N/A |  | 9/6/2019 | N/A | N/A |  |  |  | 9/1/2023 | 9/1/2023 | 3/11/2021 | N | No
AF1-103 | Warren 34.5 kV |  | PA | Warren | Withdrawn | PENELEC | 20 | 20 | 20 |  | Capacity | Generation Interconnection | Solar; Storage |  |  | N/A | https://www.pjm.com/pjmfiles/pub/planning/project-queues/feas_docs/af1103_fea.pdf | Document Posted | https://www.pjm.com/pjmfiles/pub/planning/project-queues/impact_studies/af1103_imp.pdf | Document Posted |  | Withdrawn | N/A |  | N/A |  |  | N/A | N/A |  | 9/10/2019 | N/A | N/A |  | 9/12/2023 |  | 6/1/2023 |  |  | N | No
AF1-104 | Erie West 34.5 kV | Elder West | PA | Erie | Withdrawn | PENELEC | 20 | 20 | 20 |  | Capacity | Generation Interconnection | Solar; Storage |  |  | N/A | https://www.pjm.com/pjmfiles/pub/planning/project-queues/feas_docs/af1104_fea.pdf | Document Posted | https://www.pjm.com/pjmfiles/pub/planning/project-queues/impact_studies/af1104_imp.htm | Document Posted |  | Not Required | N/A | Wholesale Market Participation Agreement | https://www.pjm.com/pjmfiles/pub/planning/project-queues/wmpa/af1104_wmpa.pdf | https://www.pjm.com/pjmfiles/pub/planning/project-queues/csa/af1104_wmpa.pdf | Not Required | N/A | N/A |  | 9/10/2019 | N/A | N/A | 9/1/2026 | 11/15/2024 |  | 10/15/2026 | 10/15/2026 |  | N | No
AF1-105 | Glen Gardner 34.5 kV | Holly Glen | NJ | Hunterdon | Withdrawn | JCPL | 20 | 20 | 20 |  | Capacity | Generation Interconnection | Storage |  |  | N/A | https://www.pjm.com/pjmfiles/pub/planning/project-queues/feas_docs/af1105_fea.pdf | Document Posted | https://www.pjm.com/pjmfiles/pub/planning/project-queues/impact_studies/af1105_imp.pdf | Document Posted | https://www.pjm.com/pjmfiles/pub/planning/project-queues/facilities/af1105_fac.pdf | Document Posted | https://www.pjm.com/pjmfiles/pub/planning/project-queues/isa/af1_105_isa.pdf | Document Posted | N/A | https://www.pjm.com/pjmfiles/pub/planning/project-queues/csa/af1_105_csa.pdf | Document Posted | N/A | N/A |  | 9/10/2019 | N/A | N/A |  | 4/17/2023 |  | 12/31/2024 | 12/31/2024 |  | N | No
AF1-106 | East Sayre 34.5 kV | Ellistown Solar & BESS | PA | Bradford | Engineering and Procurement | PENELEC | 20 | 20 | 20 |  | Capacity | Generation Interconnection | Storage; Solar |  |  | N/A | https://www.pjm.com/pjmfiles/pub/planning/project-queues/feas_docs/af1106_fea.pdf | Document Posted | https://www.pjm.com/pjmfiles/pub/planning/project-queues/impact_studies/af1106_imp.htm | Document Posted |  |  | N/A | Wholesale Market Participation Agreement | https://www.pjm.com/pjmfiles/pub/planning/project-queues/wmpa/af1106_wmpa.pdf | https://www.pjm.com/pjmfiles/pub/planning/project-queues/csa/af1106_wmpa.pdf | Not Required | N/A | N/A |  | 9/10/2019 | N/A | N/A | 10/29/2027 |  |  | 12/31/2027 | 12/31/2027 |  | N | No
AF1-107 | Pohatcong 230 kV |  | NJ | Warren | Withdrawn | JCPL | 60 | 60 | 60 |  | Capacity | Generation Interconnection | Storage |  |  | N/A | https://www.pjm.com/pjmfiles/pub/planning/project-queues/feas_docs/af1107_fea.pdf | Document Posted |  |  |  |  | N/A |  | N/A |  |  | N/A | N/A |  | 9/10/2019 | N/A | N/A |  | 4/13/2020 |  | 6/1/2023 |  |  | N | No
AF1-108 | East Flemington 34.5 kV |  | NJ | Hunterdon | Withdrawn | JCPL | 20 | 20 | 20 |  | Capacity | Generation Interconnection | Storage; Solar |  |  | N/A | https://www.pjm.com/pjmfiles/pub/planning/project-queues/feas_docs/af1108_fea.pdf | Document Posted | https://www.pjm.com/pjmfiles/pub/planning/project-queues/impact_studies/af1108_imp.pdf | Document Posted | https://www.pjm.com/pjmfiles/pub/planning/project-queues/facilities/af1108_fac.pdf | Document Posted |  | Withdrawn | N/A |  | Withdrawn | N/A | N/A |  | 9/10/2019 | N/A | N/A |  | 11/22/2022 |  | 6/1/2023 |  |  | N | No
AF1-109 | Pleasant Valley 230 kV |  | NJ | Mercer | Withdrawn | PSEG | 20 | 20 | 20 |  | Capacity | Generation Interconnection | Solar; Storage |  |  | N/A | https://www.pjm.com/pjmfiles/pub/planning/project-queues/feas_docs/af1109_fea.pdf | Document Posted | https://www.pjm.com/pjmfiles/pub/planning/project-queues/impact_studies/af1109_imp.pdf | Document Posted |  | Withdrawn | N/A |  | N/A |  |  | N/A | N/A |  | 9/10/2019 | N/A | N/A |  | 9/11/2023 |  | 6/1/2023 |  |  | N | No
AF1-110 | Kingsland 26 kV |  | NJ | N/A | Withdrawn | PSEG | 2 |  |  |  | Energy | Generation Interconnection | Solar |  |  | N/A |  | Withdrawn |  |  |  |  | N/A |  | N/A |  |  | N/A | N/A |  | 9/10/2019 | N/A | N/A |  | 9/23/2019 |  |  |  |  | Y | No
AF1-111 | Kingsland 26 kV |  | NJ | N/A | Withdrawn | PSEG | 2 |  |  |  | Energy | Generation Interconnection | Solar |  |  | N/A |  | Withdrawn |  |  |  |  | N/A |  | N/A |  |  | N/A | N/A |  | 9/10/2019 | N/A | N/A |  | 9/23/2019 |  |  |  |  | Y | No
AF1-112 | Centre Hall-Boalsburg 46 kV | Centre Hall | PA | Centre | Withdrawn | APS | 15 | 15 | 8.9 |  | Capacity | Generation Interconnection | Solar |  |  | N/A | https://www.pjm.com/pjmfiles/pub/planning/project-queues/feas_docs/af1112_fea.pdf | Document Posted | https://www.pjm.com/pjmfiles/pub/planning/project-queues/impact_studies/af1112_imp.htm | Document Posted |  | Not Required | N/A | Wholesale Market Participation Agreement | https://www.pjm.com/pjmfiles/pub/planning/project-queues/wmpa/af1112_wmpa.pdf | https://www.pjm.com/pjmfiles/pub/planning/project-queues/csa/af1112_wmpa.pdf | Not Required | N/A | N/A | 7/31/2026 | 9/11/2019 | N/A | N/A | 8/31/2026 | 7/29/2024 |  | 10/31/2026 | 10/31/2026 |  | N | No
AF1-113 | Gristmill 345 kV |  | OH | Auglaize | Withdrawn | AEP | 180 | 180 | 137.3 |  | Capacity | Generation Interconnection | Solar |  |  | N/A | https://www.pjm.com/pjmfiles/pub/planning/project-queues/feas_docs/af1113_fea.pdf | Document Posted | https://www.pjm.com/pjmfiles/pub/planning/project-queues/impact_studies/af1113_imp.pdf | Document Posted |  | Withdrawn | N/A |  | N/A |  |  | N/A | N/A |  | 9/11/2019 | N/A | N/A |  | 9/14/2023 |  | 6/1/2022 |  |  | N | No
AF1-114 | Oak Grove-Dahlgren 230 kV | Gibson Solar I | VA | King George | Engineering and Procurement | Dominion | 100 | 100 | 42 |  | Capacity | Generation Interconnection | Solar |  |  | N/A | https://www.pjm.com/pjmfiles/pub/planning/project-queues/feas_docs/af1114_fea.pdf | Document Posted | https://www.pjm.com/pjmfiles/pub/planning/project-queues/impact_studies/af1114_imp.pdf | Document Posted | https://www.pjm.com/pjmfiles/pub/planning/project-queues/facilities/af1114_fac.pdf | Document Posted | https://www.pjm.com/pjmfiles/pub/planning/project-queues/gia/af1_114_gia.pdf | Document Posted | N/A | https://www.pjm.com/pjmfiles/pub/planning/project-queues/csa/af1_114_csa.pdf | Document Posted | N/A | N/A | 12/1/2026 | 9/12/2019 | N/A | N/A | 2/1/2027 |  |  | 12/31/2027 | 12/31/2027 |  | N | No
AF1-115 | Poolesville 230 kV |  | VA | Surry | Withdrawn | Dominion | 60 | 60 | 40.2 |  | Capacity | Generation Interconnection | Solar |  |  | N/A | https://www.pjm.com/pjmfiles/pub/planning/project-queues/feas_docs/af1115_fea.pdf | Document Posted | https://www.pjm.com/pjmfiles/pub/planning/project-queues/impact_studies/af1115_imp.pdf | Document Posted |  |  | N/A |  | N/A |  |  | N/A | N/A |  | 9/12/2019 | N/A | N/A |  | 10/9/2020 |  | 12/1/2021 |  |  | N | No
AF1-116 - moved to TC1 | Marion County 161 kV |  | KY | Washington | Withdrawn | EKPC | 120 | 120 | 72 |  | Capacity | Generation Interconnection | Solar |  |  | N/A | https://www.pjm.com/pjmfiles/pub/planning/project-queues/feas_docs/af1116_fea.pdf | Document Posted | https://www.pjm.com/pjmfiles/pub/planning/project-queues/impact_studies/af1116_imp.htm | Document Posted |  | Withdrawn | N/A |  | N/A |  |  | N/A | N/A |  | 9/12/2019 | N/A | N/A |  | 2/28/2025 |  | 12/29/2023 |  |  | N | No
AF1-117 | Atlanta-Stuart 345 kV |  | OH | Ross | Withdrawn | AEP | 200 | 200 | 152.9 |  | Capacity | Generation Interconnection | Solar |  |  | N/A | https://www.pjm.com/pjmfiles/pub/planning/project-queues/feas_docs/af1117_fea.pdf | Document Posted | https://www.pjm.com/pjmfiles/pub/planning/project-queues/impact_studies/af1117_imp.pdf | Document Posted |  | Withdrawn | N/A |  | N/A |  |  | N/A | N/A |  | 9/13/2019 | N/A | N/A |  | 9/14/2023 |  | 6/1/2023 |  |  | N | No
AF1-118 | Sorenson-Desoto 345 kV | Paddlefish Solar | IN | Wells | Engineering and Procurement | AEP | 350 | 350 | 268.9 |  | Capacity | Generation Interconnection | Solar; Storage |  |  | N/A | https://www.pjm.com/pjmfiles/pub/planning/project-queues/feas_docs/af1118_fea.pdf | Document Posted | https://www.pjm.com/pjmfiles/pub/planning/project-queues/impact_studies/af1118_imp.htm | Document Posted | https://www.pjm.com/pjmfiles/pub/planning/project-queues/facilities/af1118_fac.pdf | Document Posted | https://www.pjm.com/pjmfiles/pub/planning/project-queues/gia/af1_118_gia.pdf | Document Posted | N/A | https://www.pjm.com/pjmfiles/pub/planning/project-queues/csa/af1_118_csa.pdf | Document Posted | N/A | N/A | 10/16/2028 | 9/13/2019 | N/A | N/A | 11/1/2028 |  |  | 2/15/2029 | 2/15/2029 |  | N | No
AF1-119 | Keystone-Desoto 345 kV | Lake Trout Solar | IN | Blackford | Engineering and Procurement | AEP | 200 | 200 | 140 |  | Capacity | Generation Interconnection | Solar; Storage |  |  | N/A | https://www.pjm.com/pjmfiles/pub/planning/project-queues/feas_docs/af1119_fea.pdf | Document Posted | https://www.pjm.com/pjmfiles/pub/planning/project-queues/impact_studies/af1119_imp.htm | Document Posted | https://www.pjm.com/pjmfiles/pub/planning/project-queues/facilities/af1119_fac.pdf | Document Posted | https://www.pjm.com/pjmfiles/pub/planning/project-queues/gia/af1_119_gia.pdf | Document Posted | N/A | https://www.pjm.com/pjmfiles/pub/planning/project-queues/csa/af1_119_csa.pdf | Document Posted | N/A | N/A | 10/29/2027 | 9/13/2019 | N/A | N/A | 11/15/2027 |  |  | 1/31/2028 | 1/31/2028 |  | N | No
AF1-120 | East Fayette 2 138 kV | Arche Energy Project | OH | Fulton | In Service | ATSI | 107 | 40 | 26.6 | 40 | Capacity | Generation Interconnection | Solar |  |  | N/A | https://www.pjm.com/pjmfiles/pub/planning/project-queues/feas_docs/af1120_fea.pdf | Document Posted | https://www.pjm.com/pjmfiles/pub/planning/project-queues/impact_studies/af1120_imp.htm | Document Posted |  | Not Required | https://www.pjm.com/pjmfiles/pub/planning/project-queues/isa/af1_120_isa.pdf | Document Posted | N/A | https://www.pjm.com/pjmfiles/pub/planning/project-queues/csa/af1_120_csa.pdf | Document Posted | N/A | N/A | 9/7/2023 | 8/31/2019 | N/A | N/A | 10/11/2023 |  |  | 12/31/2023 | 12/31/2023 | 1/17/2024 | N | No
AF1-121 | Crain Highway 13 kV |  | MD | Prince George's | Withdrawn | PEPCO | 20 | 20 | 8.4 |  | Capacity | Generation Interconnection | Solar |  |  | N/A | https://www.pjm.com/pjmfiles/pub/planning/project-queues/feas_docs/af1121_fea.pdf | Document Posted |  |  |  |  | N/A |  | N/A |  |  | N/A | N/A |  | 9/17/2019 | N/A | N/A |  | 3/5/2020 |  | 11/30/2021 |  |  | N | No
AF1-122 | Cardington-Liberty 69 kV | Morrow County Solar II | OH | Morrow | Suspended | ATSI | 64 | 64 | 26.88 |  | Capacity | Generation Interconnection | Solar |  |  | N/A | https://www.pjm.com/pjmfiles/pub/planning/project-queues/feas_docs/af1122_fea.pdf | Document Posted | https://www.pjm.com/pjmfiles/pub/planning/project-queues/impact_studies/af1122_imp.htm | Document Posted | https://www.pjm.com/pjmfiles/pub/planning/project-queues/facilities/af1122_fac.pdf | Document Posted | https://www.pjm.com/pjmfiles/pub/planning/project-queues/isa/af1_122_isa.pdf | Document Posted | N/A | https://www.pjm.com/pjmfiles/pub/planning/project-queues/csa/af1_122_csa.pdf | Document Posted | N/A | N/A | 10/15/2028 | 9/17/2019 | N/A | N/A | 10/15/2028 |  |  | 3/31/2026 | 3/31/2026 |  | N | No
AF1-123 - moved to TC1 | Oceana 230 kV |  | VA | City of Chesapeake | Active | Dominion | 833 | 833 | 253.2 |  | Capacity | Generation Interconnection | Offshore Wind |  |  | N/A | https://www.pjm.com/pjmfiles/pub/planning/project-queues/feas_docs/af1123_fea.pdf | Document Posted | https://www.pjm.com/pjmfiles/pub/planning/project-queues/impact_studies/af1123_imp.pdf | Document Posted |  | In Progress | https://www.pjm.com/pjmfiles/pub/planning/project-queues/isa/af1_123_isa2.pdf | Interim Study | N/A | https://www.pjm.com/pjmfiles/pub/planning/project-queues/csa/af1_123_csa.pdf | Document Posted | N/A | N/A |  | 9/17/2019 | N/A | N/A | 12/31/2025 |  |  | 12/31/2025 |  |  | N | No
AF1-124 - moved to TC1 | Oceana 230 kV |  | VA | City of Chesapeake | Active | Dominion | 836 | 836 | 254.1 |  | Capacity | Generation Interconnection | Offshore Wind |  |  | N/A | https://www.pjm.com/pjmfiles/pub/planning/project-queues/feas_docs/af1124_fea.pdf | Document Posted | https://www.pjm.com/pjmfiles/pub/planning/project-queues/impact_studies/af1124_imp.pdf | Document Posted |  | In Progress | https://www.pjm.com/pjmfiles/pub/planning/project-queues/isa/af1_124_isa2.pdf | Interim Study | N/A | https://www.pjm.com/pjmfiles/pub/planning/project-queues/csa/af1_124_csa.pdf | Document Posted | N/A | N/A |  | 9/17/2019 | N/A | N/A |  |  |  | 12/31/2026 |  |  | N | No
AF1-125 - moved to TC1 | Oceana 230 kV |  | VA | City of Chesapeake | Active | Dominion | 820 | 820 | 249.3 |  | Capacity | Generation Interconnection | Offshore Wind |  |  | N/A | https://www.pjm.com/pjmfiles/pub/planning/project-queues/feas_docs/af1125_fea.pdf | Document Posted | https://www.pjm.com/pjmfiles/pub/planning/project-queues/impact_studies/af1125_imp.pdf | Document Posted |  | In Progress | https://www.pjm.com/pjmfiles/pub/planning/project-queues/isa/af1_125_isa2.pdf | Interim Study | N/A | https://www.pjm.com/pjmfiles/pub/planning/project-queues/csa/af1_125_csa.pdf | Document Posted | N/A | N/A |  | 9/17/2019 | N/A | N/A |  |  |  | 12/31/2024 |  |  | N | No
AF1-126 | Cookstown 230 kV |  | NJ | Burlington | Withdrawn | JCPL | 250 | 250 | 50 |  | Capacity | Generation Interconnection | Storage |  |  | N/A | https://www.pjm.com/pjmfiles/pub/planning/project-queues/feas_docs/af1126_fea.pdf | Document Posted | https://www.pjm.com/pjmfiles/pub/planning/project-queues/impact_studies/af1126_imp.pdf | Document Posted |  |  | N/A |  | N/A |  |  | N/A | N/A |  | 9/17/2019 | N/A | N/A |  | 10/1/2020 |  | 10/22/2022 |  |  | N | No
AF1-127 | Avon 345 kV |  | KY | Fayette | Withdrawn | EKPC | 80 | 80 | 53.6 |  | Capacity | Generation Interconnection | Solar |  |  | N/A | https://www.pjm.com/pjmfiles/pub/planning/project-queues/feas_docs/af1127_fea.pdf | Document Posted | https://www.pjm.com/pjmfiles/pub/planning/project-queues/impact_studies/af1127_imp.pdf | Document Posted |  | Withdrawn | N/A |  | N/A |  |  | N/A | N/A |  | 9/17/2019 | N/A | N/A |  | 9/13/2023 |  | 12/1/2023 |  |  | N | No
AF1-128 - moved to TC1 | Chesterfield 230 kV |  | VA | Chesterfield | Active | Dominion | 569 | 569 | 569 |  | Capacity | Generation Interconnection | Natural Gas |  |  | N/A | https://www.pjm.com/pjmfiles/pub/planning/project-queues/feas_docs/af1128_fea.pdf | Document Posted | https://www.pjm.com/pjmfiles/pub/planning/project-queues/impact_studies/af1128_imp.pdf | Document Posted |  | In Progress | https://www.pjm.com/pjmfiles/pub/planning/project-queues/isa/af1_128_isa2.pdf | Interim Study | N/A | https://www.pjm.com/pjmfiles/pub/planning/project-queues/csa/af1_128_csa.pdf | Document Posted | N/A | N/A | 3/31/2028 | 9/18/2019 | N/A | N/A | 6/30/2028 |  |  | 6/1/2023 |  |  | N | No
AF1-129 | Chesterfield 230 kV | Chesterfield CT Units 3&4 | VA | Chesterfield | Engineering and Procurement | Dominion | 569 | 569 | 569 |  | Capacity | Generation Interconnection | Natural Gas |  |  | N/A | https://www.pjm.com/pjmfiles/pub/planning/project-queues/feas_docs/af1129_fea.pdf | Document Posted | https://www.pjm.com/pjmfiles/pub/planning/project-queues/impact_studies/af1129_imp.htm | Document Posted | https://www.pjm.com/pjmfiles/pub/planning/project-queues/facilities/af1129_fac.pdf | Document Posted | https://www.pjm.com/pjmfiles/pub/planning/project-queues/gia/af1_129_gia.pdf | Document Posted | N/A | https://www.pjm.com/pjmfiles/pub/planning/project-queues/csa/af1_129_csa.pdf | Document Posted | N/A | N/A | 3/31/2028 | 9/18/2019 | N/A | N/A | 6/30/2028 |  |  | 12/31/2029 | 12/31/2029 |  | N | No
AF1-130 | Inez 138 kV | Martin County Solar Project | KY | Martin | Partially in Service - Under Construction | AEP | 177 | 177 | 133.9 | 113.5 | Capacity | Generation Interconnection | Solar |  |  | N/A | https://www.pjm.com/pjmfiles/pub/planning/project-queues/feas_docs/af1130_fea.pdf | Document Posted | https://www.pjm.com/pjmfiles/pub/planning/project-queues/impact_studies/af1130_imp.htm | Document Posted | https://www.pjm.com/pjmfiles/pub/planning/project-queues/facilities/af1130_fac.pdf | Document Posted | https://www.pjm.com/pjmfiles/pub/planning/project-queues/isa/af1_130_isa.pdf | Document Posted | N/A | https://www.pjm.com/pjmfiles/pub/planning/project-queues/csa/af1_130_csa.pdf | Document Posted | N/A | N/A | 6/12/2024 | 9/20/2019 | N/A | N/A | 10/10/2024 |  |  | 12/15/2025 | 12/15/2025 |  | N | No
AF1-131 | Clearville-Clearville Junction 34.5 kV |  | PA | Bedford | Withdrawn | APS | 16.15 | 16.15 | 9.69 |  | Capacity | Generation Interconnection | Solar |  |  | N/A | https://www.pjm.com/pjmfiles/pub/planning/project-queues/feas_docs/af1131_fea.pdf | Document Posted | https://www.pjm.com/pjmfiles/pub/planning/project-queues/impact_studies/af1131_imp.pdf | Document Posted |  |  | N/A |  | N/A |  |  | N/A | N/A |  | 9/18/2019 | N/A | N/A |  | 9/28/2020 |  | 6/1/2021 |  |  | N | No
AF1-132 | Shingletown-Boalsburg 46 kV |  | PA | Centre | Withdrawn | APS | 20 | 20 | 12 |  | Capacity | Generation Interconnection | Solar |  |  | N/A | https://www.pjm.com/pjmfiles/pub/planning/project-queues/feas_docs/af1132_fea.pdf | Document Posted | https://www.pjm.com/pjmfiles/pub/planning/project-queues/impact_studies/af1132_imp.pdf | Document Posted |  |  | N/A |  | N/A |  |  | N/A | N/A |  | 9/18/2019 | N/A | N/A |  | 12/15/2020 |  | 4/1/2021 |  |  | N | No
AF1-133 | Pequest River-Richmond 34.5 kV | NH Gravel Hill at Martins Creek | PA | Northampton | Withdrawn | ME | 20 | 20 | 12 |  | Capacity | Generation Interconnection | Solar |  |  | N/A | https://www.pjm.com/pjmfiles/pub/planning/project-queues/feas_docs/af1133_fea.pdf | Document Posted | https://www.pjm.com/pjmfiles/pub/planning/project-queues/impact_studies/af1133_imp.pdf | Document Posted |  | Not Required | N/A | Wholesale Market Participation Agreement | https://www.pjm.com/pjmfiles/pub/planning/project-queues/wmpa/af1133_wmpa.pdf | https://www.pjm.com/pjmfiles/pub/planning/project-queues/csa/af1133_wmpa.pdf | Not Required | N/A | N/A |  | 9/18/2019 | N/A | N/A |  | 6/9/2023 |  | 2/28/2023 | 2/28/2023 |  | N | No
AF1-134 | Philipsburg-Madera 34.5 kV | CL-Green Acres | PA | Clearfield | Suspended | PENELEC | 20 | 20 | 12 |  | Capacity | Generation Interconnection | Solar |  |  | N/A | https://www.pjm.com/pjmfiles/pub/planning/project-queues/feas_docs/af1134_fea.pdf | Document Posted | https://www.pjm.com/pjmfiles/pub/planning/project-queues/impact_studies/af1134_imp.htm | Document Posted |  | Not Required | N/A | Wholesale Market Participation Agreement | https://www.pjm.com/pjmfiles/pub/planning/project-queues/wmpa/af1134_wmpa.pdf | https://www.pjm.com/pjmfiles/pub/planning/project-queues/csa/af1134_wmpa.pdf | Not Required | N/A | N/A |  | 9/19/2019 | N/A | N/A | 5/1/2026 |  |  | 6/30/2026 | 6/30/2026 |  | N | No
AF1-135 | Madera 34.5 kV |  | PA | Clearfield | Withdrawn | PENELEC | 20 | 20 | 12 |  | Capacity | Generation Interconnection | Solar |  |  | N/A | https://www.pjm.com/pjmfiles/pub/planning/project-queues/feas_docs/af1135_fea.pdf | Document Posted |  |  |  |  | N/A |  | N/A |  |  | N/A | N/A |  | 9/18/2019 | N/A | N/A |  | 3/19/2020 |  | 4/1/2022 |  |  | N | No
AF1-136 | Warfordsburg-Purcell Junction 34.5 kV | FU-Hanks Solar | PA | Fulton | Engineering and Procurement | APS | 15.72 | 15.72 | 9.43 |  | Capacity | Generation Interconnection | Solar |  |  | N/A | https://www.pjm.com/pjmfiles/pub/planning/project-queues/feas_docs/af1136_fea.pdf | Document Posted | https://www.pjm.com/pjmfiles/pub/planning/project-queues/impact_studies/af1136_imp.pdf | Document Posted | https://www.pjm.com/pjmfiles/pub/planning/project-queues/facilities/af1136_fac.pdf | Document Posted | https://www.pjm.com/pjmfiles/pub/planning/project-queues/isa/af1_136_isa.pdf | Document Posted | N/A | https://www.pjm.com/pjmfiles/pub/planning/project-queues/csa/af1_136_csa.pdf | Document Posted | N/A | N/A | 9/16/2026 | 9/19/2019 | N/A | N/A | 10/12/2026 |  |  | 11/17/2026 | 11/17/2026 |  | N | No
AF1-137 | Newlinville 34.5 kV | Ch-Valley Solar | PA | Chester | Withdrawn | PECO | 9.8 | 9.8 | 5.9 |  | Capacity | Generation Interconnection | Solar |  |  | N/A | https://www.pjm.com/pjmfiles/pub/planning/project-queues/feas_docs/af1137_fea.pdf | Document Posted | https://www.pjm.com/pjmfiles/pub/planning/project-queues/impact_studies/af1137_imp.pdf | Document Posted |  | Not Required | N/A | Wholesale Market Participation Agreement | https://www.pjm.com/pjmfiles/pub/planning/project-queues/wmpa/af1137_wmpa.pdf | https://www.pjm.com/pjmfiles/pub/planning/project-queues/csa/af1137_wmpa.pdf | Not Required | N/A | N/A |  | 9/18/2019 | N/A | N/A |  | 4/27/2024 |  | 4/10/2023 | 4/10/2023 |  | N | No
AF1-138 | Huntingdon-Warrier Ridge 46 kV |  | PA | Huntingdon | Withdrawn | PENELEC | 20 | 20 | 12 |  | Capacity | Generation Interconnection | Solar |  |  | N/A | https://www.pjm.com/pjmfiles/pub/planning/project-queues/feas_docs/af1138_fea.pdf | Document Posted |  |  |  |  | N/A |  | N/A |  |  | N/A | N/A |  | 9/18/2019 | N/A | N/A |  | 3/19/2020 |  | 4/1/2022 |  |  | N | No
AF1-139 | Thompson 34.5 kV |  | PA | Wayne | Withdrawn | PENELEC | 20 | 20 | 12 |  | Capacity | Generation Interconnection | Solar |  |  | N/A | https://www.pjm.com/pjmfiles/pub/planning/project-queues/feas_docs/af1139_fea.pdf | Document Posted |  |  |  |  | N/A |  | N/A |  |  | N/A | N/A |  | 9/18/2019 | N/A | N/A |  | 3/19/2020 |  | 6/1/2022 |  |  | N | No
AF1-140 | Claysburg 23 kV | BL-Diamond Bear Rocks | PA | Adams | Engineering and Procurement | PENELEC | 16.3 | 16.3 | 9.78 |  | Capacity | Generation Interconnection | Solar |  |  | N/A | https://www.pjm.com/pjmfiles/pub/planning/project-queues/feas_docs/af1140_fea.pdf | Document Posted | https://www.pjm.com/pjmfiles/pub/planning/project-queues/impact_studies/af1140_imp.pdf | Document Posted |  | Not Required | N/A | Wholesale Market Participation Agreement | https://www.pjm.com/pjmfiles/pub/planning/project-queues/wmpa/af1140_wmpa.pdf | https://www.pjm.com/pjmfiles/pub/planning/project-queues/csa/af1140_wmpa.pdf | Not Required | N/A | N/A | 9/30/2025 | 9/19/2019 | N/A | N/A | 10/31/2025 |  |  | 12/31/2025 | 12/31/2025 |  | N | No
AF1-141 | Varner 138 kV | Thalassa Energy Project | IN | DeKalb | Withdrawn | AEP | 96 | 96 | 62.8 |  | Capacity | Generation Interconnection | Solar |  |  | N/A | https://www.pjm.com/pjmfiles/pub/planning/project-queues/feas_docs/af1141_fea.pdf | Document Posted | https://www.pjm.com/pjmfiles/pub/planning/project-queues/impact_studies/af1141_imp.htm | Document Posted | https://www.pjm.com/pjmfiles/pub/planning/project-queues/facilities/af1141_fac.pdf | Document Posted |  | Withdrawn | N/A |  | Withdrawn | N/A | N/A |  | 8/30/2019 | N/A | N/A |  | 10/16/2024 |  | 5/31/2022 |  |  | N | No
AF1-142 - moved to TC1 | Moshannon-Milesburg 230 kV IV |  | PA | Clearfield | Withdrawn | APS | 328.9 | 202.4 | 121.44 |  | Capacity | Generation Interconnection | Solar; Storage |  |  | N/A | https://www.pjm.com/pjmfiles/pub/planning/project-queues/feas_docs/af1142_fea.pdf | Document Posted |  | Withdrawn |  |  | N/A |  | N/A |  |  | N/A | N/A |  | 9/4/2019 | N/A | N/A |  | 1/22/2025 |  | 4/1/2022 |  |  | N | No
AF1-143 | Lick Run 115 kV | Rockdale Solar | PA | Somerset | Engineering and Procurement | PENELEC | 100 | 100 | 60 |  | Capacity | Generation Interconnection | Solar |  |  | N/A | https://www.pjm.com/pjmfiles/pub/planning/project-queues/feas_docs/af1143_fea.pdf | Document Posted | https://www.pjm.com/pjmfiles/pub/planning/project-queues/impact_studies/af1143_imp.htm | Document Posted | https://www.pjm.com/pjmfiles/pub/planning/project-queues/facilities/af1143_fac.pdf | Document Posted | https://www.pjm.com/pjmfiles/pub/planning/project-queues/gia/af1_143_gia.pdf | Document Posted | N/A |  |  | N/A | N/A | 10/31/2027 | 9/18/2019 | N/A | N/A | 11/16/2027 |  |  | 12/31/2027 | 12/31/2027 |  | N | No
AF1-144 | Hayden 345 kV | Hayden Run | OH | Franklin | Withdrawn | AEP | 100 | 100 | 66.9 |  | Capacity | Generation Interconnection | Solar |  |  | N/A | https://www.pjm.com/pjmfiles/pub/planning/project-queues/feas_docs/af1144_fea.pdf | Document Posted | https://www.pjm.com/pjmfiles/pub/planning/project-queues/impact_studies/af1144_imp.htm | Document Posted |  | Withdrawn | N/A |  | N/A |  |  | N/A | N/A |  | 9/18/2019 | N/A | N/A |  | 6/6/2024 |  | 12/1/2023 |  |  | N | No
AF1-145 | Flanders-Netcong 34.5 kV |  | NJ | Morris | Withdrawn | JCPL | 20 | 20 | 8.4 |  | Capacity | Generation Interconnection | Solar |  |  | N/A |  | Withdrawn |  |  |  |  | N/A |  | N/A |  |  | N/A | N/A |  | 9/18/2019 | N/A | N/A |  | 10/7/2019 |  | 10/1/2021 |  |  | N | No
AF1-146 | Hoytdale -McClelland 345 kV | Firefly Solar | PA | Lawrence | Withdrawn | ATSI | 201.95 | 201.95 | 121.17 |  | Capacity | Generation Interconnection | Solar |  |  | N/A | https://www.pjm.com/pjmfiles/pub/planning/project-queues/feas_docs/af1146_fea.pdf | Document Posted | https://www.pjm.com/pjmfiles/pub/planning/project-queues/impact_studies/af1146_imp.pdf | Document Posted | https://www.pjm.com/pjmfiles/pub/planning/project-queues/facilities/af1146_fac.pdf | Document Posted | https://www.pjm.com/pjmfiles/pub/planning/project-queues/isa/af1_146_isa.pdf | Document Posted | N/A | https://www.pjm.com/pjmfiles/pub/planning/project-queues/csa/af1_146_csa.pdf | Document Posted | N/A | N/A |  | 9/18/2019 | N/A | N/A |  | 12/2/2024 |  | 9/1/2026 | 9/1/2026 |  | N | No
AF1-147 | Poland Rd-Runway DP 230kV | Dulles Solar and BESS | VA | Loudoun | Engineering and Procurement | Dominion | 100 | 100 | 60 |  | Capacity | Generation Interconnection | Solar |  |  | N/A | https://www.pjm.com/pjmfiles/pub/planning/project-queues/feas_docs/af1147_fea.pdf | Document Posted | https://www.pjm.com/pjmfiles/pub/planning/project-queues/impact_studies/af1147_imp.pdf | Document Posted | https://www.pjm.com/pjmfiles/pub/planning/project-queues/facilities/af1147_fac.pdf | Document Posted | https://www.pjm.com/pjmfiles/pub/planning/project-queues/gia/af1_147_gia.pdf | Document Posted | N/A | https://www.pjm.com/pjmfiles/pub/planning/project-queues/csa/af1_147_csa.pdf | Document Posted | N/A | N/A | 8/25/2025 | 9/20/2019 | N/A | N/A | 7/15/2026 |  |  | 10/31/2026 | 10/31/2026 |  | N | No
AF1-148 | Sorenson-Desoto 345 kV |  | IN | Wells | Withdrawn | AEP | 159 | 159 | 95.4 |  | Capacity | Generation Interconnection | Solar; Storage |  |  | N/A | https://www.pjm.com/pjmfiles/pub/planning/project-queues/feas_docs/af1148_fea.pdf | Document Posted | https://www.pjm.com/pjmfiles/pub/planning/project-queues/impact_studies/af1148_imp.htm | Document Posted | https://www.pjm.com/pjmfiles/pub/planning/project-queues/facilities/af1148_fac.pdf | Document Posted | N/A |  | N/A |  |  | N/A | N/A |  | 9/19/2019 | N/A | N/A |  | 11/8/2024 |  | 4/30/2023 |  |  | N | No
AF1-149 | Graymont-Zion 46 kV |  | PA | Centre | Withdrawn | APS | 20 | 20 | 12 |  | Capacity | Generation Interconnection | Solar |  |  | N/A | https://www.pjm.com/pjmfiles/pub/planning/project-queues/feas_docs/af1149_fea.pdf | Document Posted | https://www.pjm.com/pjmfiles/pub/planning/project-queues/impact_studies/af1149_imp.pdf | Document Posted |  |  | N/A |  | N/A |  |  | N/A | N/A |  | 9/19/2019 | N/A | N/A |  | 10/1/2020 |  | 3/1/2021 |  |  | N | No
AF1-150 | Midfield 22.9 kV | Pittsburgh International Airport | PA | Allegheny | In Service | DL | 14.4 | 14.4 | 4.28 | 14.4 | Capacity | Generation Interconnection | Natural Gas |  |  | N/A | https://www.pjm.com/pjmfiles/pub/planning/project-queues/feas_docs/af1150_fea.pdf | Document Posted | https://www.pjm.com/pjmfiles/pub/planning/project-queues/impact_studies/af1150_imp.pdf | Document Posted |  | Not Required | N/A | Wholesale Market Participation Agreement | https://www.pjm.com/pjmfiles/pub/planning/project-queues/wmpa/af1150_wmpa.pdf | https://www.pjm.com/pjmfiles/pub/planning/project-queues/csa/af1150_wmpa.pdf | Not Required | N/A | N/A | 4/1/2021 | 9/19/2019 | N/A | N/A | 4/1/2021 |  |  | 9/1/2021 | 9/1/2021 | 10/28/2021 | N | No
AF1-151 | Fayetteville 34.5 kV |  | PA | Franklin | Withdrawn | APS | 20 | 20 | 8.4 |  | Capacity | Generation Interconnection | Solar |  |  | N/A | https://www.pjm.com/pjmfiles/pub/planning/project-queues/feas_docs/af1151_fea.pdf | Document Posted |  |  |  |  | N/A |  | N/A |  |  | N/A | N/A |  | 9/19/2019 | N/A | N/A |  | 3/6/2020 |  | 12/31/2022 |  |  | N | No
AF1-152 - moved to TC1 | Swamp 230 kV |  | NC | Pasquotank | Withdrawn | Dominion | 50 | 50 | 30 |  | Capacity | Generation Interconnection | Solar |  |  | N/A | https://www.pjm.com/pjmfiles/pub/planning/project-queues/feas_docs/af1152_fea.pdf | Document Posted | https://www.pjm.com/pjmfiles/pub/planning/project-queues/impact_studies/af1152_imp.pdf | Document Posted |  | Withdrawn | N/A |  | N/A |  |  | N/A | N/A |  | 9/19/2019 | N/A | N/A |  | 1/22/2025 |  | 10/2/2023 |  |  | N | No
AF1-153 | Motion-Ridgeway 46 kV | Jakes Hollow Solar | PA | Elk | Suspended | APS | 20 | 20 | 12 |  | Capacity | Generation Interconnection | Solar |  |  | N/A | https://www.pjm.com/pjmfiles/pub/planning/project-queues/feas_docs/af1153_fea.pdf | Document Posted | https://www.pjm.com/pjmfiles/pub/planning/project-queues/impact_studies/af1153_imp.htm | Document Posted |  | Not Required | N/A | Wholesale Market Participation Agreement | https://www.pjm.com/pjmfiles/pub/planning/project-queues/wmpa/af1153_wmpa.pdf | https://www.pjm.com/pjmfiles/pub/planning/project-queues/csa/af1153_wmpa.pdf | Not Required | N/A | N/A |  | 9/19/2019 | N/A | N/A | 7/31/2026 |  |  | 9/1/2026 | 9/1/2026 |  | N | No
AF1-154 | Dauphin |  | PA | Dauphin | Withdrawn | PPL | 20 | 20 | 12 |  | Capacity | Generation Interconnection | Solar |  |  | N/A |  | Withdrawn |  |  |  |  | N/A |  | N/A |  |  | N/A | N/A |  | 9/19/2019 | N/A | N/A |  | 10/8/2019 |  | 5/1/2022 |  |  | N | No
AF1-155 | Paper City-Wilcox 46 kV | EL-Mefferts Run | PA | Elk | Withdrawn | APS | 20 | 20 | 12 |  | Capacity | Generation Interconnection | Solar |  |  | N/A | https://www.pjm.com/pjmfiles/pub/planning/project-queues/feas_docs/af1155_fea.pdf | Document Posted | https://www.pjm.com/pjmfiles/pub/planning/project-queues/impact_studies/af1155_imp.pdf | Document Posted |  | Not Required | N/A | Wholesale Market Participation Agreement | https://www.pjm.com/pjmfiles/pub/planning/project-queues/wmpa/af1155_wmpa.pdf | https://www.pjm.com/pjmfiles/pub/planning/project-queues/csa/af1155_wmpa.pdf | Not Required | N/A | N/A | 11/30/2025 | 9/19/2019 | N/A | N/A | 12/31/2025 | 5/16/2025 |  | 2/28/2026 | 2/28/2026 |  | N | No
AF1-156 | Braidwood-Davis Creek |  | IL | Kankakee | Withdrawn | ComEd | 150 | 150 | 90 |  | Capacity | Generation Interconnection | Solar |  |  | N/A | https://www.pjm.com/pjmfiles/pub/planning/project-queues/feas_docs/af1156_fea.pdf | Document Posted | https://www.pjm.com/pjmfiles/pub/planning/project-queues/impact_studies/af1156_imp.pdf | Document Posted |  | Withdrawn | N/A |  | N/A |  |  | N/A | N/A |  | 9/19/2019 | N/A | N/A |  | 9/11/2023 |  | 9/30/2021 |  |  | N | No
AF1-157 | Laurel-Sussex 69 kV |  | DE | Sussex | Withdrawn | DPL | 25 | 25 | 15 |  | Capacity | Generation Interconnection | Solar |  |  | N/A | https://www.pjm.com/pjmfiles/pub/planning/project-queues/feas_docs/af1157_fea.pdf | Document Posted | https://www.pjm.com/pjmfiles/pub/planning/project-queues/impact_studies/af1157_imp.pdf | Document Posted |  |  | N/A |  | N/A |  |  | N/A | N/A |  | 9/20/2019 | N/A | N/A |  | 10/12/2020 |  | 12/31/2022 |  |  | N | No
AF1-158 | Edison-Gravel Pit 138 kV | Honeysuckle Solar Project | IN | St. Joseph | Partially in Service - Under Construction | AEP | 150 | 150 | 90 | 150 | Capacity | Generation Interconnection | Solar; Storage |  |  | N/A | https://www.pjm.com/pjmfiles/pub/planning/project-queues/feas_docs/af1158_fea.pdf | Document Posted | https://www.pjm.com/pjmfiles/pub/planning/project-queues/impact_studies/af1158_imp.htm | Document Posted | https://www.pjm.com/pjmfiles/pub/planning/project-queues/facilities/af1158_fac.pdf | Document Posted | https://www.pjm.com/pjmfiles/pub/planning/project-queues/isa/af1_158_isa.pdf | Document Posted | N/A | https://www.pjm.com/pjmfiles/pub/planning/project-queues/csa/af1_158_csa.pdf | Document Posted | N/A | N/A | 4/23/2024 | 9/24/2019 | N/A | N/A | 6/6/2024 |  |  | 1/31/2025 | 1/31/2025 |  | N | No
AF1-159 | Martinsville-Wilmington 69 kV | Clinton Solar | OH | Clinton | Under Construction | Dayton | 49.9 | 0 | 10.9 |  | Capacity | Generation Interconnection | Solar |  |  | N/A | https://www.pjm.com/pjmfiles/pub/planning/project-queues/feas_docs/af1159_fea.pdf | Document Posted | https://www.pjm.com/pjmfiles/pub/planning/project-queues/impact_studies/af1159_imp.pdf | Document Posted | https://www.pjm.com/pjmfiles/pub/planning/project-queues/facilities/af1159_fac.pdf | Document Posted | https://www.pjm.com/pjmfiles/pub/planning/project-queues/isa/af1_159_isa.pdf | Document Posted | N/A | https://www.pjm.com/pjmfiles/pub/planning/project-queues/csa/af1_159_csa.pdf | Document Posted | N/A | N/A | 5/25/2025 | 9/21/2019 | N/A | N/A | 6/16/2025 |  |  | 6/25/2025 | 6/25/2025 |  | N | No
AF1-160 | Silver Lake 69 kV |  | NJ | Camden | Withdrawn | AEC | 40 | 20 | 10 |  | Capacity | Generation Interconnection | Storage |  |  | N/A | https://www.pjm.com/pjmfiles/pub/planning/project-queues/feas_docs/af1160_fea.pdf | Document Posted | https://www.pjm.com/pjmfiles/pub/planning/project-queues/impact_studies/af1160_imp.pdf | Document Posted |  | Not Required |  | Withdrawn | N/A |  | Withdrawn | N/A | N/A |  | 9/20/2019 | N/A | N/A |  | 3/22/2022 |  | 11/1/2021 |  |  | N | No
AF1-161 - moved to TC1 | Valley 138 kV |  | MI | Van Buren | Active | AEP | 50 | 50 | 25 |  | Capacity | Generation Interconnection | Storage |  |  | N/A | https://www.pjm.com/pjmfiles/pub/planning/project-queues/feas_docs/af1161_fea.pdf | Document Posted | https://www.pjm.com/pjmfiles/pub/planning/project-queues/impact_studies/af1161_imp.pdf | Document Posted |  | In Progress | N/A |  | N/A |  |  | N/A | N/A |  | 9/20/2019 | N/A | N/A |  |  |  | 3/1/2022 |  |  | N | No
AF1-162 | Inez 138 kV | Threeforks Energy Storage | KY | Martin | Engineering and Procurement | AEP | 277 | 100 | 60 |  | Capacity | Generation Interconnection | Storage |  |  | N/A | https://www.pjm.com/pjmfiles/pub/planning/project-queues/feas_docs/af1162_fea.pdf | Document Posted | https://www.pjm.com/pjmfiles/pub/planning/project-queues/impact_studies/af1162_imp.htm | Document Posted | https://www.pjm.com/pjmfiles/pub/planning/project-queues/facilities/af1162_fac.pdf | Document Posted | https://www.pjm.com/pjmfiles/pub/planning/project-queues/gia/af1_162_gia.pdf | Document Posted | N/A |  |  | N/A | N/A | 3/1/2028 | 9/20/2019 | N/A | N/A | 4/1/2028 |  |  | 5/31/2028 | 5/31/2028 |  | N | No
AF1-163 | Barren-Summer Shade 161 kV |  | KY | Barren | Withdrawn | EKPC | 120 | 120 | 80.8 |  | Capacity | Generation Interconnection | Solar |  |  | N/A |  | Withdrawn |  |  |  |  | N/A |  | N/A |  |  | N/A | N/A |  | 9/20/2019 | N/A | N/A |  | 12/11/2019 |  | 6/1/2022 |  |  | N | No
AF1-164 | Southwest Lima 345 kV | Birch Solar | OH | Allen | Withdrawn | AEP | 300 | 300 | 195 |  | Capacity | Generation Interconnection | Solar |  |  | N/A | https://www.pjm.com/pjmfiles/pub/planning/project-queues/feas_docs/af1164_fea.pdf | Document Posted | https://www.pjm.com/pjmfiles/pub/planning/project-queues/impact_studies/af1164_imp.htm | Document Posted | https://www.pjm.com/pjmfiles/pub/planning/project-queues/facilities/af1164_fac.pdf | Document Posted | https://www.pjm.com/pjmfiles/pub/planning/project-queues/gia/af1_164_gia.pdf | Document Posted | N/A | https://www.pjm.com/pjmfiles/pub/planning/project-queues/csa/af1_164_csa.pdf | Document Posted | N/A | N/A |  | 9/20/2019 | N/A | N/A |  | 1/9/2025 |  | 12/31/2027 | 12/31/2027 |  | N | No
AF1-165 | Campbelltown-Millars Quarry 69 kV | East Ridge Solar | PA | Lebanon | Withdrawn | ME | 15 | 15 | 9 |  | Capacity | Generation Interconnection | Solar |  |  | N/A | https://www.pjm.com/pjmfiles/pub/planning/project-queues/feas_docs/af1165_fea.pdf | Document Posted | https://www.pjm.com/pjmfiles/pub/planning/project-queues/impact_studies/af1165_imp.htm | Document Posted | https://www.pjm.com/pjmfiles/pub/planning/project-queues/facilities/af1165_fac.pdf | Document Posted |  | Withdrawn | N/A |  |  | N/A | N/A |  | 9/23/2019 | N/A | N/A |  | 12/5/2024 |  | 1/31/2027 | 1/31/2027 |  | N | No
AF1-166 | Target-Chambers No.5 34.5 kV | FR-BOYER MILL 1 | PA | Franklin | Withdrawn | APS | 16 | 16 | 9.6 |  | Capacity | Generation Interconnection | Solar |  |  | N/A | https://www.pjm.com/pjmfiles/pub/planning/project-queues/feas_docs/af1166_fea.pdf | Document Posted | https://www.pjm.com/pjmfiles/pub/planning/project-queues/impact_studies/af1166_imp.pdf | Document Posted |  | Not Required | N/A | Wholesale Market Participation Agreement | https://www.pjm.com/pjmfiles/pub/planning/project-queues/wmpa/af1166_wmpa.pdf | https://www.pjm.com/pjmfiles/pub/planning/project-queues/csa/af1166_wmpa.pdf | Not Required | N/A | N/A |  | 9/23/2019 | N/A | N/A |  | 11/22/2023 |  | 2/28/2023 | 2/28/2023 |  | N | No
AF1-167 | West Freedom-C&K Coal 25 kV | CL-Route 58 B | PA | Clarion | Suspended | APS | 13.515 | 13.515 | 8.109 |  | Capacity | Generation Interconnection | Solar |  |  | N/A | https://www.pjm.com/pjmfiles/pub/planning/project-queues/feas_docs/af1167_fea.pdf | Document Posted | https://www.pjm.com/pjmfiles/pub/planning/project-queues/impact_studies/af1167_imp.htm | Document Posted |  | Not Required | N/A | Wholesale Market Participation Agreement | https://www.pjm.com/pjmfiles/pub/planning/project-queues/wmpa/af1167_wmpa.pdf | https://www.pjm.com/pjmfiles/pub/planning/project-queues/csa/af1167_wmpa.pdf | Not Required | N/A | N/A |  | 9/24/2019 | N/A | N/A | 11/28/2025 |  |  | 1/31/2026 | 1/31/2026 |  | N | No
AF1-168 | Kingsland 26.4 kV I |  | NJ | Bergen | Withdrawn | PSEG | 4 | 4 | 1.68 |  | Capacity | Generation Interconnection | Solar |  |  | N/A |  | Withdrawn |  |  |  |  | N/A |  | N/A |  |  | N/A | N/A |  | 9/23/2019 | N/A | N/A |  | 10/8/2019 |  | 9/30/2020 |  |  | N | No
AF1-169 | Kingsland 26.4 kV II |  | NJ | Bergen | Withdrawn | PSEG | 4 | 4 | 1.68 |  | Capacity | Generation Interconnection | Solar |  |  | N/A |  | Withdrawn |  |  |  |  | N/A |  | N/A |  |  | N/A | N/A |  | 9/23/2019 | N/A | N/A |  | 10/8/2019 |  | 9/30/2020 |  |  | N | No
AF1-170 | Springboro-Venango Junction 115 kV |  | PA | Crawford | Withdrawn | PENELEC | 77.5 | 77.5 | 46.5 |  | Capacity | Generation Interconnection | Solar |  |  | N/A | https://www.pjm.com/pjmfiles/pub/planning/project-queues/feas_docs/af1170_fea.pdf | Document Posted | https://www.pjm.com/pjmfiles/pub/planning/project-queues/impact_studies/af1170_imp.htm | Document Posted | https://www.pjm.com/pjmfiles/pub/planning/project-queues/facilities/af1170_fac.pdf | Document Posted |  | Withdrawn | N/A |  |  | N/A | N/A |  | 9/23/2019 | N/A | N/A |  | 12/3/2024 |  | 2/15/2023 |  |  | N | No
AF1-171 | Jamestown-Hartstown 69 kV |  | PA | Crawford | Withdrawn | ATSI | 20 | 20 | 12 |  | Capacity | Generation Interconnection | Solar |  |  | N/A | https://www.pjm.com/pjmfiles/pub/planning/project-queues/feas_docs/af1171_fea.pdf | Document Posted | https://www.pjm.com/pjmfiles/pub/planning/project-queues/impact_studies/af1171_imp.pdf | Document Posted |  |  | N/A |  | N/A |  |  | N/A | N/A |  | 9/23/2019 | N/A | N/A |  | 12/15/2020 |  | 2/15/2023 |  |  | N | No
AF1-172 | Moshannon-Chapman 230 kV |  | PA | Clinton | Withdrawn | PENELEC | 250 | 250 | 150 |  | Capacity | Generation Interconnection | Solar |  |  | N/A | https://www.pjm.com/pjmfiles/pub/planning/project-queues/feas_docs/af1172_fea.pdf | Document Posted |  |  |  |  | N/A |  | N/A |  |  | N/A | N/A |  | 9/24/2019 | N/A | N/A |  | 3/2/2020 |  | 10/31/2022 |  |  | N | No
AF1-173 | Gretna DP-Shockoe DP 69 kV |  | VA | Mecklenburg | Withdrawn | Dominion | 50 | 0 | 13.95 |  | Capacity | Generation Interconnection | Solar |  |  | N/A | https://www.pjm.com/pjmfiles/pub/planning/project-queues/feas_docs/af1173_fea.pdf | Document Posted | https://www.pjm.com/pjmfiles/pub/planning/project-queues/impact_studies/af1173_imp.pdf | Document Posted |  | Withdrawn | N/A |  | N/A |  |  | N/A | N/A |  | 9/23/2019 | N/A | N/A |  | 9/12/2023 |  | 12/15/2020 |  |  | N | No
AF1-174 | Newlinville 34.5 kv II | Ch-Goosetown Solar | PA | Chester | Withdrawn | PECO | 20 | 20 | 12 |  | Capacity | Generation Interconnection | Solar |  |  | N/A | https://www.pjm.com/pjmfiles/pub/planning/project-queues/feas_docs/af1174_fea.pdf | Document Posted | https://www.pjm.com/pjmfiles/pub/planning/project-queues/impact_studies/af1174_imp.pdf | Document Posted |  | Not Required | N/A | Wholesale Market Participation Agreement | https://www.pjm.com/pjmfiles/pub/planning/project-queues/wmpa/af1174_wmpa.pdf | https://www.pjm.com/pjmfiles/pub/planning/project-queues/csa/af1174_wmpa.pdf | Not Required | N/A | N/A |  | 9/25/2019 | N/A | N/A | 6/30/2024 | 4/27/2024 |  | 6/1/2022 |  |  | N | No
AF1-175 | Donald C Cook-Jackson Road 345 kV |  | IN | St. Joseph | Withdrawn | AEP | 152 | 152 | 91.2 |  | Capacity | Generation Interconnection | Solar; Storage |  |  | N/A | https://www.pjm.com/pjmfiles/pub/planning/project-queues/feas_docs/af1175_fea.pdf | Document Posted |  |  |  |  | N/A |  | N/A |  |  | N/A | N/A |  | 9/24/2019 | N/A | N/A |  | 4/16/2020 |  | 4/30/2023 |  |  | N | No
AF1-176 - moved to TC1 | Corey 138 kV |  | MI | St. Joseph | Active | AEP | 300 | 300 | 155.684 |  | Capacity | Generation Interconnection | Solar; Storage |  |  | N/A | https://www.pjm.com/pjmfiles/pub/planning/project-queues/feas_docs/af1176_fea.pdf | Document Posted | https://www.pjm.com/pjmfiles/pub/planning/project-queues/impact_studies/af1176_imp.pdf | Document Posted |  | In Progress | N/A |  | N/A |  |  | N/A | N/A |  | 9/25/2019 | N/A | N/A |  |  |  | 10/31/2022 |  |  | N | No
AF1-177 | Warren 115 kV | Warren Generating Station | PA | Warren | In Service | PENELEC | 62 | 5 | 5 | 5 | Capacity | Generation Interconnection | Natural Gas |  |  | N/A | https://www.pjm.com/pjmfiles/pub/planning/project-queues/feas_docs/af1177_fea.pdf | Document Posted | https://www.pjm.com/pjmfiles/pub/planning/project-queues/impact_studies/af1177_imp.pdf | Document Posted |  | Not Required | https://www.pjm.com/pjmfiles/pub/planning/project-queues/isa/af1_177_isa.pdf | Document Posted | N/A |  | Not Required | N/A | N/A |  | 9/25/2019 | N/A | N/A |  |  |  | 9/1/2023 | 9/1/2023 | 7/1/2020 | N | No
AF1-178 | Tolna 2 115 kV | Tolna Unit 2 | PA | York | In Service | ME | 21.5 | 1.5 | 1.5 | 1.5 | Capacity | Generation Interconnection | Oil |  |  | N/A | https://www.pjm.com/pjmfiles/pub/planning/project-queues/feas_docs/af1178_fea.pdf | Document Posted | https://www.pjm.com/pjmfiles/pub/planning/project-queues/impact_studies/af1178_imp.pdf | Document Posted |  | Not Required | https://www.pjm.com/pjmfiles/pub/planning/project-queues/isa/af1_178_isa.pdf | Document Posted | N/A |  | Not Required | N/A | N/A |  | 9/25/2019 | N/A | N/A |  |  |  | 9/30/2023 | 9/30/2023 | 7/1/2020 | N | No
AF1-179 | Tolna 1 115 kV | Tolna Unit 1 | PA | York | In Service | ME | 21 | 1 | 1 | 1 | Capacity | Generation Interconnection | Oil |  |  | N/A | https://www.pjm.com/pjmfiles/pub/planning/project-queues/feas_docs/af1179_fea.pdf | Document Posted | https://www.pjm.com/pjmfiles/pub/planning/project-queues/impact_studies/af1179_imp.pdf | Document Posted |  | Not Required | https://www.pjm.com/pjmfiles/pub/planning/project-queues/isa/af1_179_isa.pdf | Document Posted | N/A |  | Not Required | N/A | N/A |  | 9/25/2019 | N/A | N/A |  |  |  | 9/30/2023 | 9/30/2023 | 7/1/2020 | N | No
AF1-180 | Titus 4 & 5 69 kV | Titus Generating Station (Titus CT 4 and Titus CT 5) | PA | Berks | In Service | ME | 38.7 | 2 | 2 | 2 | Capacity | Generation Interconnection | Oil |  |  | N/A | https://www.pjm.com/pjmfiles/pub/planning/project-queues/feas_docs/af1180_fea.pdf | Document Posted | https://www.pjm.com/pjmfiles/pub/planning/project-queues/impact_studies/af1180_imp.pdf | Document Posted |  | Not Required | https://www.pjm.com/pjmfiles/pub/planning/project-queues/isa/af1_180_isa.pdf | Document Posted | N/A |  | Not Required | N/A | N/A |  | 9/25/2019 | N/A | N/A |  |  |  | 9/30/2023 | 9/30/2023 | 7/1/2020 | N | No
AF1-181 | Shawville 3 230 kV | Shawville Generating Station | PA | Adams | In Service | PENELEC | 593 | 3 | 3 | 3 | Capacity | Generation Interconnection | Natural Gas |  |  | N/A | https://www.pjm.com/pjmfiles/pub/planning/project-queues/feas_docs/af1181_fea.pdf | Document Posted | https://www.pjm.com/pjmfiles/pub/planning/project-queues/impact_studies/af1181_imp.pdf | Document Posted |  | Not Required | https://www.pjm.com/pjmfiles/pub/planning/project-queues/isa/af1_181_isa.pdf | Document Posted | N/A |  | Not Required | N/A | N/A |  | 9/25/2019 | N/A | N/A |  |  |  | 9/30/2023 | 9/30/2023 | 7/1/2020 | N | No
AF1-182 | Shawville 4 230 kV | Shawville Generating Station | PA | Adams | In Service | PENELEC | 597 | 4 | 4 | 4 | Capacity | Generation Interconnection | Natural Gas |  |  | N/A | https://www.pjm.com/pjmfiles/pub/planning/project-queues/feas_docs/af1182_fea.pdf | Document Posted | https://www.pjm.com/pjmfiles/pub/planning/project-queues/impact_studies/af1182_imp.pdf | Document Posted |  | Not Required | https://www.pjm.com/pjmfiles/pub/planning/project-queues/isa/af1_182_isa.pdf | Document Posted | N/A |  | Not Required | N/A | N/A |  | 9/25/2019 | N/A | N/A |  |  |  | 9/30/2023 | 9/30/2023 | 7/1/2020 | N | No
AF1-183 | Shawville 1 230 kV | Shawville Generating Station | PA | Adams | In Service | PENELEC | 598 | 1 | 1 | 1 | Capacity | Generation Interconnection | Natural Gas |  |  | N/A | https://www.pjm.com/pjmfiles/pub/planning/project-queues/feas_docs/af1183_fea.pdf | Document Posted | https://www.pjm.com/pjmfiles/pub/planning/project-queues/impact_studies/af1183_imp.pdf | Document Posted |  | Not Required | https://www.pjm.com/pjmfiles/pub/planning/project-queues/isa/af1_183_isa.pdf | Document Posted | N/A |  | Not Required | N/A | N/A |  | 9/25/2019 | N/A | N/A |  |  |  | 9/30/2023 | 9/30/2023 | 7/1/2020 | N | No
AF1-184 | Shawnee 1 34.5 kv | Shawnee Generating Station (CT 1) | PA | Monroe | In Service | ME | 21 | 1 | 1 | 1 | Capacity | Generation Interconnection | Oil |  |  | N/A | https://www.pjm.com/pjmfiles/pub/planning/project-queues/feas_docs/af1184_fea.pdf | Document Posted | https://www.pjm.com/pjmfiles/pub/planning/project-queues/impact_studies/af1184_imp.pdf | Document Posted |  | Not Required | https://www.pjm.com/pjmfiles/pub/planning/project-queues/isa/af1_184_isa.pdf | Document Posted | N/A |  | Not Required | N/A | N/A |  | 9/25/2019 | N/A | N/A |  |  |  | 9/30/2023 | 9/30/2023 | 7/1/2020 | N | No
AF1-185 | Sayreville 1-2-3 230 kV | Sayreville Facility (Raritan River) | NJ | Middlesex | In Service | JCPL | 171.7 | 0 | 5.5 | 0 | Capacity | Generation Interconnection | Natural Gas |  |  | N/A | https://www.pjm.com/pjmfiles/pub/planning/project-queues/feas_docs/af1185_fea.pdf | Document Posted | https://www.pjm.com/pjmfiles/pub/planning/project-queues/impact_studies/af1185_imp.pdf | Document Posted |  | Not Required | https://www.pjm.com/pjmfiles/pub/planning/project-queues/isa/af1_185_isa.pdf | Document Posted | N/A |  | Not Required | N/A | N/A |  | 9/25/2019 | N/A | N/A |  |  |  | 3/10/2020 | 3/10/2020 | 3/10/2020 | N | No
AF1-186 | Portland 5 230 kV | Portland Station Unit 5 | PA | Northampton | In Service | ME | 147.5 | 6.5 | 6.5 | 6.5 | Capacity | Generation Interconnection | Natural Gas |  |  | N/A | https://www.pjm.com/pjmfiles/pub/planning/project-queues/feas_docs/af1186_fea.pdf | Document Posted | https://www.pjm.com/pjmfiles/pub/planning/project-queues/impact_studies/af1186_imp.pdf | Document Posted |  | Not Required | https://www.pjm.com/pjmfiles/pub/planning/project-queues/isa/af1_186_isa.pdf | Document Posted | N/A |  | Not Required | N/A | N/A |  | 9/25/2019 | N/A | N/A |  |  |  | 9/30/2023 | 9/30/2023 | 7/1/2020 | N | No
AF1-187 | Portland 3 & 4 115 kV | Portland Station Unit 3 and Unit 4 | PA | Northampton | In Service | ME | 39.8 | 2 | 2 | 2 | Capacity | Generation Interconnection | Natural Gas |  |  | N/A | https://www.pjm.com/pjmfiles/pub/planning/project-queues/feas_docs/af1187_fea.pdf | Document Posted | https://www.pjm.com/pjmfiles/pub/planning/project-queues/impact_studies/af1187_imp.pdf | Document Posted |  | Not Required | https://www.pjm.com/pjmfiles/pub/planning/project-queues/isa/af1_187_isa.pdf | Document Posted | N/A |  | Not Required | N/A | N/A |  | 9/25/2019 | N/A | N/A |  |  |  | 9/30/2023 | 9/30/2023 | 7/1/2020 | N | No
AF1-188 | Orrtanna 115 kV | Orrtanna Station Unit C1 | PA | Adams | In Service | ME | 27 | 1 | 1 | 1 | Capacity | Generation Interconnection | Oil |  |  | N/A | https://www.pjm.com/pjmfiles/pub/planning/project-queues/feas_docs/af1188_fea.pdf | Document Posted | https://www.pjm.com/pjmfiles/pub/planning/project-queues/impact_studies/af1188_imp.pdf | Document Posted |  | Not Required | https://www.pjm.com/pjmfiles/pub/planning/project-queues/gia/af1_188_gia.pdf | Document Posted | N/A |  | Not Required | N/A | N/A |  | 9/25/2019 | N/A | N/A |  |  |  | 9/30/2023 | 9/30/2023 | 7/1/2020 | N | No
AF1-189 | Niles CT A 23 kV | Niles A CT | OH | Trumbull | In Service | ATSI | 26.1 | 1.5 | 1.5 | 1.5 | Capacity | Generation Interconnection | Oil |  |  | N/A | https://www.pjm.com/pjmfiles/pub/planning/project-queues/feas_docs/af1189_fea.pdf | Document Posted | https://www.pjm.com/pjmfiles/pub/planning/project-queues/impact_studies/af1189_imp.pdf | Document Posted |  | Not Required | https://www.pjm.com/pjmfiles/pub/planning/project-queues/isa/af1_189_isa.pdf | Document Posted | N/A |  | Not Required | N/A | N/A |  | 9/25/2019 | N/A | N/A |  |  |  | 9/30/2023 | 9/30/2023 | 7/1/2020 | N | No
AF1-190 | New Castle 4 69 kV | New Castle Generating Station | PA | Lawrence | In Service | ATSI | 93 | 1 | 1 | 1 | Capacity | Generation Interconnection | Natural Gas |  |  | N/A | https://www.pjm.com/pjmfiles/pub/planning/project-queues/feas_docs/af1190_fea.pdf | Document Posted | https://www.pjm.com/pjmfiles/pub/planning/project-queues/impact_studies/af1190_imp.pdf | Document Posted |  | Not Required | https://www.pjm.com/pjmfiles/pub/planning/project-queues/isa/af1_190_isa.pdf | Document Posted | N/A |  | Not Required | N/A | N/A |  | 9/25/2019 | N/A | N/A |  |  |  | 9/30/2023 | 9/30/2023 | 7/1/2020 | N | No
AF1-191 | New Castle 5 138 kV | New Castle Generating Station | PA | Lawrence | In Service | ATSI | 145 | 4 | 4 | 4 | Capacity | Generation Interconnection | Natural Gas |  |  | N/A | https://www.pjm.com/pjmfiles/pub/planning/project-queues/feas_docs/af1191_fea.pdf | Document Posted | https://www.pjm.com/pjmfiles/pub/planning/project-queues/impact_studies/af1191_imp.pdf | Document Posted |  | Not Required | https://www.pjm.com/pjmfiles/pub/planning/project-queues/isa/af1_191_isa.pdf | Document Posted | N/A |  | Not Required | N/A | N/A |  | 9/25/2019 | N/A | N/A |  |  |  | 9/30/2023 | 9/30/2023 | 7/1/2020 | N | No
AF1-192 | Mountain 2 115 kV | Mountain Station Unit C2 | PA | Cumberland | In Service | ME | 28 | 1 | 1 | 1 | Capacity | Generation Interconnection | Natural Gas |  |  | N/A | https://www.pjm.com/pjmfiles/pub/planning/project-queues/feas_docs/af1192_fea.pdf | Document Posted | https://www.pjm.com/pjmfiles/pub/planning/project-queues/impact_studies/af1192_imp.pdf | Document Posted |  | Not Required | https://www.pjm.com/pjmfiles/pub/planning/project-queues/isa/af1_192_isa.pdf | Document Posted | N/A |  | Not Required | N/A | N/A |  | 9/25/2019 | N/A | N/A |  |  |  | 9/30/2023 | 9/30/2023 | 7/1/2020 | N | No
AF1-193 | Hunterstown 115 kV | Hunterstown CT Facility | PA | Adams | In Service | ME | 65 | 4 | 4 | 4 | Capacity | Generation Interconnection | Natural Gas |  |  | N/A | https://www.pjm.com/pjmfiles/pub/planning/project-queues/feas_docs/af1193_fea.pdf | Document Posted | https://www.pjm.com/pjmfiles/pub/planning/project-queues/impact_studies/af1193_imp.pdf | Document Posted |  | Not Required | https://www.pjm.com/pjmfiles/pub/planning/project-queues/isa/af1_193_isa.pdf | Document Posted | N/A |  | Not Required | N/A | N/A |  | 9/25/2019 | N/A | N/A |  |  |  | 9/30/2023 | 9/30/2023 | 7/1/2020 | N | No
AF1-194 | Hamilton CT1 115 kV | Hamilton Station | PA | York | In Service | ME | 27 | 1 | 1 | 1 | Capacity | Generation Interconnection | Oil |  |  | N/A | https://www.pjm.com/pjmfiles/pub/planning/project-queues/feas_docs/af1194_fea.pdf | Document Posted | https://www.pjm.com/pjmfiles/pub/planning/project-queues/impact_studies/af1194_imp.pdf | Document Posted |  | Not Required | https://www.pjm.com/pjmfiles/pub/planning/project-queues/isa/af1_194_isa.pdf | Document Posted | N/A |  | Not Required | N/A | N/A |  | 9/25/2019 | N/A | N/A |  |  |  | 9/30/2023 | 9/30/2023 | 7/1/2020 | N | No
AF1-195 | Gilbert CT9 230 kV | Gilbert Station Unit 9 | NJ | Hunterdon | In Service | JCPL | 168 | 0 | 1 | 0 | Capacity | Generation Interconnection | Natural Gas |  |  | N/A | https://www.pjm.com/pjmfiles/pub/planning/project-queues/feas_docs/af1195_fea.pdf | Document Posted | https://www.pjm.com/pjmfiles/pub/planning/project-queues/impact_studies/af1195_imp.pdf | Document Posted |  | Not Required | https://www.pjm.com/pjmfiles/pub/planning/project-queues/isa/af1_195_isa.pdf | Document Posted | N/A |  | Not Required | N/A | N/A |  | 9/25/2019 | N/A | N/A |  |  |  | 3/10/2020 | 3/10/2020 | 3/10/2020 | N | No
AF1-196 | Gilbert CT 5-6-7 230 kV | Gilbert Station 4x1 Combined Cycle (Unit 4, Unit 5, Unit 6, Unit 7, and Unit 8) | NJ | Hunterdon | In Service | JCPL | 302.5 | 0 | 14.5 | 0 | Capacity | Generation Interconnection | Natural Gas |  |  | N/A | https://www.pjm.com/pjmfiles/pub/planning/project-queues/feas_docs/af1196_fea.pdf | Document Posted | https://www.pjm.com/pjmfiles/pub/planning/project-queues/impact_studies/af1196_imp.pdf | Document Posted |  | Not Required | https://www.pjm.com/pjmfiles/pub/planning/project-queues/isa/af1_196_isa.pdf | Document Posted | N/A |  | Not Required | N/A | N/A |  | 9/25/2019 | N/A | N/A |  |  |  | 3/10/2020 | 3/10/2020 | 3/10/2020 | N | No
AF1-197 | Brunot Island 138 kV |  | PA | Allegheny | Withdrawn | DL | 295 | 15 | 15 |  | Capacity | Generation Interconnection | Natural Gas |  |  | N/A | https://www.pjm.com/pjmfiles/pub/planning/project-queues/feas_docs/af1197_fea.pdf | Document Posted |  |  |  |  | N/A |  | N/A |  |  | N/A | N/A |  | 9/25/2019 | N/A | N/A |  | 3/5/2020 |  | 10/1/2019 |  |  | N | No
AF1-198 | Blossburg #1 CT 34.5 kV | Blossburg Station Unit 1 | PA | Tioga | In Service | PENELEC | 22.5 | 2.5 | 2.5 | 2.5 | Capacity | Generation Interconnection | Natural Gas |  |  | N/A | https://www.pjm.com/pjmfiles/pub/planning/project-queues/feas_docs/af1198_fea.pdf | Document Posted | https://www.pjm.com/pjmfiles/pub/planning/project-queues/impact_studies/af1198_imp.pdf | Document Posted |  | Not Required | https://www.pjm.com/pjmfiles/pub/planning/project-queues/isa/af1_198_isa.pdf | Document Posted | N/A |  | Not Required | N/A | N/A |  | 9/26/2019 | N/A | N/A | 7/24/2023 |  |  | 9/30/2023 | 9/30/2023 | 7/1/2020 | N | No
AF1-199 | Avon Lake 10 138 kV | Avon Lake Plant | OH | Lorain | Deactivated | ATSI | 36 | 4 | 4 | 4 | Capacity | Generation Interconnection | Oil |  |  | N/A | https://www.pjm.com/pjmfiles/pub/planning/project-queues/feas_docs/af1199_fea.pdf | Document Posted | https://www.pjm.com/pjmfiles/pub/planning/project-queues/impact_studies/af1199_imp.pdf | Document Posted |  | Not Required | https://www.pjm.com/pjmfiles/pub/planning/project-queues/isa/af1_199_isa.pdf | Document Posted | N/A |  | Not Required | N/A | N/A |  | 9/25/2019 | N/A | N/A |  |  |  | 9/1/2023 | 9/1/2023 | 7/1/2020 | N | No
AF1-201 - moved to TC1 | Hayes-White Marsh 115 kV |  | VA | Gloucester | Withdrawn | Dominion | 150 | 150 | 90 |  | Capacity | Generation Interconnection | Solar; Storage |  |  | N/A | https://www.pjm.com/pjmfiles/pub/planning/project-queues/feas_docs/af1201_fea.pdf | Document Posted | https://www.pjm.com/pjmfiles/pub/planning/project-queues/impact_studies/af1201_imp.pdf | Document Posted |  | Withdrawn | N/A |  | N/A |  |  | N/A | N/A |  | 9/24/2019 | N/A | N/A |  | 6/24/2024 |  | 12/31/2021 |  |  | N | No
AF1-202 | Keystone-Desoto 345 kV | Blackford Wind Energy Project | IN | Blackford | Engineering and Procurement | AEP | 200 | 200 | 34 |  | Capacity | Generation Interconnection | Wind |  |  | N/A | https://www.pjm.com/pjmfiles/pub/planning/project-queues/feas_docs/af1202_fea.pdf | Document Posted | https://www.pjm.com/pjmfiles/pub/planning/project-queues/impact_studies/af1202_imp.htm | Document Posted | https://www.pjm.com/pjmfiles/pub/planning/project-queues/facilities/af1202_fac.pdf | Document Posted | https://www.pjm.com/pjmfiles/pub/planning/project-queues/gia/af1_202_gia.pdf | Document Posted | N/A | https://www.pjm.com/pjmfiles/pub/planning/project-queues/csa/af1_202_csa.pdf | Document Posted | N/A | N/A | 3/10/2026 | 9/25/2019 | N/A | N/A | 3/31/2026 |  |  | 9/15/2026 | 9/15/2026 |  | N | No
AF1-203 | Patton Rd-Summer Shade 69 kV | Glover Creek Solar | KY | Metcalfe | In Service | EKPC | 55 | 20 | 12 | 20 | Capacity | Generation Interconnection | Solar |  |  | N/A | https://www.pjm.com/pjmfiles/pub/planning/project-queues/feas_docs/af1203_fea.pdf | Document Posted | https://www.pjm.com/pjmfiles/pub/planning/project-queues/impact_studies/af1203_imp.pdf | Document Posted | https://www.pjm.com/pjmfiles/pub/planning/project-queues/facilities/af1203_fac.pdf | Document Posted | https://www.pjm.com/pjmfiles/pub/planning/project-queues/isa/af1_203_isa.pdf | Document Posted | N/A | https://www.pjm.com/pjmfiles/pub/planning/project-queues/csa/af1_203_csa.pdf | Document Posted | N/A | N/A | 4/15/2024 | 9/30/2019 | N/A | N/A | 5/2/2024 |  |  | 4/30/2024 | 4/30/2024 | 6/7/2024 | N | No
AF1-204 - moved to TC1 | Eugene 345 kV |  | IN | Vermillion | Active | AEP | 255 | 255 | 63.75 |  | Capacity | Generation Interconnection | Wind |  |  | N/A | https://www.pjm.com/pjmfiles/pub/planning/project-queues/feas_docs/af1204_fea.pdf | Document Posted | https://www.pjm.com/pjmfiles/pub/planning/project-queues/impact_studies/af1204_imp.html | Document Posted |  | In Progress | N/A |  | N/A |  |  | N/A | N/A |  | 9/25/2019 | N/A | N/A |  |  |  | 12/31/2022 |  |  | N | No
AF1-205 | Napoleon Muni 138 kV | Henry County Solar | OH | Henry | Suspended | AMPT | 40 | 40 | 24 |  | Capacity | Generation Interconnection | Solar |  |  | N/A | https://www.pjm.com/pjmfiles/pub/planning/project-queues/feas_docs/af1205_fea.pdf | Document Posted | https://www.pjm.com/pjmfiles/pub/planning/project-queues/impact_studies/af1205_imp.htm | Document Posted | https://www.pjm.com/pjmfiles/pub/planning/project-queues/facilities/af1205_fac.pdf | Document Posted | https://www.pjm.com/pjmfiles/pub/planning/project-queues/isa/af1_205_isa.pdf | Document Posted | N/A | https://www.pjm.com/pjmfiles/pub/planning/project-queues/csa/af1_205_csa.pdf | Document Posted | N/A | N/A | 6/1/2026 | 9/27/2019 | N/A | N/A | 7/1/2026 |  |  | 8/1/2026 | 8/1/2026 |  | N | No
AF1-206 | East Fayette 138 kV | CG Fulton County | OH | Fulton | Engineering and Procurement | ATSI | 199 | 199 | 119.4 |  | Capacity | Generation Interconnection | Solar |  |  | N/A | https://www.pjm.com/pjmfiles/pub/planning/project-queues/feas_docs/af1206_fea.pdf | Document Posted | https://www.pjm.com/pjmfiles/pub/planning/project-queues/impact_studies/af1206_imp.htm | Document Posted | https://www.pjm.com/pjmfiles/pub/planning/project-queues/facilities/af1206_fac.pdf | Document Posted | https://www.pjm.com/pjmfiles/pub/planning/project-queues/gia/af1_206_gia.pdf | Document Posted | N/A |  |  | N/A | N/A | 2/28/2028 | 9/26/2019 | N/A | N/A | 3/31/2028 |  |  | 5/31/2028 | 5/31/2028 |  | N | No
AF1-207 | Reynolds-Olive #1 345 kV | Hoosier Line Solar | IN | White | Engineering and Procurement | AEP | 180 | 180 | 34 |  | Capacity | Generation Interconnection | Solar |  |  | N/A | https://www.pjm.com/pjmfiles/pub/planning/project-queues/feas_docs/af1207_fea.pdf | Document Posted | https://www.pjm.com/pjmfiles/pub/planning/project-queues/impact_studies/af1207_imp.htm | Document Posted | https://www.pjm.com/pjmfiles/pub/planning/project-queues/facilities/af1207_fac.pdf | Document Posted | https://www.pjm.com/pjmfiles/pub/planning/project-queues/gia/af1_207_gia.pdf | Document Posted | N/A |  |  | N/A | N/A | 5/6/2027 | 9/27/2019 | N/A | N/A | 5/31/2027 |  |  | 9/15/2027 | 9/15/2027 |  | N | No
AF1-208 | Laurel-Roadstown 69 kV | Horse Run Solar I | NJ | Salem | Engineering and Procurement | AEC | 45 | 45 | 27 |  | Capacity | Generation Interconnection | Solar; Storage |  |  | N/A | https://www.pjm.com/pjmfiles/pub/planning/project-queues/feas_docs/af1208_fea.pdf | Document Posted | https://www.pjm.com/pjmfiles/pub/planning/project-queues/impact_studies/af1208_imp.html | Document Posted | https://www.pjm.com/pjmfiles/pub/planning/project-queues/facilities/af1208_fac.pdf | Document Posted | https://www.pjm.com/pjmfiles/pub/planning/project-queues/gia/af1_208_gia.pdf | Document Posted | N/A |  |  | N/A | N/A | 10/31/2028 | 9/26/2019 | N/A | N/A | 12/15/2028 |  |  | 12/31/2028 | 12/31/2028 |  | N | No
AF1-209 | Guilford 34.5 kV | FR Boyer Mill 2 | PA | Franklin | Withdrawn | APS | 31.9 | 15.9 | 9.54 |  | Capacity | Generation Interconnection | Solar |  |  | N/A | https://www.pjm.com/pjmfiles/pub/planning/project-queues/feas_docs/af1209_fea.pdf | Document Posted | https://www.pjm.com/pjmfiles/pub/planning/project-queues/impact_studies/af1209_imp.pdf | Document Posted |  | Not Required | N/A | Wholesale Market Participation Agreement | https://www.pjm.com/pjmfiles/pub/planning/project-queues/wmpa/af1209_wmpa.pdf | https://www.pjm.com/pjmfiles/pub/planning/project-queues/csa/af1209_wmpa.pdf | Not Required | N/A | N/A |  | 9/26/2019 | N/A | N/A |  | 11/22/2023 |  | 9/30/2022 | 9/30/2022 |  | N | No
AF1-210 | Burma 23 kV | CL-Route 58 S | PA | Clarion | Withdrawn | APS | 15.9 | 15.9 | 9.54 |  | Capacity | Generation Interconnection | Solar |  |  | N/A | https://www.pjm.com/pjmfiles/pub/planning/project-queues/feas_docs/af1210_fea.pdf | Document Posted | https://www.pjm.com/pjmfiles/pub/planning/project-queues/impact_studies/af1210_imp.pdf | Document Posted |  | Not Required | N/A | Wholesale Market Participation Agreement | https://www.pjm.com/pjmfiles/pub/planning/project-queues/wmpa/af1210_wmpa.pdf | https://www.pjm.com/pjmfiles/pub/planning/project-queues/csa/af1210_wmpa.pdf | Not Required | N/A | N/A | 2/28/2025 | 9/26/2019 | N/A | N/A | 3/31/2025 | 9/19/2024 |  | 6/1/2022 |  |  | N | No
AF1-211 | Campbelltown-Millars Quarry 69 kV | Palmyra Solar | PA | Lebanon | Withdrawn | ME | 15 | 15 | 9 |  | Capacity | Generation Interconnection | Solar |  |  | N/A | https://www.pjm.com/pjmfiles/pub/planning/project-queues/feas_docs/af1211_fea.pdf | Document Posted | https://www.pjm.com/pjmfiles/pub/planning/project-queues/impact_studies/af1211_imp.htm | Document Posted | https://www.pjm.com/pjmfiles/pub/planning/project-queues/facilities/af1211_fac.pdf | Document Posted |  | Withdrawn | N/A |  |  | N/A | N/A |  | 9/26/2019 | N/A | N/A |  | 12/5/2024 |  | 1/31/2027 | 1/31/2027 |  | N | No
AF1-212 | Campbelltown-Millars Quarry 69 kV | Bellegrove Solar | PA | Lebanon | Withdrawn | ME | 15 | 15 | 9 |  | Capacity | Generation Interconnection | Solar |  |  | N/A | https://www.pjm.com/pjmfiles/pub/planning/project-queues/feas_docs/af1212_fea.pdf | Document Posted | https://www.pjm.com/pjmfiles/pub/planning/project-queues/impact_studies/af1212_imp.htm | Document Posted | https://www.pjm.com/pjmfiles/pub/planning/project-queues/facilities/af1212_fac.pdf | Document Posted |  | Withdrawn | N/A |  |  | N/A | N/A |  | 9/26/2019 | N/A | N/A |  | 12/5/2024 |  | 1/31/2027 | 1/31/2027 |  | N | No
AF1-213 | Bionol-Madera 115 kV |  | PA | Clearfield | Withdrawn | PENELEC | 151.8 | 151.8 | 91.08 |  | Capacity | Generation Interconnection | Solar |  |  | N/A | https://www.pjm.com/pjmfiles/pub/planning/project-queues/feas_docs/af1213_fea.pdf | Document Posted |  |  |  |  | N/A |  | N/A |  |  | N/A | N/A |  | 9/26/2019 | N/A | N/A |  | 4/13/2020 |  | 6/1/2023 |  |  | N | No
AF1-214 | Nittany-Zion 46 kV |  | PA | Centre | Withdrawn | APS | 20 | 20 | 12 |  | Capacity | Generation Interconnection | Solar |  |  | N/A | https://www.pjm.com/pjmfiles/pub/planning/project-queues/feas_docs/af1214_fea.pdf | Document Posted | https://www.pjm.com/pjmfiles/pub/planning/project-queues/impact_studies/af1214_imp.pdf | Document Posted |  |  | N/A |  | N/A |  |  | N/A | N/A |  | 9/26/2019 | N/A | N/A |  | 12/3/2020 |  | 5/1/2022 |  |  | N | No
AF1-215 | Olive-Reynolds 345 kV | Mammoth North Solar Project | IN | Starke | In Service | AEP | 300 | 300 | 180 | 300 | Capacity | Generation Interconnection | Solar |  |  | N/A | https://www.pjm.com/pjmfiles/pub/planning/project-queues/feas_docs/af1215_fea.pdf | Document Posted | https://www.pjm.com/pjmfiles/pub/planning/project-queues/impact_studies/af1215_imp.htm | Document Posted | https://www.pjm.com/pjmfiles/pub/planning/project-queues/facilities/af1215_fac.pdf | Document Posted | https://www.pjm.com/pjmfiles/pub/planning/project-queues/isa/af1_215_isa.pdf | Document Posted | N/A | https://www.pjm.com/pjmfiles/pub/planning/project-queues/csa/af1_215_csa.pdf | Document Posted | N/A | N/A | 8/20/2024 | 9/28/2019 | N/A | N/A | 10/14/2024 |  |  | 7/31/2024 | 7/31/2024 | 11/8/2024 | N | No
AF1-216 | Lycoming-Lock Haven 69 kV |  | PA | Lycoming | Withdrawn | PPL | 143.11 | 143.11 | 85.87 |  | Capacity | Generation Interconnection | Solar |  |  | N/A | https://www.pjm.com/pjmfiles/pub/planning/project-queues/feas_docs/af1216_fea.pdf | Document Posted | https://www.pjm.com/pjmfiles/pub/planning/project-queues/impact_studies/af1216_imp.htm | Document Posted | https://www.pjm.com/pjmfiles/pub/planning/project-queues/facilities/af1216_fac.pdf | Document Posted |  | Withdrawn | N/A |  | Withdrawn | N/A | N/A |  | 9/26/2019 | N/A | N/A |  | 8/30/2023 |  | 5/31/2021 |  |  | N | No
AF1-217 | Edinboro -Cambridge Springs 34.5 kV | Crawford Solar II | PA | Crawford | Engineering and Procurement | PENELEC | 20 | 20 | 12 |  | Capacity | Generation Interconnection | Solar |  |  | N/A | https://www.pjm.com/pjmfiles/pub/planning/project-queues/feas_docs/af1217_fea.pdf | Document Posted | https://www.pjm.com/pjmfiles/pub/planning/project-queues/impact_studies/af1217_imp.pdf | Document Posted |  | Not Required | N/A | Wholesale Market Participation Agreement | https://www.pjm.com/pjmfiles/pub/planning/project-queues/wmpa/af1217_wmpa.pdf | https://www.pjm.com/pjmfiles/pub/planning/project-queues/csa/af1217_wmpa.pdf | Not Required | N/A | N/A |  | 9/28/2019 | N/A | N/A | 12/31/2025 |  |  | 4/30/2027 | 4/30/2027 |  | N | No
AF1-218 | Scalp Level 23 kV |  | PA | Somerset | Withdrawn | PENELEC | 15 | 15 | 6.3 |  | Capacity | Generation Interconnection | Solar |  |  | N/A |  | Withdrawn |  |  |  |  | N/A |  | N/A |  |  | N/A | N/A |  | 9/27/2019 | N/A | N/A |  | 10/17/2019 |  | 12/31/2020 |  |  | N | No
AF1-219 | Hunt Farm 69 kV |  | KY | Boyle | Withdrawn | EKPC | 30 | 30 | 20.4 |  | Capacity | Generation Interconnection | Solar; Storage |  |  | N/A | https://www.pjm.com/pjmfiles/pub/planning/project-queues/feas_docs/af1219_fea.pdf | Document Posted | https://www.pjm.com/pjmfiles/pub/planning/project-queues/impact_studies/af1219_imp.pdf | Document Posted |  |  | N/A |  | N/A |  |  | N/A | N/A |  | 9/27/2019 | N/A | N/A |  | 9/9/2020 |  | 6/1/2022 |  |  | N | No
AF1-220 | Ridgway-Whetstone 115 kV |  | PA | Elk | Withdrawn | PENELEC | 151.7 | 151.7 | 91 |  | Capacity | Generation Interconnection | Solar |  |  | N/A | https://www.pjm.com/pjmfiles/pub/planning/project-queues/feas_docs/af1220_fea.pdf | Document Posted |  | Withdrawn |  |  | N/A |  | N/A |  |  | N/A | N/A |  | 9/27/2019 | N/A | N/A |  | 8/4/2020 |  | 3/1/2022 |  |  | N | No
AF1-221 - moved to TC1 | College Corner-Drewersburg 138 kV |  | IN | Franklin | Withdrawn | AEP | 180 | 180 | 25.2 |  | Capacity | Generation Interconnection | Solar |  |  | N/A | https://www.pjm.com/pjmfiles/pub/planning/project-queues/feas_docs/af1221_fea.pdf | Document Posted | https://www.pjm.com/pjmfiles/pub/planning/project-queues/impact_studies/af1221_imp.pdf | Document Posted |  | Withdrawn | N/A |  | N/A |  |  | N/A | N/A |  | 9/27/2019 | N/A | N/A |  | 1/22/2025 |  | 6/1/2022 |  |  | N | No
AF1-222 | Oceanview Wind 2 230 kV |  | NJ | Monmouth | Withdrawn | JCPL | 1326 | 510 | 140.25 |  | Capacity | Generation Interconnection | Offshore Wind |  |  | N/A | https://www.pjm.com/pjmfiles/pub/planning/project-queues/feas_docs/af1222_fea.pdf | Document Posted | https://www.pjm.com/pjmfiles/pub/planning/project-queues/impact_studies/af1222_imp.pdf | Document Posted |  | Withdrawn | N/A |  | N/A |  |  | N/A | N/A |  | 9/27/2019 | N/A | N/A |  | 8/28/2023 |  | 12/30/2025 |  |  | N | No
AF1-223 | Keystone-Desoto 345 kV | Blackford Solar Energy Project | IN | Jay | Engineering and Procurement | AEP | 150 | 150 | 90 |  | Capacity | Generation Interconnection | Solar |  |  | N/A | https://www.pjm.com/pjmfiles/pub/planning/project-queues/feas_docs/af1223_fea.pdf | Document Posted | https://www.pjm.com/pjmfiles/pub/planning/project-queues/impact_studies/af1223_imp.htm | Document Posted | https://www.pjm.com/pjmfiles/pub/planning/project-queues/facilities/af1223_fac.pdf | Document Posted | https://www.pjm.com/pjmfiles/pub/planning/project-queues/gia/af1_223_gia.pdf | Document Posted | N/A |  |  | N/A | N/A | 3/10/2026 | 9/27/2019 | N/A | N/A | 9/30/2026 |  |  | 12/31/2026 | 12/31/2026 |  | N | No
AF1-224 | Fayetteville 34.5 kV | Fayetteville Solar | PA | Franklin | Withdrawn | APS | 31.9 | 11.9 | 7.9 |  | Capacity | Generation Interconnection | Solar |  |  | N/A | https://www.pjm.com/pjmfiles/pub/planning/project-queues/feas_docs/af1224_fea.pdf | Document Posted | https://www.pjm.com/pjmfiles/pub/planning/project-queues/impact_studies/af1224_imp.pdf | Document Posted |  | Not Required | N/A | Wholesale Market Participation Agreement | https://www.pjm.com/pjmfiles/pub/planning/project-queues/wmpa/af1224_wmpa.pdf | https://www.pjm.com/pjmfiles/pub/planning/project-queues/csa/af1224_wmpa.pdf | Not Required | N/A | N/A |  | 9/27/2019 | N/A | N/A | 6/1/2024 | 10/10/2023 |  | 3/31/2022 | 3/31/2022 |  | N | No
AF1-225 | Milnor 34.5 kV |  | PA | Franklin | Withdrawn | APS | 20 | 20 | 8.4 |  | Capacity | Generation Interconnection | Solar |  |  | N/A | https://www.pjm.com/pjmfiles/pub/planning/project-queues/feas_docs/af1225_fea.pdf | Document Posted | https://www.pjm.com/pjmfiles/pub/planning/project-queues/impact_studies/af1225_imp.pdf | Document Posted |  | Not Required |  | Withdrawn | N/A |  | Not Required | N/A | N/A |  | 9/27/2019 | N/A | N/A |  | 9/7/2023 |  | 12/30/2021 |  |  | N | No
AF1-226 | Bowmans Mill-Scott 69 kV | Cottontail Solar 7 | PA | Columbia | Suspended | PPL | 35 | 35 | 14.7 |  | Capacity | Generation Interconnection | Solar |  |  | N/A | https://www.pjm.com/pjmfiles/pub/planning/project-queues/feas_docs/af1226_fea.pdf | Document Posted | https://www.pjm.com/pjmfiles/pub/planning/project-queues/impact_studies/af1226_imp.pdf | Document Posted | https://www.pjm.com/pjmfiles/pub/planning/project-queues/facilities/af1226_fac.pdf | Document Posted | https://www.pjm.com/pjmfiles/pub/planning/project-queues/isa/af1_226_isa.pdf | Document Posted | N/A | https://www.pjm.com/pjmfiles/pub/planning/project-queues/csa/af1_226_csa.pdf | Document Posted | N/A | N/A | 9/30/2028 | 9/28/2019 | N/A | N/A | 9/30/2028 |  |  | 11/30/2028 | 11/30/2028 |  | N | No
AF1-227 | Marysville – Gunn Road 345 kV | Union Solar | OH | Union | In Service | AEP | 325 | 325 | 195 | 325 | Capacity | Generation Interconnection | Solar |  |  | N/A | https://www.pjm.com/pjmfiles/pub/planning/project-queues/feas_docs/af1227_fea.pdf | Document Posted | https://www.pjm.com/pjmfiles/pub/planning/project-queues/impact_studies/af1227_imp.htm | Document Posted | https://www.pjm.com/pjmfiles/pub/planning/project-queues/facilities/af1227_fac.pdf | Document Posted | https://www.pjm.com/pjmfiles/pub/planning/project-queues/isa/af1_227_isa.pdf | Document Posted | N/A | https://www.pjm.com/pjmfiles/pub/planning/project-queues/csa/af1_227_csa.pdf | Document Posted | N/A | N/A | 4/9/2024 | 9/30/2019 | N/A | N/A | 5/14/2024 |  |  | 12/31/2024 | 12/31/2024 | 11/15/2024 | N | No
AF1-228 | Beatty-Greene 345 kV | Springwater Solar | OH | Madison | Engineering and Procurement | AEP | 155 | 155 | 93 |  | Capacity | Generation Interconnection | Solar |  |  | N/A | https://www.pjm.com/pjmfiles/pub/planning/project-queues/feas_docs/af1228_fea.pdf | Document Posted | https://www.pjm.com/pjmfiles/pub/planning/project-queues/impact_studies/af1228_imp.htm | Document Posted | https://www.pjm.com/pjmfiles/pub/planning/project-queues/facilities/af1228_fac.pdf | Document Posted | https://www.pjm.com/pjmfiles/pub/planning/project-queues/gia/af1_228_gia.pdf | Document Posted | N/A |  |  | N/A | N/A | 4/21/2026 | 9/27/2019 | N/A | N/A | 5/15/2026 |  |  | 8/31/2026 | 8/31/2026 |  | N | No
AF1-229 | Galion-South Berwick 345 kV | Tymochtee Solar | OH | Wyandot | Engineering and Procurement | AEP | 120 | 120 | 72 |  | Capacity | Generation Interconnection | Solar |  |  | N/A | https://www.pjm.com/pjmfiles/pub/planning/project-queues/feas_docs/af1229_fea.pdf | Document Posted | https://www.pjm.com/pjmfiles/pub/planning/project-queues/impact_studies/af1229_imp.htm | Document Posted | https://www.pjm.com/pjmfiles/pub/planning/project-queues/facilities/af1229_fac.pdf | Document Posted | https://www.pjm.com/pjmfiles/pub/planning/project-queues/gia/af1_229_gia.pdf | Document Posted | N/A | https://www.pjm.com/pjmfiles/pub/planning/project-queues/csa/af1_229_csa.pdf | Document Posted | N/A | N/A | 4/21/2026 | 9/27/2019 | N/A | N/A | 5/15/2026 |  |  | 8/31/2026 | 8/31/2026 |  | N | No
AF1-230 | Chatfield 138 kV |  | OH | Crawford | Withdrawn | AEP | 49 | 49 | 29.4 |  | Capacity | Generation Interconnection | Solar |  |  | N/A | https://www.pjm.com/pjmfiles/pub/planning/project-queues/feas_docs/af1230_fea.pdf | Document Posted |  |  |  |  | N/A |  | N/A |  |  | N/A | N/A |  | 9/27/2019 | N/A | N/A |  | 2/5/2020 |  | 10/31/2022 |  |  | N | No
AF1-231 | New Church 138 kV |  | VA | Accomack | Withdrawn | DPL | 19 | 19 | 7.6 |  | Capacity | Generation Interconnection | Storage |  |  | N/A | https://www.pjm.com/pjmfiles/pub/planning/project-queues/feas_docs/af1231_fea.pdf | Document Posted | https://www.pjm.com/pjmfiles/pub/planning/project-queues/impact_studies/af1231_imp.htm | Document Posted | https://www.pjm.com/pjmfiles/pub/planning/project-queues/facilities/af1231_fac.pdf | Document Posted | N/A |  | N/A |  |  | N/A | N/A |  | 9/27/2019 | N/A | N/A |  | 9/10/2024 |  | 12/31/2022 |  |  | N | No
AF1-232 | Allegheny-Somerset 115 kV |  | PA | Somerset | Withdrawn | PENELEC | 160 | 160 | 104 |  | Capacity | Generation Interconnection | Solar; Storage |  |  | N/A | https://www.pjm.com/pjmfiles/pub/planning/project-queues/feas_docs/af1232_fea.pdf | Document Posted | https://www.pjm.com/pjmfiles/pub/planning/project-queues/impact_studies/af1232_imp.pdf | Document Posted |  | Withdrawn | N/A |  | N/A |  |  | N/A | N/A |  | 9/27/2019 | N/A | N/A |  | 1/19/2021 |  | 5/31/2022 |  |  | N | No
AF1-233 - moved to TC1 | Flemingsburg – Spurlock 138kV | AEUG Fleming Solar | KY | Fleming | Active | EKPC | 188.5 | 188.5 | 113.1 |  | Capacity | Generation Interconnection | Solar |  |  | N/A | https://www.pjm.com/pjmfiles/pub/planning/project-queues/feas_docs/af1233_fea.pdf | Document Posted | https://www.pjm.com/pjmfiles/pub/planning/project-queues/impact_studies/af1233_imp.pdf | Document Posted |  | In Progress | https://www.pjm.com/pjmfiles/pub/planning/project-queues/isa/af1_233_isa2.pdf | Interim Study | N/A |  |  | N/A | N/A |  | 9/27/2019 | N/A | N/A |  |  |  | 5/31/2022 |  |  | N | No
AF1-234 | Baldy-Wesnberg 69 kV |  | PA | Berks | Withdrawn | ME | 20 | 20 | 12 |  | Capacity | Generation Interconnection | Solar |  |  | N/A |  | Withdrawn |  |  |  |  | N/A |  | N/A |  |  | N/A | N/A |  | 9/27/2019 | N/A | N/A |  | 11/11/2019 |  | 12/15/2022 |  |  | N | No
AF1-235 | Sunbury 500 kV |  | PA | Snyder | Withdrawn | PPL | 617 | 617 | 617 |  | Capacity | Generation Interconnection | Natural Gas |  |  | N/A | https://www.pjm.com/pjmfiles/pub/planning/project-queues/feas_docs/af1235_fea.pdf | Document Posted |  |  |  |  | N/A |  | N/A |  |  | N/A | N/A |  | 9/27/2019 | N/A | N/A |  | 3/2/2020 |  | 5/1/2023 |  |  | N | No
AF1-236 | Mackeys 230 kV |  | NC | Tyrell | Withdrawn | Dominion | 1210 | 1210 | 459.8 |  | Capacity | Generation Interconnection | Solar |  |  | N/A | https://www.pjm.com/pjmfiles/pub/planning/project-queues/feas_docs/af1236_fea.pdf | Document Posted | https://www.pjm.com/pjmfiles/pub/planning/project-queues/impact_studies/af1236_imp.pdf | Document Posted |  | Withdrawn | N/A |  | N/A |  |  | N/A | N/A |  | 9/27/2019 | N/A | N/A |  | 8/19/2022 |  | 9/30/2024 |  |  | N | No
AF1-237 | Mercer 230 kV | Lamberton Road Battery | NJ | Mercer | Engineering and Procurement | PSEG | 170 | 170 | 80 |  | Capacity | Generation Interconnection | Storage |  |  | N/A | https://www.pjm.com/pjmfiles/pub/planning/project-queues/feas_docs/af1237_fea.pdf | Document Posted | https://www.pjm.com/pjmfiles/pub/planning/project-queues/impact_studies/af1237_imp.htm | Document Posted | https://www.pjm.com/pjmfiles/pub/planning/project-queues/facilities/af1237_fac.pdf | Document Posted | https://www.pjm.com/pjmfiles/pub/planning/project-queues/gia/af1_237_gia.pdf | Document Posted | N/A |  |  | N/A | N/A | 5/13/2027 | 9/28/2019 | N/A | N/A | 6/16/2027 |  |  | 8/11/2027 | 8/11/2027 |  | N | No | This project slid to the next queue
AF1-238 - moved to TC1 | Sherman Ave - West Vineland 69 kV |  | NJ | Cumberland | Active | AEC | 50 | 50 | 20 |  | Capacity | Generation Interconnection | Storage |  |  | N/A | https://www.pjm.com/pjmfiles/pub/planning/project-queues/feas_docs/af1238_fea.pdf | Document Posted | https://www.pjm.com/pjmfiles/pub/planning/project-queues/impact_studies/af1238_imp.pdf | Document Posted |  | Withdrawn | N/A |  | N/A |  |  | N/A | N/A |  | 9/28/2019 | N/A | N/A |  |  |  | 5/31/2023 |  |  | N | No | This project slid to the next queue
AF1-239 | Sherman Ave - West Vineland 69 kV | South Orchard | NJ | Cumberland | Engineering and Procurement | AEC | 30 | 30 | 12 |  | Capacity | Generation Interconnection | Storage |  |  | N/A | https://www.pjm.com/pjmfiles/pub/planning/project-queues/feas_docs/af1239_fea.pdf | Document Posted | https://www.pjm.com/pjmfiles/pub/planning/project-queues/impact_studies/af1239_imp.htm | Document Posted |  | Not Required | N/A | Wholesale Market Participation Agreement | https://www.pjm.com/pjmfiles/pub/planning/project-queues/wmpa/af1239_wmpa.pdf | https://www.pjm.com/pjmfiles/pub/planning/project-queues/csa/af1239_wmpa.pdf | Not Required | N/A | N/A | 3/1/2028 | 9/28/2019 | N/A | N/A | 5/1/2028 |  |  | 6/1/2028 | 6/1/2028 |  | N | No
AF1-240 - moved to TC1 | Timblin 34.5 kV |  | PA | Armstrong | Active | PENELEC | 15.75 | 15.75 | 11 |  | Capacity | Generation Interconnection | Solar |  |  | N/A | https://www.pjm.com/pjmfiles/pub/planning/project-queues/feas_docs/af1240_fea.pdf | Document Posted | https://www.pjm.com/pjmfiles/pub/planning/project-queues/impact_studies/af1240_imp.htm | Document Posted |  | In Progress | N/A |  | N/A |  |  | N/A | N/A |  | 9/30/2019 | N/A | N/A |  |  |  | 7/1/2022 |  |  | N | No
AF1-241 | Watson 12.47 kV |  | PA | Adams | Withdrawn | PPL | 15 | 15 | 9 |  | Capacity | Generation Interconnection | Solar |  |  | N/A | https://www.pjm.com/pjmfiles/pub/planning/project-queues/feas_docs/af1241_fea.pdf | Document Posted |  |  |  |  | N/A |  | N/A |  |  | N/A | N/A |  | 9/30/2019 | N/A | N/A |  | 2/24/2020 |  | 7/1/2022 |  |  | N | No
AF1-242 | Wilcox-Paper City 46 kV |  | PA | Adams | Withdrawn | APS | 20 | 20 | 12 |  | Capacity | Generation Interconnection | Solar |  |  | N/A | https://www.pjm.com/pjmfiles/pub/planning/project-queues/feas_docs/af1242_fea.pdf | Document Posted |  |  |  |  | N/A |  | N/A |  |  | N/A | N/A |  | 9/30/2019 | N/A | N/A |  | 3/19/2020 |  | 8/1/2022 |  |  | N | No
AF1-243 | Tasley 25 kV |  | VA | Accomack | Withdrawn | ODEC | 5 | 5 | 5 |  | Capacity | Generation Interconnection | Storage |  |  | N/A | https://www.pjm.com/pjmfiles/pub/planning/project-queues/feas_docs/af1243_fea.pdf | Document Posted | https://www.pjm.com/pjmfiles/pub/planning/project-queues/impact_studies/af1243_imp.pdf | Document Posted |  |  | N/A |  | N/A |  |  | N/A | N/A |  | 9/30/2019 | N/A | N/A |  | 10/9/2020 |  | 6/30/2020 |  |  | N | No
AF1-244 | Kingston 12 kV |  | MD | Somerset | Withdrawn | DPL | 8 | 8 | 8 |  | Capacity | Generation Interconnection | Storage |  |  | N/A | https://www.pjm.com/pjmfiles/pub/planning/project-queues/feas_docs/af1244_fea.pdf | Document Posted | https://www.pjm.com/pjmfiles/pub/planning/project-queues/impact_studies/af1244_imp.pdf | Document Posted |  | Withdrawn | N/A |  | N/A |  |  | N/A | N/A |  | 9/30/2019 | N/A | N/A |  | 6/7/2021 |  | 6/30/2020 |  |  | N | No
AF1-245 | Hudson 230 kV | Hudson Energy Storage Facility | NJ | Hudson | Engineering and Procurement | PSEG | 200 | 200 | 80 |  | Capacity | Generation Interconnection | Storage |  |  | N/A | https://www.pjm.com/pjmfiles/pub/planning/project-queues/feas_docs/af1245_fea.pdf | Document Posted | https://www.pjm.com/pjmfiles/pub/planning/project-queues/impact_studies/af1245_imp.htm | Document Posted | https://www.pjm.com/pjmfiles/pub/planning/project-queues/facilities/af1245_fac.pdf | Document Posted | https://www.pjm.com/pjmfiles/pub/planning/project-queues/gia/af1_245_gia.pdf | Document Posted | N/A |  |  | N/A | N/A | 10/1/2028 | 9/30/2019 | N/A | N/A | 11/1/2028 |  |  | 12/1/2028 | 12/1/2028 |  | N | No
AF1-246 | Clover-Rawlings 500 kV |  | VA | Charlotte | Withdrawn | Dominion | 100 | 100 | 42 |  | Capacity | Generation Interconnection | Solar |  |  | N/A | https://www.pjm.com/pjmfiles/pub/planning/project-queues/feas_docs/af1246_fea.pdf | Document Posted | https://www.pjm.com/pjmfiles/pub/planning/project-queues/impact_studies/af1246_imp.pdf | Document Posted |  | Withdrawn | N/A |  | N/A |  |  | N/A | N/A |  | 9/30/2019 | N/A | N/A |  | 4/23/2024 |  | 7/1/2022 |  |  | N | No
AF1-247 | Woodsdale 345 kV |  | OH | Butler | Withdrawn | DEOK | 50 | 50 | 30.9 |  | Capacity | Generation Interconnection | Solar |  |  | N/A |  | Withdrawn |  |  |  |  | N/A |  | N/A |  |  | N/A | N/A |  | 9/30/2019 | N/A | N/A |  | 1/27/2020 |  | 10/20/2021 |  |  | N | No
AF1-248 | Northern Neck 34.5 kV | Gardy’s Mill Solar | VA | Westmoreland | In Service | Dominion | 14 | 0 | 2.1 | 0 | Capacity | Generation Interconnection | Solar |  |  | N/A | https://www.pjm.com/pjmfiles/pub/planning/project-queues/feas_docs/af1248_fea.pdf | Document Posted | https://www.pjm.com/pjmfiles/pub/planning/project-queues/impact_studies/af1248_imp.pdf | Document Posted |  | Not Required | N/A | Wholesale Market Participation Agreement | https://www.pjm.com/pjmfiles/pub/planning/project-queues/wmpa/af1248_wmpa.pdf | https://www.pjm.com/pjmfiles/pub/planning/project-queues/csa/af1248_wmpa.pdf | Not Required | N/A | N/A |  | 9/30/2019 | N/A | N/A | 6/1/2023 |  |  | 12/30/2020 | 12/30/2020 | 6/1/2023 | N | No
AF1-249 | Nickel 12.47 kV | Nickel Solar | OH | Warren | In Service | DEOK | 19.92 | 19.92 | 14 | 19.92 | Capacity | Generation Interconnection | Solar |  |  | N/A | https://www.pjm.com/pjmfiles/pub/planning/project-queues/feas_docs/af1249_fea.pdf | Document Posted | https://www.pjm.com/pjmfiles/pub/planning/project-queues/impact_studies/af1249_imp.pdf | Document Posted |  | Not Required | N/A | Wholesale Market Participation Agreement | https://www.pjm.com/pjmfiles/pub/planning/project-queues/wmpa/af1249_wmpa.pdf | https://www.pjm.com/pjmfiles/pub/planning/project-queues/csa/af1249_wmpa.pdf | Not Required | N/A | N/A | 10/28/2024 | 10/2/2019 | N/A | N/A | 10/28/2024 |  |  | 10/18/2024 | 10/18/2024 | 12/5/2024 | N | No
AF1-250 | Maysville 69 kV II |  | PA | Mercer | Withdrawn | ATSI | 68 | 18 | 10.8 |  | Capacity | Generation Interconnection | Solar |  |  | N/A | https://www.pjm.com/pjmfiles/pub/planning/project-queues/feas_docs/af1250_fea.pdf | Document Posted | https://www.pjm.com/pjmfiles/pub/planning/project-queues/impact_studies/af1250_imp.pdf | Document Posted |  | Withdrawn | N/A |  | N/A |  |  | N/A | N/A |  | 9/30/2019 | N/A | N/A |  | 9/24/2021 |  | 6/30/2022 |  |  | N | No
AF1-251 | Avon-North Clark 345 kV |  | KY | Clark | Withdrawn | EKPC | 220 | 220 | 132 |  | Capacity | Generation Interconnection | Solar; Storage |  |  | N/A | https://www.pjm.com/pjmfiles/pub/planning/project-queues/feas_docs/af1251_fea.pdf | Document Posted | https://www.pjm.com/pjmfiles/pub/planning/project-queues/impact_studies/af1251_imp.pdf | Document Posted |  | Withdrawn | N/A |  | N/A |  |  | N/A | N/A |  | 9/30/2019 | N/A | N/A |  | 9/13/2023 |  | 5/15/2023 |  |  | N | No
AF1-252 - moved to TC1 | Kincaid-Pana |  | IL | Christian | Withdrawn | ComEd | 262.4 | 62.4 | 62.4 |  | Capacity | Generation Interconnection | Storage |  |  | N/A | https://www.pjm.com/pjmfiles/pub/planning/project-queues/feas_docs/af1252_fea.pdf | Document Posted | https://www.pjm.com/pjmfiles/pub/planning/project-queues/impact_studies/af1252_imp.pdf | Document Posted |  | Withdrawn | N/A |  | N/A |  |  | N/A | N/A |  | 9/30/2019 | N/A | N/A |  | 6/24/2024 |  | 9/1/2022 |  |  | N | No
AF1-253 - moved to TC1 | Kincaid-Pana |  | IL | Christian | Withdrawn | ComEd | 305.6 | 43.2 | 43.2 |  | Capacity | Generation Interconnection | Storage |  |  | N/A | https://www.pjm.com/pjmfiles/pub/planning/project-queues/feas_docs/af1253_fea.pdf | Document Posted | https://www.pjm.com/pjmfiles/pub/planning/project-queues/impact_studies/af1253_imp.pdf | Document Posted |  | Withdrawn | N/A |  | N/A |  |  | N/A | N/A |  | 9/30/2019 | N/A | N/A |  | 6/24/2024 |  | 9/1/2022 |  |  | N | No
AF1-254 | Milnor-Huyetts 34.5 kV | FR-Williamsport | PA | Franklin | Engineering and Procurement | APS | 20 | 20 | 12 |  | Capacity | Generation Interconnection | Solar |  |  | N/A | https://www.pjm.com/pjmfiles/pub/planning/project-queues/feas_docs/af1254_fea.pdf | Document Posted | https://www.pjm.com/pjmfiles/pub/planning/project-queues/impact_studies/af1254_imp.pdf | Document Posted |  | Not Required | N/A | Wholesale Market Participation Agreement | https://www.pjm.com/pjmfiles/pub/planning/project-queues/wmpa/af1254_wmpa.pdf | https://www.pjm.com/pjmfiles/pub/planning/project-queues/csa/af1254_wmpa.pdf | Not Required | N/A | N/A | 9/30/2025 | 9/30/2019 | N/A | N/A | 10/31/2025 |  |  | 12/31/2025 | 12/31/2025 |  | N | No
AF1-255 | Osterburg-Claysburg 23 kV |  | PA | Bedford | Withdrawn | PENELEC | 13.5 | 13.5 | 5.67 |  | Capacity | Generation Interconnection | Solar |  |  | N/A | https://www.pjm.com/pjmfiles/pub/planning/project-queues/feas_docs/af1255_fea.pdf | Document Posted |  |  |  |  | N/A |  | N/A |  |  | N/A | N/A |  | 9/30/2019 | N/A | N/A |  | 2/18/2020 |  | 12/31/2019 |  |  | N | No
AF1-257 | Hawks 2 12 kV |  | NJ | Hunterdon | In Service | JCPL | 3 | 0 | 0.2 |  | Capacity | Generation Interconnection | Solar |  |  | N/A | https://www.pjm.com/pjmfiles/pub/planning/project-queues/feas_docs/af1257_fea.pdf | Document Posted | https://www.pjm.com/pjmfiles/pub/planning/project-queues/impact_studies/af1257_imp.pdf | Document Posted |  | Not Required | https://www.pjm.com/pjmfiles/pub/planning/project-queues/isa/af1_257_isa.pdf | Document Posted | N/A |  | Not Required | N/A | N/A |  | 9/30/2019 | N/A | N/A |  |  |  | 9/1/2023 | 9/1/2023 | 5/10/2021 | N | No
AF1-258 | Rockawalkin 69 kV | Hebron Solar | MD | Wicomico | In Service | DPL | 15 | 0 | 3.2 | 0 | Capacity | Generation Interconnection | Solar |  |  | N/A | https://www.pjm.com/pjmfiles/pub/planning/project-queues/feas_docs/af1258_fea.pdf | Document Posted | https://www.pjm.com/pjmfiles/pub/planning/project-queues/impact_studies/af1258_imp.pdf | Document Posted |  | Not Required | N/A | Wholesale Market Participation Agreement | https://www.pjm.com/pjmfiles/pub/planning/project-queues/wmpa/af1258_wmpa.pdf | https://www.pjm.com/pjmfiles/pub/planning/project-queues/csa/af1258_wmpa.pdf | Not Required | N/A | N/A |  | 9/30/2019 | N/A | N/A |  |  |  | 9/1/2023 | 9/1/2023 | 11/5/2020 | N | No
AF1-259 | Price 25 kV | Church Hill Solar | MD | Queen Anne's | In Service | DPL | 6 | 0 | 0.8 | 0 | Capacity | Generation Interconnection | Solar |  |  | N/A | https://www.pjm.com/pjmfiles/pub/planning/project-queues/feas_docs/af1259_fea.pdf | Document Posted | https://www.pjm.com/pjmfiles/pub/planning/project-queues/impact_studies/af1259_imp.pdf | Document Posted |  | Not Required | https://www.pjm.com/pjmfiles/pub/planning/project-queues/isa/af1_259_isa.pdf | Document Posted | N/A |  | Not Required | N/A | N/A |  | 9/30/2019 | N/A | N/A |  |  |  | 9/1/2023 | 9/1/2023 | 9/10/2020 | N | No
AF1-260 | Allenwood-Larrabee 2 34.5 kV | Lakewood-Farmingdale Road Solar Farm | NJ | Monmouth | In Service | JCPL | 7 | 0 | 1 |  | Capacity | Generation Interconnection | Solar |  |  | N/A | https://www.pjm.com/pjmfiles/pub/planning/project-queues/feas_docs/af1260_fea.pdf | Document Posted | https://www.pjm.com/pjmfiles/pub/planning/project-queues/impact_studies/af1260_imp.pdf | Document Posted |  | Not Required | https://www.pjm.com/pjmfiles/pub/planning/project-queues/isa/af1_260_isa.pdf | Document Posted | N/A |  | Not Required | N/A | N/A |  | 9/30/2019 | N/A | N/A |  |  |  | 9/1/2023 | 9/1/2023 | 9/8/2020 | N | No
AF1-261 | Burlington 26 kV | North American Solar | NJ | Burlington | In Service | PSEG | 7 | 0 | 0.9 | 0 | Capacity | Generation Interconnection | Solar |  |  | N/A | https://www.pjm.com/pjmfiles/pub/planning/project-queues/feas_docs/af1261_fea.pdf | Document Posted | https://www.pjm.com/pjmfiles/pub/planning/project-queues/impact_studies/af1261_imp.pdf | Document Posted |  | Not Required | https://www.pjm.com/pjmfiles/pub/planning/project-queues/isa/af1_261_isa.pdf | Document Posted | N/A |  | Not Required | N/A | N/A |  | 9/30/2019 | N/A | N/A |  |  |  | 9/30/2023 | 9/30/2023 | 6/1/2021 | N | No
AF1-262 | Upper Pittsgrove 12 kV | Pittsgrove Solar | NJ | Salem | In Service | AEC | 2 | 0 | 0.9 | 0 | Capacity | Generation Interconnection | Solar |  |  | N/A | https://www.pjm.com/pjmfiles/pub/planning/project-queues/feas_docs/af1262_fea.pdf | Document Posted | https://www.pjm.com/pjmfiles/pub/planning/project-queues/impact_studies/af1262_imp.pdf | Document Posted |  | Not Required | https://www.pjm.com/pjmfiles/pub/planning/project-queues/isa/af1_262_isa.pdf | Document Posted | N/A |  |  | N/A | N/A |  | 9/30/2019 | N/A | N/A |  |  |  | 9/1/2023 | 9/1/2023 | 9/15/2022 | N | No
AF1-263 | Bennett-Farmingdale 2 34.5 kV |  | NJ | Salem | Withdrawn | JCPL | 2 | 0 | 0.7 |  | Capacity | Generation Interconnection | Solar |  |  | N/A | https://www.pjm.com/pjmfiles/pub/planning/project-queues/feas_docs/af1263_fea.pdf | Document Posted | https://www.pjm.com/pjmfiles/pub/planning/project-queues/impact_studies/af1263_imp.pdf | Document Posted |  |  | N/A |  | N/A |  |  | N/A | N/A |  | 9/30/2019 | N/A | N/A |  | 3/2/2020 |  | 10/1/2019 |  |  | N | No
AF1-264 | Runnemede 13 kV | Owens Corning Solar | NJ | Gloucester | In Service | PSEG | 3 | 0 | 1.3 | 3 | Capacity | Generation Interconnection | Solar |  |  | N/A | https://www.pjm.com/pjmfiles/pub/planning/project-queues/feas_docs/af1264_fea.pdf | Document Posted | https://www.pjm.com/pjmfiles/pub/planning/project-queues/impact_studies/af1264_imp.pdf | Document Posted |  | Not Required | https://www.pjm.com/pjmfiles/pub/planning/project-queues/isa/af1_264_isa.pdf | Document Posted | N/A |  | Not Required | N/A | N/A | 5/1/2021 | 9/30/2019 | N/A | N/A | 5/15/2021 |  |  | 9/30/2023 | 9/30/2023 | 6/1/2021 | N | No
AF1-265 | Four Rivers-Hanover 230 kV |  | VA | Hanover | Withdrawn | Dominion | 435 | 150 | 150 |  | Capacity | Generation Interconnection | Storage |  |  | N/A | https://www.pjm.com/pjmfiles/pub/planning/project-queues/feas_docs/af1265_fea.pdf | Document Posted | https://www.pjm.com/pjmfiles/pub/planning/project-queues/impact_studies/af1265_imp.pdf | Document Posted |  | Withdrawn | N/A |  | N/A |  |  | N/A | N/A |  | 9/30/2019 | N/A | N/A |  | 9/12/2023 |  | 12/31/2022 |  |  | N | No
AF1-266 - moved to TC1 | Clubhouse-Sapony 230 kV |  | VA | Dinwiddie | Withdrawn | Dominion | 223.5 | 74.5 | 74.5 |  | Capacity | Generation Interconnection | Storage |  |  | N/A | https://www.pjm.com/pjmfiles/pub/planning/project-queues/feas_docs/af1266_fea.pdf | Document Posted | https://www.pjm.com/pjmfiles/pub/planning/project-queues/impact_studies/af1266_imp.pdf | Document Posted |  | Withdrawn | N/A |  | N/A |  |  | N/A | N/A |  | 9/30/2019 | N/A | N/A |  | 6/24/2024 |  | 12/31/2022 |  |  | N | No
AF1-267 | Union City Tap 138 kV |  | KY | Madison | Withdrawn | EKPC | 54 | 54 | 37 |  | Capacity | Generation Interconnection | Solar |  |  | N/A | https://www.pjm.com/pjmfiles/pub/planning/project-queues/feas_docs/af1267_fea.pdf | Document Posted | https://www.pjm.com/pjmfiles/pub/planning/project-queues/impact_studies/af1267_imp.pdf | Document Posted |  |  | N/A |  | N/A |  |  | N/A | N/A |  | 9/30/2019 | N/A | N/A |  | 11/10/2020 |  | 1/31/2022 |  |  | N | No
AF1-268 | Desoto-Jay 138 kV | Hawthorn Solar | IN | Delaware | Engineering and Procurement | AEP | 83 | 83 | 57.1 |  | Capacity | Generation Interconnection | Solar |  |  | N/A | https://www.pjm.com/pjmfiles/pub/planning/project-queues/feas_docs/af1268_fea.pdf | Document Posted | https://www.pjm.com/pjmfiles/pub/planning/project-queues/impact_studies/af1268_imp.htm | Document Posted | https://www.pjm.com/pjmfiles/pub/planning/project-queues/facilities/af1268_fac.pdf | Document Posted | https://www.pjm.com/pjmfiles/pub/planning/project-queues/gia/af1_268_gia.pdf | Document Posted | N/A | https://www.pjm.com/pjmfiles/pub/planning/project-queues/csa/af1_268_csa.pdf | Document Posted | N/A | N/A | 9/30/2027 | 9/30/2019 | N/A | N/A | 10/1/2027 |  |  | 12/31/2028 | 12/31/2028 |  | N | No
AF1-269 | Airey-Golden Hill 69 kV |  | MD | Dorchester | Withdrawn | DPL | 67 | 11 | 11 |  | Capacity | Generation Interconnection | Storage |  |  | N/A | https://www.pjm.com/pjmfiles/pub/planning/project-queues/feas_docs/af1269_fea.pdf | Document Posted |  | Withdrawn |  |  | N/A |  | N/A |  |  | N/A | N/A |  | 9/30/2019 | N/A | N/A |  | 5/12/2020 |  | 12/31/2022 |  |  | N | No
AF1-270 - moved to TC1 | Blue Jacket-Kirby 138 kV |  | OH | Logan | Withdrawn | Dayton | 279.5 | 50 | 50 |  | Capacity | Generation Interconnection | Solar |  |  | N/A | https://www.pjm.com/pjmfiles/pub/planning/project-queues/feas_docs/af1270_fea.pdf | Document Posted | https://www.pjm.com/pjmfiles/pub/planning/project-queues/impact_studies/af1270_imp.htm | Document Posted |  | Withdrawn | N/A |  | N/A |  |  | N/A | N/A |  | 9/30/2019 | N/A | N/A |  | 6/21/2024 |  | 12/31/2022 |  |  | N | No
AF1-271 | Keisters-Krendale 138 kV |  | PA | Butler | Withdrawn | APS | 60 | 60 | 36 |  | Capacity | Generation Interconnection | Solar |  |  | N/A | https://www.pjm.com/pjmfiles/pub/planning/project-queues/feas_docs/af1271_fea.pdf | Document Posted | https://www.pjm.com/pjmfiles/pub/planning/project-queues/impact_studies/af1271_imp.pdf | Document Posted |  | Withdrawn | N/A |  | N/A |  |  | N/A | N/A |  | 9/30/2019 | N/A | N/A |  | 10/11/2021 |  | 12/31/2023 |  |  | N | No
AF1-271A | Gratz 69 kV | G Morris Solar | PA | Dauphin | Suspended | PPL | 17 | 17 | 10.2 |  | Capacity | Generation Interconnection | Solar |  |  | N/A | https://www.pjm.com/pjmfiles/pub/planning/project-queues/feas_docs/af1271a_fea.pdf | Document Posted | https://www.pjm.com/pjmfiles/pub/planning/project-queues/impact_studies/af1271A_imp.pdf | Document Posted | https://www.pjm.com/pjmfiles/pub/planning/project-queues/facilities/af1271a_fac.pdf | Document Posted | https://www.pjm.com/pjmfiles/pub/planning/project-queues/isa/af1_271a_isa.pdf | Document Posted | N/A | https://www.pjm.com/pjmfiles/pub/planning/project-queues/csa/af1_271a_csa.pdf | Document Posted | N/A | N/A | 1/15/2026 | 9/27/2019 | N/A | N/A | 3/2/2026 |  |  | 4/15/2026 | 4/15/2026 |  | N | No
AF1-272 | Lucerne 115 kV | Hoodlebug Solar Energy Center | PA | Indiana | Engineering and Procurement | PENELEC | 110 | 110 | 66 |  | Capacity | Generation Interconnection | Solar |  |  | N/A | https://www.pjm.com/pjmfiles/pub/planning/project-queues/feas_docs/af1272_fea.pdf | Document Posted | https://www.pjm.com/pjmfiles/pub/planning/project-queues/impact_studies/af1272_imp.htm | Document Posted | https://www.pjm.com/pjmfiles/pub/planning/project-queues/facilities/af1272_fac.pdf | Document Posted | https://www.pjm.com/pjmfiles/pub/planning/project-queues/gia/af1_272_gia.pdf | Document Posted | N/A |  |  | N/A | N/A | 5/31/2027 | 10/1/2019 | N/A | N/A | 6/21/2027 |  |  | 8/31/2027 | 8/31/2027 |  | N | No
AF1-273 | Allegheny 115 kV |  | PA | Somerset | Withdrawn | PENELEC | 85 | 85 | 51 |  | Capacity | Generation Interconnection | Solar |  |  | N/A | https://www.pjm.com/pjmfiles/pub/planning/project-queues/feas_docs/af1273_fea.pdf | Document Posted | https://www.pjm.com/pjmfiles/pub/planning/project-queues/impact_studies/af1273_imp.pdf | Document Posted |  |  | N/A |  | N/A |  |  | N/A | N/A |  | 9/30/2019 | N/A | N/A |  | 10/14/2020 |  | 12/31/2023 |  |  | N | No
AF1-274 | Harvey Run 115 kV |  | PA | Clearfield | Withdrawn | PENELEC | 85 | 85 | 51 |  | Capacity | Generation Interconnection | Solar |  |  | N/A | https://www.pjm.com/pjmfiles/pub/planning/project-queues/feas_docs/af1274_fea.pdf | Document Posted |  | Withdrawn |  |  | N/A |  | N/A |  |  | N/A | N/A |  | 9/30/2019 | N/A | N/A |  | 4/8/2020 |  | 12/31/2023 |  |  | N | No
AF1-275 | Cole 345 kV | Pleasant Prairie Solar Energy Center | OH | Franklin | Engineering and Procurement | AEP | 240 | 40 | 24 |  | Capacity | Generation Interconnection | Solar |  |  | N/A | https://www.pjm.com/pjmfiles/pub/planning/project-queues/feas_docs/af1275_fea.pdf | Document Posted | https://www.pjm.com/pjmfiles/pub/planning/project-queues/impact_studies/af1275_imp.htm | Document Posted | https://www.pjm.com/pjmfiles/pub/planning/project-queues/facilities/af1275_fac.pdf | Document Posted | https://www.pjm.com/pjmfiles/pub/planning/project-queues/gia/af1_275_gia.pdf | Document Posted | N/A |  |  | N/A | N/A | 10/31/2025 | 9/30/2019 | N/A | N/A | 6/1/2026 |  |  | 12/31/2027 | 12/31/2027 |  | N | No
AF1-276 - moved to TC1 | Lewis Run-Pierce Brook 230 kV |  | PA | McKean | Withdrawn | PENELEC | 100 | 100 | 67 |  | Capacity | Generation Interconnection | Solar |  |  | N/A | https://www.pjm.com/pjmfiles/pub/planning/project-queues/feas_docs/af1276_fea.pdf | Document Posted |  | Withdrawn |  |  | N/A |  | N/A |  |  | N/A | N/A |  | 9/30/2019 | N/A | N/A |  | 6/24/2024 |  | 6/29/2024 |  |  | N | No
AF1-277 - moved to TC1 | Lewis Run-Pierce Brook 2 230 kV |  | PA | McKean | Withdrawn | PENELEC | 200 | 100 | 67 |  | Capacity | Generation Interconnection | Solar |  |  | N/A | https://www.pjm.com/pjmfiles/pub/planning/project-queues/feas_docs/af1277_fea.pdf | Document Posted |  | Withdrawn |  |  | N/A |  | N/A |  |  | N/A | N/A |  | 9/30/2019 | N/A | N/A |  | 6/21/2024 |  | 6/29/2024 |  |  | N | No
AF1-278 - moved to TC1 | Lewis Run-Pierce Brook 3 230 kV |  | PA | Mc Kean | Withdrawn | PENELEC | 280 | 80 | 53.44 |  | Capacity | Generation Interconnection | Solar |  |  | N/A | https://www.pjm.com/pjmfiles/pub/planning/project-queues/feas_docs/af1278_fea.pdf | Document Posted |  | Withdrawn |  |  | N/A |  | N/A |  |  | N/A | N/A |  | 9/30/2019 | N/A | N/A |  | 6/21/2024 |  | 6/29/2024 |  |  | N | No
AF1-279 | Carlisle 138 kV |  | OH | Lorain | Withdrawn | ATSI | 150 | 150 | 90 |  | Capacity | Generation Interconnection | Solar; Storage |  |  | N/A | https://www.pjm.com/pjmfiles/pub/planning/project-queues/feas_docs/af1279_fea.pdf | Document Posted | https://www.pjm.com/pjmfiles/pub/planning/project-queues/impact_studies/af1279_imp.htm | Document Posted | https://www.pjm.com/pjmfiles/pub/planning/project-queues/facilities/af1279_fac.pdf | Document Posted |  | Withdrawn | N/A |  | Withdrawn | N/A | N/A |  | 9/20/2019 | N/A | N/A |  | 3/6/2023 |  | 12/15/2022 |  |  | N | No
AF1-280 - moved to TC1 | Nelson-Lee County |  | IL | Lee | Active | ComEd | 200 | 200 | 0 |  | Energy | Generation Interconnection | Solar |  |  | N/A | https://www.pjm.com/pjmfiles/pub/planning/project-queues/feas_docs/af1280_fea.pdf | Document Posted | https://www.pjm.com/pjmfiles/pub/planning/project-queues/impact_studies/af1280_imp.pdf | Document Posted |  | In Progress | N/A |  | N/A |  |  | N/A | N/A |  | 9/10/2019 | N/A | N/A |  |  |  | 12/1/2022 |  |  | N | No
AF1-281 - moved to TC1 | Nelson-Lee County |  | IL | Lee | Withdrawn | ComEd | 220 | 20 | 3 |  | Capacity | Generation Interconnection | Storage |  |  | N/A | https://www.pjm.com/pjmfiles/pub/planning/project-queues/feas_docs/af1281_fea.pdf | Document Posted | https://www.pjm.com/pjmfiles/pub/planning/project-queues/impact_studies/af1281_imp.pdf | Document Posted |  | Withdrawn | N/A |  | N/A |  |  | N/A | N/A |  | 9/10/2019 | N/A | N/A |  | 6/24/2024 |  | 12/1/2022 |  |  | N | No
AF1-282 | Stuart-Clinton 345 kV | Nuthatch Solar 5 | OH | Highland | Engineering and Procurement | Dayton | 100 | 100 | 60 |  | Capacity | Generation Interconnection | Solar |  |  | N/A | https://www.pjm.com/pjmfiles/pub/planning/project-queues/feas_docs/af1282_fea.pdf | Document Posted | https://www.pjm.com/pjmfiles/pub/planning/project-queues/impact_studies/af1282_imp.htm | Document Posted | https://www.pjm.com/pjmfiles/pub/planning/project-queues/facilities/af1282_fac.pdf | Document Posted | https://www.pjm.com/pjmfiles/pub/planning/project-queues/gia/af1_282_gia.pdf | Document Posted | N/A |  |  | N/A | N/A | 12/31/2028 | 9/30/2019 | N/A | N/A | 4/1/2030 |  |  | 5/1/2030 | 5/1/2030 |  | N | No
AF1-283 | Stuart-Clinton 345 kV | Highland 3 Solar | OH | Highland | Engineering and Procurement | Dayton | 130 | 130 | 78 |  | Capacity | Generation Interconnection | Solar |  |  | N/A | https://www.pjm.com/pjmfiles/pub/planning/project-queues/feas_docs/af1283_fea.pdf | Document Posted | https://www.pjm.com/pjmfiles/pub/planning/project-queues/impact_studies/af1283_imp.htm | Document Posted | https://www.pjm.com/pjmfiles/pub/planning/project-queues/facilities/af1283_fac.pdf | Document Posted | https://www.pjm.com/pjmfiles/pub/planning/project-queues/gia/af1_283_gia.pdf | Document Posted | N/A |  |  | N/A | N/A | 3/1/2030 | 9/30/2019 | N/A | N/A | 4/1/2030 |  |  | 5/1/2030 | 5/1/2030 |  | N | No
AF1-284 | Penn Mar-Garrett 138 kV |  | MD | Garrett | Withdrawn | APS | 20 | 20 | 12.5 |  | Capacity | Generation Interconnection | Solar |  |  | N/A | https://www.pjm.com/pjmfiles/pub/planning/project-queues/feas_docs/af1284_fea.pdf | Document Posted |  |  |  |  | N/A |  | N/A |  |  | N/A | N/A |  | 9/30/2019 | N/A | N/A |  | 2/20/2020 |  | 12/31/2021 |  |  | N | No
AF1-285 | Gunn Road 345 kV | Scioto Solar | OH | Hardin | Under Construction | AEP | 130 | 100 | 56 |  | Capacity | Generation Interconnection | Solar; Storage |  |  | N/A | https://www.pjm.com/pjmfiles/pub/planning/project-queues/feas_docs/af1285_fea.pdf | Document Posted | https://www.pjm.com/pjmfiles/pub/planning/project-queues/impact_studies/af1285_imp.pdf | Document Posted | https://www.pjm.com/pjmfiles/pub/planning/project-queues/facilities/af1285_fac.pdf | Document Posted | https://www.pjm.com/pjmfiles/pub/planning/project-queues/isa/af1_285_isa.pdf | Document Posted | N/A | https://www.pjm.com/pjmfiles/pub/planning/project-queues/csa/af1_285_csa.pdf | Document Posted | N/A | N/A | 4/1/2026 | 10/2/2019 | N/A | N/A | 5/1/2026 |  |  | 12/31/2026 | 12/31/2026 |  | N | No
AF1-286 | East Sayre 34.5 kV II |  | PA | Bradford | Withdrawn | PENELEC | 13.6 | 13.6 | 5 |  | Capacity | Generation Interconnection | Solar |  |  | N/A | https://www.pjm.com/pjmfiles/pub/planning/project-queues/feas_docs/af1286_fea.pdf | Document Posted | https://www.pjm.com/pjmfiles/pub/planning/project-queues/impact_studies/af1286_imp.htm | Withdrawn |  | Not Required | N/A | Wholesale Market Participation Agreement | https://www.pjm.com/pjmfiles/pub/planning/project-queues/wmpa/af1286_wmpa.pdf | https://www.pjm.com/pjmfiles/pub/planning/project-queues/csa/af1286_wmpa.pdf | Not Required | N/A | N/A |  | 9/30/2019 | N/A | N/A |  | 9/26/2023 |  | 2/28/2026 | 2/28/2026 |  | N | No
AF1-287 | Edinboro South 34.5 kV II | Crawford Solar III | PA | Crawford | Suspended | PENELEC | 20 | 20 | 12 |  | Capacity | Generation Interconnection | Solar |  |  | N/A | https://www.pjm.com/pjmfiles/pub/planning/project-queues/feas_docs/af1287_fea.pdf | Document Posted | https://www.pjm.com/pjmfiles/pub/planning/project-queues/impact_studies/af1287_imp.pdf | Document Posted |  | Not Required | N/A | Wholesale Market Participation Agreement | https://www.pjm.com/pjmfiles/pub/planning/project-queues/wmpa/af1287_wmpa.pdf | https://www.pjm.com/pjmfiles/pub/planning/project-queues/csa/af1287_wmpa.pdf | Not Required | N/A | N/A |  | 9/28/2019 | N/A | N/A | 12/31/2026 |  |  | 1/31/2025 | 1/31/2025 |  | N | No
AF1-288 | Curryville-Claysburg 115 kV I |  | PA | Bedford | Withdrawn | PENELEC | 20 | 20 | 12 |  | Capacity | Generation Interconnection | Solar |  |  | N/A | https://www.pjm.com/pjmfiles/pub/planning/project-queues/feas_docs/af1288_fea.pdf | Document Posted |  |  |  |  | N/A |  | N/A |  |  | N/A | N/A |  | 9/27/2019 | N/A | N/A |  | 3/18/2020 |  | 3/1/2021 |  |  | N | No
AF1-289 | Curryville-Claysburg 115 kV II |  | PA | Bedford | Withdrawn | PENELEC | 20 | 20 | 12 |  | Capacity | Generation Interconnection | Solar |  |  | N/A | https://www.pjm.com/pjmfiles/pub/planning/project-queues/feas_docs/af1289_fea.pdf | Document Posted |  |  |  |  | N/A |  | N/A |  |  | N/A | N/A |  | 9/27/2019 | N/A | N/A |  | 3/18/2020 |  | 3/1/2021 |  |  | N | No
AF1-290 | Feagans Mill-Millville 138 kV | Blake Solar | WV | Jefferson | In Service | APS | 80 | 80 | 40.4 | 80 | Capacity | Generation Interconnection | Solar |  |  | N/A | https://www.pjm.com/pjmfiles/pub/planning/project-queues/feas_docs/af1290_fea.pdf | Document Posted | https://www.pjm.com/pjmfiles/pub/planning/project-queues/impact_studies/af1290_imp.pdf | Document Posted | https://www.pjm.com/pjmfiles/pub/planning/project-queues/facilities/af1290_fac.pdf | Document Posted | https://www.pjm.com/pjmfiles/pub/planning/project-queues/isa/af1_290_isa.pdf | Document Posted | N/A | https://www.pjm.com/pjmfiles/pub/planning/project-queues/csa/af1_290_csa.pdf | Document Posted | N/A | N/A | 11/17/2023 | 10/5/2019 | N/A | N/A | 11/28/2023 |  |  | 4/15/2024 | 4/15/2024 | 3/6/2024 | N | No
AF1-291 | Tyler 34.5 kV | Chester Solar Technology Park | VA | Chesterfield | Engineering and Procurement | Dominion | 20 | 20 | 12 |  | Capacity | Generation Interconnection | Solar |  |  | N/A | https://www.pjm.com/pjmfiles/pub/planning/project-queues/feas_docs/af1291_fea.pdf | Document Posted | https://www.pjm.com/pjmfiles/pub/planning/project-queues/impact_studies/af1291_imp.pdf | Document Posted |  | Not Required | N/A | Wholesale Market Participation Agreement | https://www.pjm.com/pjmfiles/pub/planning/project-queues/wmpa/af1291_wmpa.pdf | https://www.pjm.com/pjmfiles/pub/planning/project-queues/csa/af1291_wmpa.pdf | Not Required | N/A | N/A |  | 9/30/2019 | N/A | N/A | 7/30/2027 |  |  | 6/30/2027 | 6/30/2027 |  | N | No
AF1-291A | Bartonsville-Meadow Brook 138 kV | Bartonsville Energy Facility | VA | Frederick | In Service | APS | 80 | 10 | 6 | 10 | Capacity | Generation Interconnection | Solar |  |  | N/A | https://www.pjm.com/pjmfiles/pub/planning/project-queues/feas_docs/af1291a_fea.pdf | Document Posted | https://www.pjm.com/pjmfiles/pub/planning/project-queues/impact_studies/af1291a_imp.pdf | Document Posted | https://www.pjm.com/pjmfiles/pub/planning/project-queues/facilities/af1291a_fac.pdf | Document Posted | https://www.pjm.com/pjmfiles/pub/planning/project-queues/isa/af1_291a_isa.pdf | Document Posted | N/A | https://www.pjm.com/pjmfiles/pub/planning/project-queues/csa/af1_291a_csa.pdf | Document Posted | N/A | N/A | 10/20/2024 | 10/1/2019 | N/A | N/A | 11/17/2024 |  |  | 7/1/2024 | 7/1/2024 | 12/27/2024 | N | No
AF1-292 | Fields 34.5kV | Jarratt Solar | VA | Greensville | Engineering and Procurement | Dominion | 14.9 | 14.9 | 8.94 |  | Capacity | Generation Interconnection | Solar |  |  | N/A | https://www.pjm.com/pjmfiles/pub/planning/project-queues/feas_docs/af1292_fea.pdf | Document Posted | https://www.pjm.com/pjmfiles/pub/planning/project-queues/impact_studies/af1292_imp.pdf | Document Posted |  | Not Required | N/A | Wholesale Market Participation Agreement | https://www.pjm.com/pjmfiles/pub/planning/project-queues/wmpa/af1292_wmpa.pdf | https://www.pjm.com/pjmfiles/pub/planning/project-queues/csa/af1292_wmpa.pdf | Not Required | N/A | N/A | 5/31/2027 | 9/30/2019 | N/A | N/A | 6/30/2027 |  |  | 8/29/2027 | 8/29/2027 |  | N | No
AF1-293 - moved to TC1 | Kidds Store-Fort Union 115 kV |  | VA | Fluvanna | Withdrawn | Dominion | 127.86 | 127.86 | 108.37 |  | Capacity | Generation Interconnection | Solar; Storage |  |  | N/A | https://www.pjm.com/pjmfiles/pub/planning/project-queues/feas_docs/af1293_fea.pdf | Document Posted | https://www.pjm.com/pjmfiles/pub/planning/project-queues/impact_studies/af1293_imp.pdf | Document Posted |  | Withdrawn | N/A |  | N/A |  |  | N/A | N/A |  | 9/30/2019 | N/A | N/A |  | 6/24/2024 |  | 6/30/2022 |  |  | N | No
AF1-294 - moved to TC1 | Jetersville-Ponton 115 kV |  | VA | Amelia | Active | Dominion | 41 | 41 | 22.2 |  | Capacity | Generation Interconnection | Solar |  |  | N/A | https://www.pjm.com/pjmfiles/pub/planning/project-queues/feas_docs/af1294_fea.pdf | Document Posted | https://www.pjm.com/pjmfiles/pub/planning/project-queues/impact_studies/af1294_imp.pdf | Document Posted |  | In Progress | N/A |  | N/A |  |  | N/A | N/A |  | 9/30/2019 | N/A | N/A |  |  |  | 12/1/2022 |  |  | N | No
AF1-295 | Blain 115 kV II |  | PA | Perry | Withdrawn | PENELEC | 72 | 12 | 12 |  | Capacity | Generation Interconnection | Storage |  |  | N/A | https://www.pjm.com/pjmfiles/pub/planning/project-queues/feas_docs/af1295_fea.pdf | Document Posted |  |  |  |  | N/A |  | N/A |  |  | N/A | N/A |  | 9/30/2019 | N/A | N/A |  | 3/25/2020 |  | 12/31/2022 |  |  | N | No
AF1-296 - moved to TC1 | Garden Plain 138 kV |  | IL | Whiteside | Active | ComEd | 190.89 | 190.89 | 33.6 |  | Capacity | Generation Interconnection | Wind |  |  | N/A | https://www.pjm.com/pjmfiles/pub/planning/project-queues/feas_docs/af1296_fea.pdf | Document Posted | https://www.pjm.com/pjmfiles/pub/planning/project-queues/impact_studies/af1296_imp.pdf | Document Posted |  | In Progress | N/A |  | N/A |  |  | N/A | N/A |  | 9/30/2019 | N/A | N/A |  |  |  | 9/15/2022 |  |  | N | No
AF1-297 | North Longview 500 kV |  | PA | Greene | Withdrawn | APS | 52.8 | 52.8 | 31.68 |  | Capacity | Generation Interconnection | Solar |  |  | N/A | https://www.pjm.com/pjmfiles/pub/planning/project-queues/feas_docs/af1297_fea.pdf | Document Posted | https://www.pjm.com/pjmfiles/pub/planning/project-queues/impact_studies/af1297_imp.pdf | Document Posted |  |  | N/A |  | N/A |  |  | N/A | N/A |  | 9/30/2019 | N/A | N/A |  | 10/28/2020 |  | 4/1/2022 |  |  | N | No
AF1-298 | Desoto 345 kV |  | IN | Delaware | Withdrawn | AEP | 200 | 200 | 84 |  | Capacity | Generation Interconnection | Solar |  |  | N/A | https://www.pjm.com/pjmfiles/pub/planning/project-queues/feas_docs/af1298_fea.pdf | Document Posted |  |  |  |  | N/A |  | N/A |  |  | N/A | N/A |  | 9/30/2019 | N/A | N/A |  | 3/6/2020 |  | 10/31/2023 |  |  | N | No
AF1-299 | Otter Point 34.5 kV I | Fairview Farms II | MD | Harford | In Service | BGE | 15 | 15 | 9 | 15 | Capacity | Generation Interconnection | Solar |  |  | N/A | https://www.pjm.com/pjmfiles/pub/planning/project-queues/feas_docs/af1299_fea.pdf | Document Posted | https://www.pjm.com/pjmfiles/pub/planning/project-queues/impact_studies/af1299_imp.pdf | Document Posted |  | Not Required | N/A | Wholesale Market Participation Agreement | https://www.pjm.com/pjmfiles/pub/planning/project-queues/wmpa/af1299_wmpa.pdf | https://www.pjm.com/pjmfiles/pub/planning/project-queues/csa/af1299_wmpa.pdf | Not Required | N/A | N/A | 12/11/2024 | 9/30/2019 | N/A | N/A | 2/13/2025 |  |  | 12/30/2024 | 12/30/2024 | 5/1/2025 | N | No
AF1-300 | Otter Point 34.5 kV II | Fairview Farms I | MD | Harford | In Service | BGE | 15 | 15 | 9 | 15 | Capacity | Generation Interconnection | Solar |  |  | N/A | https://www.pjm.com/pjmfiles/pub/planning/project-queues/feas_docs/af1300_fea.pdf | Document Posted | https://www.pjm.com/pjmfiles/pub/planning/project-queues/impact_studies/af1300_imp.pdf | Document Posted |  | Not Required | N/A | Wholesale Market Participation Agreement | https://www.pjm.com/pjmfiles/pub/planning/project-queues/wmpa/af1300_wmpa.pdf | https://www.pjm.com/pjmfiles/pub/planning/project-queues/csa/af1300_wmpa.pdf | Not Required | N/A | N/A | 12/11/2024 | 9/30/2019 | N/A | N/A | 2/13/2025 |  |  | 12/30/2024 | 12/30/2024 | 5/12/2025 | N | No
AF1-301 - moved to TC1 | Louisa-South Anna 230 kV |  | VA | Louisa | Withdrawn | Dominion | 117 | 117 | 70 |  | Capacity | Generation Interconnection | Solar |  |  | N/A | https://www.pjm.com/pjmfiles/pub/planning/project-queues/feas_docs/af1301_fea.pdf | Document Posted | https://www.pjm.com/pjmfiles/pub/planning/project-queues/impact_studies/af1301_imp.pdf | Document Posted |  | Withdrawn | N/A |  | N/A |  |  | N/A | N/A |  | 9/30/2019 | N/A | N/A |  | 6/24/2024 |  | 12/31/2022 |  |  | N | No
AF1-302 | Brookville-Squab Hollow 138 kV |  | PA | Jefferson | Engineering and Procurement | PENELEC | 132 | 42 | 18 |  | Capacity | Generation Interconnection | Solar |  |  | N/A | https://www.pjm.com/pjmfiles/pub/planning/project-queues/feas_docs/af1302_fea.pdf | Document Posted | https://www.pjm.com/pjmfiles/pub/planning/project-queues/impact_studies/af1302_imp.htm | Document Posted | https://www.pjm.com/pjmfiles/pub/planning/project-queues/facilities/af1302_fac.pdf | Document Posted | https://www.pjm.com/pjmfiles/pub/planning/project-queues/gia/af1_302_gia.pdf | Document Posted | N/A | https://www.pjm.com/pjmfiles/pub/planning/project-queues/csa/af1_302_csa.pdf | Document Posted | N/A | N/A | 2/28/2026 | 9/30/2019 | N/A | N/A | 5/10/2026 |  |  | 12/31/2026 | 12/31/2026 |  | N | No
AF1-303 | Vernon 115 kV |  | NJ | Atlantic | Withdrawn | JCPL | 107 | 107 | 21.4 |  | Capacity | Generation Interconnection | Storage |  |  | N/A | https://www.pjm.com/pjmfiles/pub/planning/project-queues/feas_docs/af1303_fea.pdf | Document Posted |  |  |  |  | N/A |  | N/A |  |  | N/A | N/A |  | 9/30/2019 | N/A | N/A |  | 2/18/2020 |  | 5/31/2022 |  |  | N | No
AF1-304 | Titusville-Grandview 115 kV |  | PA | Venango | Withdrawn | PENELEC | 100 | 100 | 60 |  | Capacity | Generation Interconnection | Solar; Storage |  |  | N/A | https://www.pjm.com/pjmfiles/pub/planning/project-queues/feas_docs/af1304_fea.pdf | Document Posted | https://www.pjm.com/pjmfiles/pub/planning/project-queues/impact_studies/af1304_imp.pdf | Document Posted |  | Withdrawn | N/A |  | N/A |  |  | N/A | N/A |  | 9/30/2019 | N/A | N/A |  | 9/12/2023 |  | 12/31/2023 |  |  | N | No
AF1-305 | Maysville-Masury 138 kV |  | PA | Mercer | Withdrawn | ATSI | 35 | 35 | 21 |  | Capacity | Generation Interconnection | Solar; Storage |  |  | N/A | https://www.pjm.com/pjmfiles/pub/planning/project-queues/feas_docs/af1305_fea.pdf | Document Posted | https://www.pjm.com/pjmfiles/pub/planning/project-queues/impact_studies/af1305_imp.pdf | Document Posted |  |  | N/A |  | N/A |  |  | N/A | N/A |  | 9/30/2019 | N/A | N/A |  | 10/16/2020 |  | 12/31/2023 |  |  | N | No
AF1-306 - moved to TC1 | Squab Hollow 230 kV |  | PA | Elk | Withdrawn | APS | 197.2 | 197.2 | 49.3 |  | Capacity | Generation Interconnection | Storage |  |  | N/A | https://www.pjm.com/pjmfiles/pub/planning/project-queues/feas_docs/af1306_fea.pdf | Document Posted |  | Withdrawn |  |  | N/A |  | N/A |  |  | N/A | N/A |  | 9/30/2019 | N/A | N/A |  | 6/21/2024 |  | 5/31/2023 |  |  | N | No | This project slid to the next queue
AF1-307 | Seward-Jackson Rd 115 kV |  | PA | Indiana | Withdrawn | PENELEC | 66.5 | 66.5 | 39.9 |  | Capacity | Generation Interconnection | Solar |  |  | N/A | https://www.pjm.com/pjmfiles/pub/planning/project-queues/feas_docs/af1307_fea.pdf | Document Posted | https://www.pjm.com/pjmfiles/pub/planning/project-queues/impact_studies/af1307_imp.pdf | Document Posted |  |  | N/A |  | N/A |  |  | N/A | N/A |  | 9/30/2019 | N/A | N/A |  | 10/28/2020 |  | 12/31/2023 |  |  | N | No
AF1-308 | Waverly 138 kV |  | OH | Pike | Withdrawn | AEP | 60 | 60 | 36 |  | Capacity | Generation Interconnection | Solar |  |  | N/A | https://www.pjm.com/pjmfiles/pub/planning/project-queues/feas_docs/af1308_fea.pdf | Document Posted |  |  |  |  | N/A |  | N/A |  |  | N/A | N/A |  | 9/30/2019 | N/A | N/A |  | 3/6/2020 |  | 12/31/2023 |  |  | N | No
AF1-309 | North Hanover 115 kV |  | PA | Adams | Withdrawn | ME | 32 | 32 | 19.2 |  | Capacity | Generation Interconnection | Solar |  |  | N/A | https://www.pjm.com/pjmfiles/pub/planning/project-queues/feas_docs/af1309_fea.pdf | Document Posted | https://www.pjm.com/pjmfiles/pub/planning/project-queues/impact_studies/af1309_imp.pdf | Document Posted |  |  | N/A |  | N/A |  |  | N/A | N/A |  | 9/30/2019 | N/A | N/A |  | 9/24/2020 |  | 12/31/2023 |  |  | N | No
AF1-310 | Clover 230 kV |  | VA | Halifax | Withdrawn | Dominion | 300 | 300 | 114 |  | Capacity | Generation Interconnection | Solar |  |  | N/A |  | Withdrawn |  |  |  |  | N/A |  | N/A |  |  | N/A | N/A |  | 9/30/2019 | N/A | N/A |  | 11/5/2019 |  | 9/30/2022 |  |  | N | No
AF1-311 | Montour 230 kV |  | PA | Montour | Withdrawn | PPL | 150 | 150 | 57 |  | Capacity | Generation Interconnection | Solar |  |  | N/A | https://www.pjm.com/pjmfiles/pub/planning/project-queues/feas_docs/af1311_fea.pdf | Document Posted | https://www.pjm.com/pjmfiles/pub/planning/project-queues/impact_studies/af1311_imp.pdf | Document Posted |  | Withdrawn | N/A |  | N/A |  |  | N/A | N/A |  | 9/30/2019 | N/A | N/A |  | 10/16/2023 |  | 9/30/2022 |  |  | N | No
AF1-312 | Dan River-Ridgeway 138 kV |  | NC | Rockingham | Withdrawn | AEP | 150 | 150 | 90 |  | Capacity | Generation Interconnection | Solar; Storage |  |  | N/A |  | Withdrawn |  |  |  |  | N/A |  | N/A |  |  | N/A | N/A |  | 9/30/2019 | N/A | N/A |  | 10/28/2019 |  | 12/31/2023 |  |  | N | No
AF1-313 | Wes Del-Royerton 138 kV |  | IN | Delaware | Withdrawn | AEP | 40 | 40 | 24 |  | Capacity | Generation Interconnection | Solar |  |  | N/A | https://www.pjm.com/pjmfiles/pub/planning/project-queues/feas_docs/af1313_fea.pdf | Document Posted | https://www.pjm.com/pjmfiles/pub/planning/project-queues/impact_studies/af1313_imp.pdf | Document Posted |  |  | N/A |  | N/A |  |  | N/A | N/A |  | 9/30/2019 | N/A | N/A |  | 10/9/2020 |  | 12/31/2022 |  |  | N | No
AF1-314 - moved to TC1 | Lena - Lancaster 138 kV |  | IL | Stephenson | Withdrawn | ComEd | 212 | 212 | 37.2 |  | Capacity | Generation Interconnection | Wind |  |  | N/A | https://www.pjm.com/pjmfiles/pub/planning/project-queues/feas_docs/af1314_fea.pdf | Document Posted |  | Withdrawn |  |  | N/A |  | N/A |  |  | N/A | N/A |  | 9/30/2019 | N/A | N/A |  | 1/22/2025 |  | 9/15/2022 |  |  | N | No
AF1-315 | Cedarville-Ford 138 kV |  | OH | Clermont | Withdrawn | DEOK | 60 | 60 | 36 |  | Capacity | Generation Interconnection | Solar |  |  | N/A | https://www.pjm.com/pjmfiles/pub/planning/project-queues/feas_docs/af1315_fea.pdf | Document Posted | https://www.pjm.com/pjmfiles/pub/planning/project-queues/impact_studies/af1315_imp.pdf | Document Posted |  |  | N/A |  | N/A |  |  | N/A | N/A |  | 9/30/2019 | N/A | N/A |  | 10/9/2020 |  | 12/31/2023 |  |  | N | No
AF1-316 | Katydid Road 345 kV |  | IL | Grundy | Withdrawn | ComEd | 132 | 132 | 52.8 |  | Capacity | Generation Interconnection | Solar |  |  | N/A | https://www.pjm.com/pjmfiles/pub/planning/project-queues/feas_docs/af1316_fea.pdf | Document Posted |  |  |  |  | N/A |  | N/A |  |  | N/A | N/A |  | 9/30/2019 | N/A | N/A |  | 3/13/2020 |  | 6/1/2022 |  |  | N | No
AF1-317 | Electric Junction-Nelson 354 kV |  | IL | Lee | Withdrawn | ComEd | 175 | 0 | 20 |  | Capacity | Generation Interconnection | Solar |  |  | N/A | https://www.pjm.com/pjmfiles/pub/planning/project-queues/feas_docs/af1317_fea.pdf | Document Posted | https://www.pjm.com/pjmfiles/pub/planning/project-queues/impact_studies/af1317_imp.pdf | Document Posted |  |  | N/A |  | N/A |  |  | N/A | N/A |  | 9/30/2019 | N/A | N/A |  | 10/23/2020 |  | 12/31/2023 |  |  | N | No
AF1-318 - moved to TC1 | Crescent Ridge-Corbin |  | IL | Putnam | Withdrawn | ComEd | 299.97 | 299.97 | 52.7947 |  | Capacity | Generation Interconnection | Wind |  |  | N/A | https://www.pjm.com/pjmfiles/pub/planning/project-queues/feas_docs/af1318_fea.pdf | Document Posted |  | In Progress |  |  | N/A |  | N/A |  |  | N/A | N/A |  | 9/30/2019 | N/A | N/A |  | 6/21/2024 |  | 9/15/2022 |  |  | N | No
AF1-319 | Honda Marysville Tap 69 kV |  | OH | Union | Withdrawn | Dayton | 58 | 58 | 38.4 |  | Capacity | Generation Interconnection | Solar |  |  | N/A | https://www.pjm.com/pjmfiles/pub/planning/project-queues/feas_docs/af1319_fea.pdf | Document Posted | https://www.pjm.com/pjmfiles/pub/planning/project-queues/impact_studies/af1319_imp.pdf | Document Posted |  | Withdrawn | N/A |  | N/A |  |  | N/A | N/A |  | 9/30/2019 | N/A | N/A |  | 11/8/2024 |  | 3/31/2022 |  |  | N | No
AF1-320 | Merrill Creek 115 kV | Harmony Plains Solar and Storage Facility | NJ | Warren | Engineering and Procurement | JCPL | 70 | 70 | 42 |  | Capacity | Generation Interconnection | Solar; Storage |  |  | N/A | https://www.pjm.com/pjmfiles/pub/planning/project-queues/feas_docs/af1320_fea.pdf | Document Posted | https://www.pjm.com/pjmfiles/pub/planning/project-queues/impact_studies/af1320_imp.pdf | Document Posted | https://www.pjm.com/pjmfiles/pub/planning/project-queues/facilities/af1320_fac.pdf | Document Posted | https://www.pjm.com/pjmfiles/pub/planning/project-queues/isa/af1_320_isa.pdf | Document Posted | N/A | https://www.pjm.com/pjmfiles/pub/planning/project-queues/csa/af1_320_csa.pdf | Document Posted | N/A | N/A | 9/30/2026 | 10/1/2019 | N/A | N/A | 11/30/2026 |  |  | 12/28/2026 | 12/28/2026 |  | N | No
AF1-321 | Hooversville 115 kV I | SunEast Hooversville Solar | PA | Somerset | Suspended | PENELEC | 20 | 20 | 12 |  | Capacity | Generation Interconnection | Solar |  |  | N/A | https://www.pjm.com/pjmfiles/pub/planning/project-queues/feas_docs/af1321_fea.pdf | Document Posted | https://www.pjm.com/pjmfiles/pub/planning/project-queues/impact_studies/af1321_imp.htm | Document Posted | https://www.pjm.com/pjmfiles/pub/planning/project-queues/facilities/af1321_fac.pdf | Document Posted | https://www.pjm.com/pjmfiles/pub/planning/project-queues/isa/af1_321_isa.pdf | Document Posted | N/A | https://www.pjm.com/pjmfiles/pub/planning/project-queues/csa/af1_321_csa.pdf | Document Posted | N/A | N/A | 5/1/2026 | 9/30/2019 | N/A | N/A | 5/1/2026 |  |  | 8/1/2026 | 8/1/2026 |  | N | No
AF1-322 | Meadow Lake 345 kV | Black Prairie Solar Park | IN | White | Engineering and Procurement | AEP | 200 | 200 | 84 |  | Capacity | Generation Interconnection | Solar |  |  | N/A | https://www.pjm.com/pjmfiles/pub/planning/project-queues/feas_docs/af1322_fea.pdf | Document Posted | https://www.pjm.com/pjmfiles/pub/planning/project-queues/impact_studies/af1322_imp.htm | Document Posted | https://www.pjm.com/pjmfiles/pub/planning/project-queues/facilities/af1322_fac.pdf | Document Posted | https://www.pjm.com/pjmfiles/pub/planning/project-queues/gia/af1_322_gia.pdf | Document Posted | N/A |  |  | N/A | N/A | 12/18/2026 | 9/23/2019 | N/A | N/A |  |  |  | 7/1/2027 | 7/1/2027 |  | N | No
AF1-323 - moved to TC1 | Scottsville-Colleen 138 kV |  | VA | Albemarle | Withdrawn | AEP | 55 | 55 | 33 |  | Capacity | Generation Interconnection | Solar |  |  | N/A | https://www.pjm.com/pjmfiles/pub/planning/project-queues/feas_docs/af1323_fea.pdf | Document Posted | https://www.pjm.com/pjmfiles/pub/planning/project-queues/impact_studies/af1323_imp.pdf | Document Posted |  | Withdrawn | N/A |  | N/A |  |  | N/A | N/A |  | 9/30/2019 | N/A | N/A |  | 1/22/2025 |  | 12/12/2022 |  |  | N | No
AF1-324 | Greystone-West Denville 34.5 kV | Denville Storage Facility | NJ | Morris | Withdrawn | JCPL | 20 | 20 | 0 |  | Energy | Generation Interconnection | Storage |  |  | N/A | https://www.pjm.com/pjmfiles/pub/planning/project-queues/feas_docs/af1324_fea.pdf | Document Posted | https://www.pjm.com/pjmfiles/pub/planning/project-queues/impact_studies/af1324_imp.pdf | Document Posted |  | Not Required | https://www.pjm.com/pjmfiles/pub/planning/project-queues/isa/af1_324_isa.pdf | Document Posted | N/A | https://www.pjm.com/pjmfiles/pub/planning/project-queues/csa/af1_324_csa.pdf | Document Posted | N/A | N/A |  | 9/30/2019 | N/A | N/A |  | 12/3/2020 |  | 10/1/2021 | 10/1/2021 |  | N | No
AF1-325 | Sparta-Woodruff's Gap 34.5 kV | Houses Corner Storage | NJ | Sussex | Engineering and Procurement | JCPL | 20 | 20 | 0 |  | Energy | Generation Interconnection | Storage |  |  | N/A | https://www.pjm.com/pjmfiles/pub/planning/project-queues/feas_docs/af1325_fea.pdf | Document Posted | https://www.pjm.com/pjmfiles/pub/planning/project-queues/impact_studies/af1325_imp.htm | Document Posted | https://www.pjm.com/pjmfiles/pub/planning/project-queues/facilities/af1325_fac.pdf | Document Posted | https://www.pjm.com/pjmfiles/pub/planning/project-queues/isa/af1_325_isa.pdf | Document Posted | N/A | https://www.pjm.com/pjmfiles/pub/planning/project-queues/csa/af1_325_csa.pdf | Document Posted | N/A | N/A | 12/1/2025 | 9/30/2019 | N/A | N/A | 12/15/2025 |  |  | 1/1/2026 | 1/1/2026 |  | N | No
AF1-326 | Pohatcong-Newburgh 34.5 kV | Mansfield #1 | NJ | Warren | Withdrawn | JCPL | 20 | 20 | 0 |  | Energy | Generation Interconnection | Storage |  |  | N/A | https://www.pjm.com/pjmfiles/pub/planning/project-queues/feas_docs/af1326_fea.pdf | Document Posted | https://www.pjm.com/pjmfiles/pub/planning/project-queues/impact_studies/af1326_imp.pdf | Document Posted |  | Not Required | https://www.pjm.com/pjmfiles/pub/planning/project-queues/isa/af1_326_isa.pdf | Document Posted | N/A | https://www.pjm.com/pjmfiles/pub/planning/project-queues/csa/af1_326_csa.pdf | Document Posted | N/A | N/A |  | 9/30/2019 | N/A | N/A |  | 12/3/2020 |  | 10/1/2021 | 10/1/2021 |  | N | No
AF1-327 | Pohatcong-Newburgh 34.5 kV | Mansfield #2 | NJ | Warren | Withdrawn | JCPL | 20 | 20 | 0 |  | Energy | Generation Interconnection | Storage |  |  | N/A | https://www.pjm.com/pjmfiles/pub/planning/project-queues/feas_docs/af1327_fea.pdf | Document Posted | https://www.pjm.com/pjmfiles/pub/planning/project-queues/impact_studies/af1327_imp.pdf | Document Posted |  | Not Required | https://www.pjm.com/pjmfiles/pub/planning/project-queues/isa/af1_327_isa.pdf | Document Posted | N/A | https://www.pjm.com/pjmfiles/pub/planning/project-queues/csa/af1_327_csa.pdf | Document Posted | N/A | N/A |  | 9/30/2019 | N/A | N/A |  | 12/3/2020 |  | 10/1/2021 | 10/1/2021 |  | N | No
AF1-328 | Hackettstown-Pohatcong 34.5 kV | Mansfield #3 | NJ | Warren | Engineering and Procurement | JCPL | 20 | 20 | 0 |  | Energy | Generation Interconnection | Storage |  |  | N/A | https://www.pjm.com/pjmfiles/pub/planning/project-queues/feas_docs/af1328_fea.pdf | Document Posted | https://www.pjm.com/pjmfiles/pub/planning/project-queues/impact_studies/af1328_imp.pdf | Document Posted | https://www.pjm.com/pjmfiles/pub/planning/project-queues/facilities/af1328_fac.pdf | Document Posted | https://www.pjm.com/pjmfiles/pub/planning/project-queues/isa/af1_328_isa.pdf | Document Posted | N/A | https://www.pjm.com/pjmfiles/pub/planning/project-queues/csa/af1_328_csa.pdf | Document Posted | N/A | N/A | 9/27/2025 | 9/30/2019 | N/A | N/A | 10/10/2025 |  |  | 3/1/2025 | 3/1/2025 |  | N | No
AF1-329 | Chickahominy 230 kV |  | VA | Charles City | Withdrawn | Dominion | 570 | 250 | 172.5 |  | Capacity | Generation Interconnection | Solar |  |  | N/A |  | Withdrawn |  |  |  |  | N/A |  | N/A |  |  | N/A | N/A |  | 9/19/2019 | N/A | N/A |  | 10/10/2019 |  | 9/1/2021 |  |  | N | No
AF1-330 | Marengo 34.5 kV |  | IL | McHenry | Withdrawn | ComEd | 20 | 20 | 16.4 |  | Capacity | Generation Interconnection | Solar |  |  | N/A | https://www.pjm.com/pjmfiles/pub/planning/project-queues/feas_docs/af1330_fea.pdf | Document Posted | https://www.pjm.com/pjmfiles/pub/planning/project-queues/impact_studies/af1330_imp.htm | Document Posted |  | Not Required | N/A | Wholesale Market Participation Agreement | https://www.pjm.com/pjmfiles/pub/planning/project-queues/wmpa/af1330_wmpa.pdf | https://www.pjm.com/pjmfiles/pub/planning/project-queues/csa/af1330_wmpa.pdf | Not Required | N/A | N/A |  | 9/30/2019 | N/A | N/A |  | 3/14/2025 |  | 9/15/2021 |  |  | N | No
AF1-331 | Twombley Road | Rochelle Solar | IL | Ogle | Engineering and Procurement | ComEd | 60 | 20 | 20 |  | Capacity | Generation Interconnection | Solar |  |  | N/A | https://www.pjm.com/pjmfiles/pub/planning/project-queues/feas_docs/af1331_fea.pdf | Document Posted | https://www.pjm.com/pjmfiles/pub/planning/project-queues/impact_studies/af1331_imp.pdf | Document Posted |  | Not Required | https://www.pjm.com/pjmfiles/pub/planning/project-queues/gia/af1_331_gia.pdf | Document Posted | N/A |  |  | N/A | N/A |  | 9/30/2019 | N/A | N/A |  |  |  | 5/27/2028 | 5/27/2028 |  | N | No
AF1-332 | Electric Jct-Nelson |  | IL | Lee | Withdrawn | ComEd | 225 | 50 | 20 |  | Capacity | Generation Interconnection | Solar |  |  | N/A | https://www.pjm.com/pjmfiles/pub/planning/project-queues/feas_docs/af1332_fea.pdf | Document Posted |  |  |  |  | N/A |  | N/A |  |  | N/A | N/A |  | 9/30/2019 | N/A | N/A |  | 3/9/2020 |  | 12/31/2023 |  |  | N | No
AF1-333 | Laurelton-Mifflinburg 69 kV | Limestone Solar | PA | Union | Engineering and Procurement | PPL | 20 | 20 | 12 |  | Capacity | Generation Interconnection | Solar |  |  | N/A | https://www.pjm.com/pjmfiles/pub/planning/project-queues/feas_docs/af1333_fea.pdf | Document Posted | https://www.pjm.com/pjmfiles/pub/planning/project-queues/impact_studies/af1333_imp.htm | Document Posted | https://www.pjm.com/pjmfiles/pub/planning/project-queues/facilities/af1333_fac.pdf | Document Posted | https://www.pjm.com/pjmfiles/pub/planning/project-queues/gia/af1_333_gia.pdf | Document Posted | N/A |  |  | N/A | N/A | 6/30/2027 | 9/27/2019 | N/A | N/A | 8/16/2027 |  |  | 9/30/2027 | 9/30/2027 |  | N | No
AF1-334 | Northkill 69 kV |  | PA | Berks | Withdrawn | ME | 20 | 20 | 12 |  | Capacity | Generation Interconnection | Solar |  |  | N/A | https://www.pjm.com/pjmfiles/pub/planning/project-queues/feas_docs/af1334_fea.pdf | Document Posted | https://www.pjm.com/pjmfiles/pub/planning/project-queues/impact_studies/af1334_imp.pdf | Document Posted |  | Withdrawn | N/A |  | N/A |  |  | N/A | N/A |  | 9/27/2019 | N/A | N/A |  | 8/4/2022 |  | 3/1/2021 |  |  | N | No
AF1-335 | Northkill 230 kV |  | PA | Berks | Withdrawn | ME | 101.2 | 101.2 | 60.72 |  | Capacity | Generation Interconnection | Solar |  |  | N/A | https://www.pjm.com/pjmfiles/pub/planning/project-queues/feas_docs/af1335_fea.pdf | Document Posted | https://www.pjm.com/pjmfiles/pub/planning/project-queues/impact_studies/af1335_imp.pdf | Document Posted |  |  | N/A |  | N/A |  |  | N/A | N/A |  | 9/27/2019 | N/A | N/A |  | 1/15/2021 |  | 3/1/2021 |  |  | N | No
AF1-336 | Northkill 69 kV |  | PA | Berks | Withdrawn | ME | 20 | 20 | 12 |  | Capacity | Generation Interconnection | Solar |  |  | N/A | https://www.pjm.com/pjmfiles/pub/planning/project-queues/feas_docs/af1336_fea.pdf | Document Posted | https://www.pjm.com/pjmfiles/pub/planning/project-queues/impact_studies/af1336_imp.pdf | Document Posted |  | Withdrawn | N/A |  | N/A |  |  | N/A | N/A |  | 9/27/2019 | N/A | N/A |  | 8/4/2022 |  | 3/1/2021 |  |  | N | No
AF1-337 | Laurelton-Mifflinburg 69 kV | Limestone Solar | PA | Union | Engineering and Procurement | PPL | 40 | 20 | 12 |  | Capacity | Generation Interconnection | Solar |  |  | N/A | https://www.pjm.com/pjmfiles/pub/planning/project-queues/feas_docs/af1337_fea.pdf | Document Posted | https://www.pjm.com/pjmfiles/pub/planning/project-queues/impact_studies/af1337_imp.htm | Document Posted | https://www.pjm.com/pjmfiles/pub/planning/project-queues/facilities/af1337_fac.pdf | Document Posted | https://www.pjm.com/pjmfiles/pub/planning/project-queues/gia/af1_337_gia.pdf | Document Posted | N/A |  |  | N/A | N/A | 6/30/2027 | 9/27/2019 | N/A | N/A | 8/16/2027 |  |  | 9/30/2027 | 9/30/2027 |  | N | No
AF1-338 | Laurelton-Mifflinburg 69 kV | Limestone Solar | PA | Union | Engineering and Procurement | PPL | 60 | 20 | 12 |  | Capacity | Generation Interconnection | Solar |  |  | N/A | https://www.pjm.com/pjmfiles/pub/planning/project-queues/feas_docs/af1338_fea.pdf | Document Posted | https://www.pjm.com/pjmfiles/pub/planning/project-queues/impact_studies/af1338_imp.htm | Document Posted | https://www.pjm.com/pjmfiles/pub/planning/project-queues/facilities/af1338_fac.pdf | Document Posted | https://www.pjm.com/pjmfiles/pub/planning/project-queues/gia/af1_338_gia.pdf | Document Posted | N/A |  |  | N/A | N/A | 6/30/2027 | 9/27/2019 | N/A | N/A | 8/16/2027 |  |  | 9/30/2027 | 9/30/2027 |  | N | No
AF1-339 | Laurelton-Mifflinburg 69 kV | Limestone Solar | PA | Union | Engineering and Procurement | PPL | 80 | 20 | 12 |  | Capacity | Generation Interconnection | Solar |  |  | N/A | https://www.pjm.com/pjmfiles/pub/planning/project-queues/feas_docs/af1339_fea.pdf | Document Posted | https://www.pjm.com/pjmfiles/pub/planning/project-queues/impact_studies/af1339_imp.htm | Document Posted | https://www.pjm.com/pjmfiles/pub/planning/project-queues/facilities/af1339_fac.pdf | Document Posted | https://www.pjm.com/pjmfiles/pub/planning/project-queues/gia/af1_339_gia.pdf | Document Posted | N/A |  |  | N/A | N/A | 6/30/2027 | 9/28/2019 | N/A | N/A | 8/16/2027 |  |  | 9/30/2027 | 9/30/2027 |  | N | No
AF2-001 | Hooversville 115 kV II | SunEast Hooversville Solar | PA | Somerset | Suspended | PENELEC | 40 | 20 | 12 |  | Capacity | Generation Interconnection | Solar |  |  | N/A | https://www.pjm.com/pjmfiles/pub/planning/project-queues/feas_docs/af2001_fea.pdf | Document Posted | https://www.pjm.com/pjmfiles/pub/planning/project-queues/impact_studies/af2001_imp.htm | Document Posted | https://www.pjm.com/pjmfiles/pub/planning/project-queues/facilities/af2001_fac.pdf | Document Posted | https://www.pjm.com/pjmfiles/pub/planning/project-queues/isa/af2_001_isa.pdf | Document Posted | N/A | https://www.pjm.com/pjmfiles/pub/planning/project-queues/csa/af2_001_csa.pdf | Document Posted | N/A | N/A | 5/1/2026 | 10/1/2019 | N/A | N/A | 5/1/2026 |  |  | 8/1/2026 | 8/1/2026 |  | N | No
AF2-002 | Hooversville 115 kV III | SunEast Hooversville Solar | PA | Somerset | Suspended | PENELEC | 50 | 10 | 6 |  | Capacity | Generation Interconnection | Solar |  |  | N/A | https://www.pjm.com/pjmfiles/pub/planning/project-queues/feas_docs/af2002_fea.pdf | Document Posted | https://www.pjm.com/pjmfiles/pub/planning/project-queues/impact_studies/af2002_imp.htm | Document Posted | https://www.pjm.com/pjmfiles/pub/planning/project-queues/facilities/af2002_fac.pdf | Document Posted | https://www.pjm.com/pjmfiles/pub/planning/project-queues/isa/af2_002_isa.pdf | Document Posted | N/A | https://www.pjm.com/pjmfiles/pub/planning/project-queues/csa/af2_002_csa.pdf | Document Posted | N/A | N/A | 5/1/2026 | 10/1/2019 | N/A | N/A | 5/1/2026 |  |  | 8/1/2026 | 8/1/2026 |  | N | No
AF2-003 | Powerton-Mole Creek |  | IL | Marshall | Withdrawn | ComEd | 303 | 303 | 53.328 |  | Capacity | Generation Interconnection | Wind |  |  | N/A | https://www.pjm.com/pjmfiles/pub/planning/project-queues/feas_docs/af2003_fea.pdf | Document Posted |  |  |  |  | N/A |  | N/A |  |  | N/A | N/A |  | 10/1/2019 | N/A | N/A |  |  |  | 10/1/2023 |  |  | N | No
AF2-004 | Beaver 345 kV | West Lorain Power Plant 345 kV | OH | Lorain | Engineering and Procurement | ATSI | 378.2 | 33 | 33 |  | Capacity | Generation Interconnection | Natural Gas |  |  | N/A | https://www.pjm.com/pjmfiles/pub/planning/project-queues/feas_docs/af2004_fea.pdf | Document Posted | https://www.pjm.com/pjmfiles/pub/planning/project-queues/impact_studies/af2004_imp.htm | Document Posted | https://www.pjm.com/pjmfiles/pub/planning/project-queues/facilities/af2004_fac.pdf | Document Posted | https://www.pjm.com/pjmfiles/pub/planning/project-queues/gia/af2_004_gia.pdf | Document Posted | N/A |  |  | N/A | N/A | 5/31/2027 | 10/1/2019 | N/A | N/A | 1/14/2028 |  |  | 6/1/2031 | 6/1/2031 |  | N | No
AF2-005 | Beaver 138 kV | West Lorain 138 kV Power Plant | OH | Lorain | Engineering and Procurement | ATSI | 95.2 | 8 | 8 |  | Capacity | Generation Interconnection | Natural Gas |  |  | N/A | https://www.pjm.com/pjmfiles/pub/planning/project-queues/feas_docs/af2005_fea.pdf | Document Posted | https://www.pjm.com/pjmfiles/pub/planning/project-queues/impact_studies/af2005_imp.htm | Document Posted | https://www.pjm.com/pjmfiles/pub/planning/project-queues/facilities/af2005_fac.pdf | Document Posted | https://www.pjm.com/pjmfiles/pub/planning/project-queues/gia/af2_005_gia.pdf | Document Posted | N/A | https://www.pjm.com/pjmfiles/pub/planning/project-queues/csa/af2_005_csa.pdf | Document Posted | N/A | N/A |  | 10/1/2019 | N/A | N/A | 11/1/2028 |  |  | 12/31/2028 | 12/31/2028 |  | N | No
AF2-006 | Jermyn Tap-Brownell 69 kV |  | PA | Lackawanna | Withdrawn | PPL | 20 | 20 | 12 |  | Capacity | Generation Interconnection | Solar |  |  | N/A | https://www.pjm.com/pjmfiles/pub/planning/project-queues/feas_docs/af2006_fea.pdf | Document Posted | https://www.pjm.com/pjmfiles/pub/planning/project-queues/impact_studies/af2006_imp.pdf | Document Posted |  |  | N/A |  | N/A |  |  | N/A | N/A |  | 10/1/2019 | N/A | N/A |  | 4/13/2021 |  | 9/16/2021 |  |  | N | No
AF2-007 | Tinker Tap–East Carbondale 69 kV |  | PA | Lackawanna | Withdrawn | PPL | 20 | 20 | 12 |  | Capacity | Generation Interconnection | Solar |  |  | N/A | https://www.pjm.com/pjmfiles/pub/planning/project-queues/feas_docs/af2007_fea.pdf | Document Posted |  |  |  |  | N/A |  | N/A |  |  | N/A | N/A |  | 10/1/2019 | N/A | N/A |  | 10/8/2020 |  | 9/15/2021 |  |  | N | No
AF2-009 | Queen Street 34.5 kV |  | PA | York | Withdrawn | ME | 20 | 20 | 8 |  | Capacity | Generation Interconnection | Storage |  |  | N/A |  | Withdrawn |  |  |  |  | N/A |  | N/A |  |  | N/A | N/A |  | 10/10/2019 | N/A | N/A |  | 1/10/2020 |  | 10/1/2021 |  |  | N | No
AF2-010 - moved to TC1 | Union City-Titusville 115 kV |  | PA | Erie | Active | PENELEC | 77 | 77 | 46 |  | Capacity | Generation Interconnection | Solar |  |  | N/A | https://www.pjm.com/pjmfiles/pub/planning/project-queues/feas_docs/af2010_fea.pdf | Document Posted | https://www.pjm.com/pjmfiles/pub/planning/project-queues/impact_studies/af2010_imp.pdf | Document Posted |  | In Progress | N/A |  | N/A |  |  | N/A | N/A |  | 10/11/2019 | N/A | N/A |  |  |  | 12/15/2022 |  |  | N | No
AF2-011 | Tait 69 kV |  | OH | Montgomery | Withdrawn | Dayton | 690 | 0 | 20 |  | Capacity | Generation Interconnection | Natural Gas |  |  | N/A | https://www.pjm.com/pjmfiles/pub/planning/project-queues/feas_docs/af2011_fea.pdf | Document Posted |  |  |  |  | N/A |  | N/A |  |  | N/A | N/A |  | 10/11/2019 | N/A | N/A |  | 9/3/2020 |  | 5/31/2020 |  |  | N | No
AF2-012 | Tait 69 kV |  | OH | Montgomery | Withdrawn | Dayton | 794 | 104 | 104 |  | Capacity | Generation Interconnection | Natural Gas |  |  | N/A | https://www.pjm.com/pjmfiles/pub/planning/project-queues/feas_docs/af2012_fea.pdf | Document Posted |  |  |  |  | N/A |  | N/A |  |  | N/A | N/A |  | 10/11/2019 | N/A | N/A |  | 9/1/2020 |  | 5/28/2021 |  |  | N | No
AF2-013 | Arnold's Corner-Dahlgren 230 kV | Harwood Power | VA | King George | Engineering and Procurement | Dominion | 100 | 100 | 100 |  | Capacity | Generation Interconnection | Storage |  |  | N/A | https://www.pjm.com/pjmfiles/pub/planning/project-queues/feas_docs/af2013_fea.pdf | Document Posted | https://www.pjm.com/pjmfiles/pub/planning/project-queues/impact_studies/af2013_imp.htm | Document Posted | https://www.pjm.com/pjmfiles/pub/planning/project-queues/facilities/af2013_fac.pdf | Document Posted | https://www.pjm.com/pjmfiles/pub/planning/project-queues/gia/af2_013_gia.pdf | Document Posted | N/A |  |  | N/A | N/A | 6/1/2029 | 10/15/2019 | N/A | N/A | 9/1/2029 |  |  | 10/1/2029 | 10/1/2029 |  | N | No
AF2-014 | Maddox Creek 345 kV | Wild Grains Solar | OH | Van Wert | Engineering and Procurement | AEP | 150 | 150 | 90 |  | Capacity | Generation Interconnection | Solar |  |  | N/A | https://www.pjm.com/pjmfiles/pub/planning/project-queues/feas_docs/af2014_fea.pdf | Document Posted | https://www.pjm.com/pjmfiles/pub/planning/project-queues/impact_studies/af2014_imp.htm | Document Posted | https://www.pjm.com/pjmfiles/pub/planning/project-queues/facilities/af2014_fac.pdf | Document Posted | https://www.pjm.com/pjmfiles/pub/planning/project-queues/gia/af2_014_gia.pdf | Document Posted | N/A |  |  | N/A | N/A | 10/1/2027 | 10/18/2019 | N/A | N/A | 11/1/2027 |  |  | 12/31/2027 | 12/31/2027 |  | N | No
AF2-016 - moved to TC1 | Lewis 138 kV |  | NJ | Atlantic | Withdrawn | AEC | 240 | 240 | 96 |  | Capacity | Generation Interconnection | Storage |  |  | N/A | https://www.pjm.com/pjmfiles/pub/planning/project-queues/feas_docs/af2016_fea.pdf | Document Posted | https://www.pjm.com/pjmfiles/pub/planning/project-queues/impact_studies/af2016_imp.pdf | Document Posted |  | Withdrawn | N/A |  | N/A |  |  | N/A | N/A |  | 10/1/2019 | N/A | N/A |  | 6/21/2024 |  | 5/31/2023 |  |  | N | No | This project slid to the next queue
AF2-017 | John's Creek 34 kV |  | KY | Pike | Withdrawn | AEP | 20 | 20 | 8.4 |  | Capacity | Generation Interconnection | Solar |  |  | N/A |  | Withdrawn |  |  |  |  | N/A |  | N/A |  |  | N/A | N/A |  | 10/31/2019 | N/A | N/A |  | 3/6/2020 |  | 12/31/2021 |  |  | N | No
AF2-018 | Inez 138 kV | Lynn Bark Energy Center | KY | Martin | Engineering and Procurement | AEP | 200 | 200 | 133.9 |  | Capacity | Generation Interconnection | Solar |  |  | N/A | https://www.pjm.com/pjmfiles/pub/planning/project-queues/feas_docs/af2018_fea.pdf | Document Posted | https://www.pjm.com/pjmfiles/pub/planning/project-queues/impact_studies/af2018_imp.htm | Document Posted | https://www.pjm.com/pjmfiles/pub/planning/project-queues/facilities/af2018_fac.pdf | Document Posted | https://www.pjm.com/pjmfiles/pub/planning/project-queues/gia/af2_018_gia.pdf | Document Posted | N/A |  |  | N/A | N/A | 1/15/2028 | 11/1/2019 | N/A | N/A | 1/30/2028 |  |  | 3/30/2028 | 3/30/2028 |  | N | No
AF2-019 | Middle 69 kV | Middle Battery Storage | NJ | Cape May | Engineering and Procurement | AEC | 20 | 20 | 8 |  | Capacity | Generation Interconnection | Storage |  |  | N/A | https://www.pjm.com/pjmfiles/pub/planning/project-queues/feas_docs/af2019_fea.pdf | Document Posted | https://www.pjm.com/pjmfiles/pub/planning/project-queues/impact_studies/af2019_imp.htm | Document Posted | https://www.pjm.com/pjmfiles/pub/planning/project-queues/facilities/af2019_fac.pdf | Document Posted | https://www.pjm.com/pjmfiles/pub/planning/project-queues/gia/af2_019_gia.pdf | Document Posted | N/A |  |  | N/A | N/A | 1/31/2028 | 11/15/2019 | N/A | N/A | 2/1/2028 |  |  | 4/30/2028 | 4/30/2028 |  | N | No
AF2-020 | Carll's Corner 69 kV | Carll's Corner Battery Storage | NJ | Cumberland | Withdrawn | AEC | 20 | 20 | 8 |  | Capacity | Generation Interconnection | Storage |  |  | N/A | https://www.pjm.com/pjmfiles/pub/planning/project-queues/feas_docs/af2020_fea.pdf | Document Posted | https://www.pjm.com/pjmfiles/pub/planning/project-queues/impact_studies/af2020_imp.htm | Document Posted | https://www.pjm.com/pjmfiles/pub/planning/project-queues/facilities/af2020_fac.pdf | Document Posted | https://www.pjm.com/pjmfiles/pub/planning/project-queues/gia/af2_020_gia.pdf | Document Posted | N/A |  |  | N/A | N/A | 1/2/2029 | 11/15/2019 | N/A | N/A | 2/1/2029 | 5/7/2025 |  | 5/31/2029 | 5/31/2029 |  | N | No
AF2-021 - moved to TC1 | Cedar 69 kV |  | NJ | Ocean | Withdrawn | AEC | 20 | 20 | 8 |  | Capacity | Generation Interconnection | Storage |  |  | N/A | https://www.pjm.com/pjmfiles/pub/planning/project-queues/feas_docs/af2021_fea.pdf | Document Posted | https://www.pjm.com/pjmfiles/pub/planning/project-queues/impact_studies/af2021_imp.htm | Document Posted |  | Withdrawn | N/A |  | N/A |  |  | N/A | N/A |  | 11/15/2019 | N/A | N/A |  | 5/31/2024 |  | 6/1/2021 |  |  | N | No
AF2-022 | Cumberland 138 kV |  | NJ | Cumberland | Withdrawn | AEC | 50 | 50 | 50 |  | Capacity | Generation Interconnection | Storage |  |  | N/A | https://www.pjm.com/pjmfiles/pub/planning/project-queues/feas_docs/af2022_fea.pdf | Document Posted |  |  |  |  | N/A |  | N/A |  |  | N/A | N/A |  | 11/15/2019 | N/A | N/A |  | 9/1/2020 | 2 | 6/1/2021 |  |  | N | No
AF2-023 | Churchtown 69 kV |  | NJ | Salem | Withdrawn | AEC | 42.5 | 42.5 | 17 |  | Capacity | Generation Interconnection | Storage |  |  | N/A | https://www.pjm.com/pjmfiles/pub/planning/project-queues/feas_docs/af2023_fea.pdf | Document Posted | https://www.pjm.com/pjmfiles/pub/planning/project-queues/impact_studies/af2023_imp.pdf | Document Posted |  | Withdrawn | N/A |  | N/A |  |  | N/A | N/A |  | 11/15/2019 | N/A | N/A |  | 10/9/2023 |  | 6/1/2021 |  |  | N | No
AF2-024 | Mickleton 69 kV | Mickleton Battery Storage | NJ | Gloucester | Withdrawn | AEC | 24 | 24 | 9.6 |  | Capacity | Generation Interconnection | Storage |  |  | N/A | https://www.pjm.com/pjmfiles/pub/planning/project-queues/feas_docs/af2024_fea.pdf | Document Posted | https://www.pjm.com/pjmfiles/pub/planning/project-queues/impact_studies/af2024_imp.htm | Document Posted | https://www.pjm.com/pjmfiles/pub/planning/project-queues/facilities/af2024_fac.pdf | Document Posted | https://www.pjm.com/pjmfiles/pub/planning/project-queues/gia/af2_024_gia.pdf | Document Posted | N/A |  |  | N/A | N/A | 2/29/2028 | 11/15/2019 | N/A | N/A | 3/1/2028 | 5/7/2025 |  | 5/31/2028 | 5/31/2028 |  | N | No
AF2-025 - moved to TC1 | Ontario 69 kV | Missouri Avenue Battery Storage Project | NJ | Atlantic | Engineering and Procurement | AEC | 20 | 20 | 8 |  | Capacity | Generation Interconnection | Storage |  |  | N/A | https://www.pjm.com/pjmfiles/pub/planning/project-queues/feas_docs/af2025_fea.pdf | Document Posted | https://www.pjm.com/pjmfiles/pub/planning/project-queues/impact_studies/af2025_imp.pdf | Document Posted | https://www.pjm.com/pjmfiles/pub/planning/project-queues/facilities/af2025_fac.pdf | Document Posted | https://www.pjm.com/pjmfiles/pub/planning/project-queues/gia/af2_025_gia.pdf | Document Posted | N/A |  |  | N/A | N/A | 2/1/2028 | 11/15/2019 | N/A | N/A | 2/15/2028 |  |  | 4/30/2028 | 4/30/2028 |  | N | No
AF2-026 | Sherman Ave 138 kV |  | NJ | Cumberland | Withdrawn | AEC | 30 | 30 | 12 |  | Capacity | Generation Interconnection | Storage |  |  | N/A | https://www.pjm.com/pjmfiles/pub/planning/project-queues/feas_docs/af2026_fea.pdf | Document Posted |  |  |  |  | N/A |  | N/A |  |  | N/A | N/A |  | 11/15/2019 | N/A | N/A |  | 9/1/2020 |  | 6/1/2021 |  |  | N | No
AF2-027 | Zion Energy Center 345 kV | Zion Energy Center - BESS | IL | Lake | Engineering and Procurement | ComEd | 635 | 50 | 20 |  | Capacity | Generation Interconnection | Storage |  |  | N/A | https://www.pjm.com/pjmfiles/pub/planning/project-queues/feas_docs/af2027_fea.pdf | Document Posted | https://www.pjm.com/pjmfiles/pub/planning/project-queues/impact_studies/af2027_imp.htm | Document Posted | https://www.pjm.com/pjmfiles/pub/planning/project-queues/facilities/af2027_fac.pdf | Document Posted | https://www.pjm.com/pjmfiles/pub/planning/project-queues/gia/af2_027_gia.pdf | Document Posted | N/A |  |  | N/A | N/A | 5/24/2027 | 11/15/2019 | N/A | N/A | 6/10/2027 |  |  | 8/25/2027 | 8/25/2027 |  | N | No
AF2-029 | Ronco 500 kV | Fayette Energy Facility | PA | Fayette | Engineering and Procurement | APS | 726 | 20 | 8 |  | Capacity | Generation Interconnection | Storage |  |  | N/A | https://www.pjm.com/pjmfiles/pub/planning/project-queues/feas_docs/af2029_fea.pdf | Document Posted | https://www.pjm.com/pjmfiles/pub/planning/project-queues/impact_studies/af2029_imp.htm | Document Posted | https://www.pjm.com/pjmfiles/pub/planning/project-queues/facilities/af2029_fac.pdf | Document Posted | https://www.pjm.com/pjmfiles/pub/planning/project-queues/gia/af2_029_gia.pdf | Document Posted | N/A | https://www.pjm.com/pjmfiles/pub/planning/project-queues/csa/af2_029_csa.pdf | Document Posted | N/A | N/A | 10/1/2028 | 10/28/2019 | N/A | N/A | 10/15/2028 |  |  | 10/31/2027 | 10/31/2027 |  | N | No
AF2-030 | Ontelaunee 230 kV | Ontelaunee Power Generating Plant | PA | Berks | Engineering and Procurement | ME | 650 | 20 | 8 |  | Capacity | Generation Interconnection | Storage |  |  | N/A | https://www.pjm.com/pjmfiles/pub/planning/project-queues/feas_docs/af2030_fea.pdf | Document Posted | https://www.pjm.com/pjmfiles/pub/planning/project-queues/impact_studies/af2030_imp.htm | Document Posted | https://www.pjm.com/pjmfiles/pub/planning/project-queues/facilities/af2030_fac.pdf | Document Posted | https://www.pjm.com/pjmfiles/pub/planning/project-queues/gia/af2_030_gia.pdf | Document Posted | N/A |  |  | N/A | N/A | 11/30/2027 | 10/28/2019 | N/A | N/A | 1/14/2028 |  |  | 2/29/2028 | 2/29/2028 |  | N | No
AF2-031 | Calumet | Calumet BESS | IL | Cook | Engineering and Procurement | ComEd | 20 | 20 | 8 |  | Capacity | Generation Interconnection | Storage |  |  | N/A | https://www.pjm.com/pjmfiles/pub/planning/project-queues/feas_docs/af2031_fea.pdf | Document Posted | https://www.pjm.com/pjmfiles/pub/planning/project-queues/impact_studies/af2031_imp.html | Document Posted |  | Not Required | https://www.pjm.com/pjmfiles/pub/planning/project-queues/gia/af2_031_gia.pdf | Document Posted | N/A |  |  | N/A | N/A | 11/1/2027 | 10/28/2019 | N/A | N/A | 11/15/2027 |  |  | 12/31/2027 | 12/31/2027 |  | N | No
AF2-032 | Kincaid 345 kV | Kincaid PV | IL | Christian | Engineering and Procurement | ComEd | 20 | 20 | 13.6 |  | Capacity | Generation Interconnection | Solar |  |  | N/A | https://www.pjm.com/pjmfiles/pub/planning/project-queues/feas_docs/af2032_fea.pdf | Document Posted | https://www.pjm.com/pjmfiles/pub/planning/project-queues/impact_studies/af2032_imp.htm | Document Posted | https://www.pjm.com/pjmfiles/pub/planning/project-queues/facilities/af2032_fac.pdf | Document Posted | https://www.pjm.com/pjmfiles/pub/planning/project-queues/gia/af2_032_gia.pdf | Document Posted | N/A |  |  | N/A | N/A | 9/15/2027 | 10/28/2019 | N/A | N/A | 9/29/2027 |  |  | 12/9/2027 | 12/9/2027 |  | N | No
AF2-033 | Miami Fort GT 138 kV |  | OH | Hamilton | Withdrawn | DEOK | 1076 | 20 | 8 |  | Capacity | Generation Interconnection | Storage |  |  | N/A | https://www.pjm.com/pjmfiles/pub/planning/project-queues/feas_docs/af2033_fea.pdf | Document Posted | https://www.pjm.com/pjmfiles/pub/planning/project-queues/impact_studies/af2033_imp.pdf | Document Posted |  |  | N/A |  | N/A |  |  | N/A | N/A |  | 10/28/2019 | N/A | N/A |  | 6/7/2021 |  | 6/1/2021 |  |  | N | No
AF2-034 - moved to TC1 | Kendall 345kV |  | IL | Kendall | Withdrawn | ComEd | 1238.8 | 20 | 10.8 |  | Capacity | Generation Interconnection | Solar; Storage |  |  | N/A | https://www.pjm.com/pjmfiles/pub/planning/project-queues/feas_docs/af2034_fea.pdf | Document Posted | https://www.pjm.com/pjmfiles/pub/planning/project-queues/impact_studies/af2034_imp.pdf | Document Posted |  | Withdrawn | N/A |  | N/A |  |  | N/A | N/A |  | 10/28/2019 | N/A | N/A |  | 1/22/2025 |  | 6/1/2021 |  |  | N | No
AF2-035 - moved to TC1 | St. Johns 115 kV |  | VA | Hanover | Active | Dominion | 72 | 72 | 48 |  | Capacity | Generation Interconnection | Solar |  |  | N/A | https://www.pjm.com/pjmfiles/pub/planning/project-queues/feas_docs/af2035_fea.pdf | Document Posted | https://www.pjm.com/pjmfiles/pub/planning/project-queues/impact_studies/af2035_imp.pdf | Document Posted |  | Withdrawn | N/A |  | N/A |  |  | N/A | N/A |  | 11/27/2019 | N/A | N/A |  |  |  | 10/27/2023 |  |  | N | No
AF2-036 | Garner-Northern Neck 115 kV |  | VA | Richmond | Withdrawn | Dominion | 62 | 62 | 37.2 |  | Capacity | Generation Interconnection | Solar |  |  | N/A |  | Withdrawn |  |  |  |  | N/A |  | N/A |  |  | N/A | N/A |  | 11/27/2019 | N/A | N/A |  | 1/23/2020 |  | 10/27/2023 |  |  | N | No
AF2-037 - moved to TC1 | Louisa-North Anna 230 kV |  | VA | Louisa | Withdrawn | Dominion | 94 | 94 | 56.4 |  | Capacity | Generation Interconnection | Solar |  |  | N/A | https://www.pjm.com/pjmfiles/pub/planning/project-queues/feas_docs/af2037_fea.pdf | Document Posted | https://www.pjm.com/pjmfiles/pub/planning/project-queues/impact_studies/af2037_imp.pdf | Document Posted |  | Withdrawn | N/A |  | N/A |  |  | N/A | N/A |  | 11/29/2019 | N/A | N/A |  | 1/22/2025 |  | 7/1/2021 |  |  | N | No
AF2-038 | Printz 230 kV |  | PA | Delaware | Withdrawn | PECO | 661.5 | 20 | 8 |  | Capacity | Generation Interconnection | Storage |  |  | N/A | https://www.pjm.com/pjmfiles/pub/planning/project-queues/feas_docs/af2038_fea.pdf | Document Posted | https://www.pjm.com/pjmfiles/pub/planning/project-queues/impact_studies/af2038_imp.pdf | Document Posted |  |  | N/A |  | N/A |  |  | N/A | N/A |  | 10/28/2019 | N/A | N/A |  | 4/20/2021 |  | 6/1/2021 |  |  | N | No
AF2-039 | Shawville-Clearfield 34.5 kV |  | PA | Clearfield | Engineering and Procurement | PENELEC | 13.5 | 13.5 | 8.1 |  | Capacity | Generation Interconnection | Solar |  |  | N/A | https://www.pjm.com/pjmfiles/pub/planning/project-queues/feas_docs/af2039_fea.pdf | Document Posted | https://www.pjm.com/pjmfiles/pub/planning/project-queues/impact_studies/af2039_imp.htm | Document Posted |  | Not Required | N/A | Wholesale Market Participation Agreement | https://www.pjm.com/pjmfiles/pub/planning/project-queues/wmpa/af2039_wmpa.pdf | https://www.pjm.com/pjmfiles/pub/planning/project-queues/csa/af2039_wmpa.pdf | Not Required | N/A | N/A | 6/1/2026 | 11/29/2019 | N/A | N/A | 7/3/2026 |  |  | 9/1/2026 | 9/1/2026 |  | N | No
AF2-040 | Elk Run-Gainesville 230 kV |  | VA | Fauquier | Withdrawn | Dominion | 75 | 75 | 75 |  | Capacity | Generation Interconnection | Storage |  |  | N/A | https://www.pjm.com/pjmfiles/pub/planning/project-queues/feas_docs/af2040_fea.pdf | Document Posted | https://www.pjm.com/pjmfiles/pub/planning/project-queues/impact_studies/af2040_imp.pdf | Document Posted |  | Withdrawn | N/A |  | N/A |  |  | N/A | N/A |  | 12/4/2019 | N/A | N/A |  | 6/23/2023 |  | 10/1/2023 |  |  | N | No
AF2-041 - moved to TC1 | Nelson-Electric Junction 345 kV |  | IL | Lee | Active | ComEd | 300 | 300 | 180 |  | Capacity | Generation Interconnection | Solar |  |  | N/A | https://www.pjm.com/pjmfiles/pub/planning/project-queues/feas_docs/af2041_fea.pdf | Document Posted | https://www.pjm.com/pjmfiles/pub/planning/project-queues/impact_studies/af2041_imp.pdf | Document Posted |  | In Progress | N/A |  | N/A |  |  | N/A | N/A |  | 12/9/2019 | N/A | N/A |  |  |  | 11/1/2023 |  |  | N | No
AF2-042 - moved to TC1 | Clover-Rawlings 500 kV |  | VA | Halifax | Active | Dominion | 500 | 500 | 300 |  | Capacity | Generation Interconnection | Solar |  |  | N/A | https://www.pjm.com/pjmfiles/pub/planning/project-queues/feas_docs/af2042_fea.pdf | Document Posted | https://www.pjm.com/pjmfiles/pub/planning/project-queues/impact_studies/af2042_imp.pdf | Document Posted |  | In Progress | N/A |  | N/A |  |  | N/A | N/A |  | 12/9/2019 | N/A | N/A |  |  |  | 12/31/2022 |  |  | N | No
AF2-043 | Suffolk 34.5 kV | Pleasant Hill Solar | VA | City of Suffolk | In Service | Dominion | 20 | 20 | 12 | 20 | Capacity | Generation Interconnection | Solar |  |  | N/A | https://www.pjm.com/pjmfiles/pub/planning/project-queues/feas_docs/af2043_fea.pdf | Document Posted | https://www.pjm.com/pjmfiles/pub/planning/project-queues/impact_studies/af2043_imp.pdf | Document Posted |  | Not Required | N/A | Wholesale Market Participation Agreement | https://www.pjm.com/pjmfiles/pub/planning/project-queues/wmpa/af2043_wmpa.pdf | https://www.pjm.com/pjmfiles/pub/planning/project-queues/csa/af2043_wmpa.pdf | Not Required | N/A | N/A |  | 12/11/2019 | N/A | N/A | 3/31/2023 |  |  | 12/31/2022 | 12/31/2022 | 6/20/2023 | N | No
AF2-044 | Highland-Sammis and Highland-Mansfield 345 kV | Lordstown Energy Center | OH | Trumbull | In Service | ATSI | 940 | 0 | 20 |  | Capacity | Generation Interconnection | Natural Gas |  |  | N/A | https://www.pjm.com/pjmfiles/pub/planning/project-queues/feas_docs/af2044_fea.pdf | Document Posted | https://www.pjm.com/pjmfiles/pub/planning/project-queues/impact_studies/af2044_imp.pdf | Document Posted |  | Not Required | https://www.pjm.com/pjmfiles/pub/planning/project-queues/isa/af2_044_isa.pdf | Document Posted | N/A |  | Not Required | N/A | N/A |  | 12/10/2019 | N/A | N/A |  |  |  | 9/1/2023 | 9/1/2023 | 10/20/2020 | N | No
AF2-045 | Cambria Nug 115 kV | Cambria Energy | PA | Cambria | Withdrawn | PENELEC | 20 | 20 | 2 |  | Capacity | Generation Interconnection | Storage |  |  | N/A | https://www.pjm.com/pjmfiles/pub/planning/project-queues/feas_docs/af2045_fea.pdf | Document Posted | https://www.pjm.com/pjmfiles/pub/planning/project-queues/impact_studies/af2045_imp.pdf | Document Posted |  | Not Required | https://www.pjm.com/pjmfiles/pub/planning/project-queues/isa/af2_045_isa.pdf | Document Posted | N/A |  | Not Required | N/A | N/A |  | 12/13/2019 | N/A | N/A |  | 10/8/2021 |  | 9/30/2022 | 9/30/2022 |  | N | No
AF2-046 - moved to TC1 | Tunis-Mapleton 115 kV |  | NC | Hertford | Active | Dominion | 126 | 126 | 83.7 |  | Capacity | Generation Interconnection | Solar |  |  | N/A | https://www.pjm.com/pjmfiles/pub/planning/project-queues/feas_docs/af2046_fea.pdf | Document Posted | https://www.pjm.com/pjmfiles/pub/planning/project-queues/impact_studies/af2046_imp.pdf | Document Posted |  | In Progress | N/A |  | N/A |  |  | N/A | N/A |  | 12/19/2019 | N/A | N/A |  |  |  | 6/1/2022 |  |  | N | No
AF2-047 - moved to TC1 | Creswell-Riders Creek 115 kV |  | NC | Washington | Withdrawn | Dominion | 150 | 150 | 99.8 |  | Capacity | Generation Interconnection | Solar |  |  | N/A | https://www.pjm.com/pjmfiles/pub/planning/project-queues/feas_docs/af2047_fea.pdf | Document Posted | https://www.pjm.com/pjmfiles/pub/planning/project-queues/impact_studies/af2047_imp.pdf | Document Posted |  | Withdrawn | N/A |  | N/A |  |  | N/A | N/A |  | 12/19/2019 | N/A | N/A |  | 6/24/2024 |  | 6/1/2022 |  |  | N | No
AF2-048 | Rio-Lick 138 kV | Dixon Solar | OH | Jackson | Engineering and Procurement | AEP | 140 | 70 | 46.6 |  | Capacity | Generation Interconnection | Solar |  |  | N/A | https://www.pjm.com/pjmfiles/pub/planning/project-queues/feas_docs/af2048_fea.pdf | Document Posted | https://www.pjm.com/pjmfiles/pub/planning/project-queues/impact_studies/af2048_imp.htm | Document Posted | https://www.pjm.com/pjmfiles/pub/planning/project-queues/facilities/af2048_fac.pdf | Document Posted | https://www.pjm.com/pjmfiles/pub/planning/project-queues/gia/af2_048_gia.pdf | Document Posted | N/A |  |  | N/A | N/A | 12/21/2026 | 12/19/2019 | N/A | N/A | 1/4/2027 |  |  | 2/28/2028 | 2/28/2028 |  | N | No
AF2-049 | Ladysmith CT-St. Johns 230 kV |  | VA | Caroline | Withdrawn | Dominion | 180 | 60 | 34.5 |  | Capacity | Generation Interconnection | Solar |  |  | N/A | https://www.pjm.com/pjmfiles/pub/planning/project-queues/feas_docs/af2049_fea.pdf | Document Posted | https://www.pjm.com/pjmfiles/pub/planning/project-queues/impact_studies/af2049_imp.pdf | Document Posted |  | Withdrawn | N/A |  | N/A |  |  | N/A | N/A |  | 12/20/2019 | N/A | N/A |  | 9/12/2023 |  | 12/1/2021 |  |  | N | No
AF2-050 - moved to TC1 | Bearrock-Johnstown 230 kV |  | PA | Cambria | Active | PENELEC | 150 | 50 | 30 |  | Capacity | Generation Interconnection | Solar |  |  | N/A | https://www.pjm.com/pjmfiles/pub/planning/project-queues/feas_docs/af2050_fea.pdf | Document Posted | https://www.pjm.com/pjmfiles/pub/planning/project-queues/impact_studies/af2050_imp.pdf | Document Posted |  | In Progress | N/A |  | N/A |  |  | N/A | N/A |  | 12/23/2019 | N/A | N/A |  |  |  | 9/1/2021 |  |  | N | No
AF2-051 | Geneva 115 kV |  | PA | Crawford | Withdrawn | PENELEC | 50 | 50 | 33 |  | Capacity | Generation Interconnection | Solar |  |  | N/A | https://www.pjm.com/pjmfiles/pub/planning/project-queues/feas_docs/af2051_fea.pdf | Document Posted | https://www.pjm.com/pjmfiles/pub/planning/project-queues/impact_studies/af2051_imp.pdf | Document Posted |  | Withdrawn | N/A |  | N/A |  |  | N/A | N/A |  | 1/6/2020 | N/A | N/A |  | 4/27/2021 |  | 6/1/2023 |  |  | N | No
AF2-052 | Farmers Valley-Ridgeway 115 kV |  | PA | McKean | Withdrawn | PENELEC | 55 | 55 | 37 |  | Capacity | Generation Interconnection | Solar |  |  | N/A | https://www.pjm.com/pjmfiles/pub/planning/project-queues/feas_docs/af2052_fea.pdf | Document Posted |  |  |  |  | N/A |  | N/A |  |  | N/A | N/A |  | 1/6/2020 | N/A | N/A |  | 8/28/2020 |  | 6/1/2023 |  |  | N | No
AF2-053 | Chickahominy 500kV |  | VA | Charles City | Withdrawn | Dominion | 1800 | 200 | 200 |  | Capacity | Generation Interconnection | Natural Gas |  |  | N/A |  | Withdrawn |  |  |  |  | N/A |  | N/A |  |  | N/A | N/A |  | 12/26/2019 | N/A | N/A |  | 1/21/2020 |  | 6/1/2024 |  |  | N | No
AF2-054 | Wan 34.5 kV | Camellia Solar | VA | Gloucester | In Service | Dominion | 19.9 | 19.9 | 11.94 | 19.9 | Capacity | Generation Interconnection | Solar |  |  | N/A | https://www.pjm.com/pjmfiles/pub/planning/project-queues/feas_docs/af2054_fea.pdf | Document Posted | https://www.pjm.com/pjmfiles/pub/planning/project-queues/impact_studies/af2054_imp.pdf | Document Posted |  | Not Required | N/A | Wholesale Market Participation Agreement | https://www.pjm.com/pjmfiles/pub/planning/project-queues/wmpa/af2054_wmpa.pdf | https://www.pjm.com/pjmfiles/pub/planning/project-queues/csa/af2054_wmpa.pdf | Not Required | N/A | N/A | 12/2/2024 | 1/11/2020 | N/A | N/A | 4/15/2025 |  |  | 8/29/2027 | 8/29/2027 | 4/12/2025 | N | No
AF2-055 | Plaintation Creek 69 kV |  | VA | Northampton | Withdrawn | ODEC | 45 | 45 | 27 |  | Capacity | Generation Interconnection | Storage; Solar |  |  | N/A | https://www.pjm.com/pjmfiles/pub/planning/project-queues/feas_docs/af2055_fea.pdf | Document Posted | https://www.pjm.com/pjmfiles/pub/planning/project-queues/impact_studies/af2055_imp.htm | Document Posted |  | Withdrawn | N/A |  | N/A |  |  | N/A | N/A |  | 1/16/2020 | N/A | N/A |  | 6/4/2024 |  | 6/1/2025 |  |  | N | No
AF2-056 - moved to TC1 | Shenandoah Tap 1– Mahanoy Tap 2 69 kV |  | PA | Schuylkill | Withdrawn | PPL | 50 | 50 | 33 |  | Capacity | Generation Interconnection | Solar |  |  | N/A | https://www.pjm.com/pjmfiles/pub/planning/project-queues/feas_docs/af2056_fea.pdf | Document Posted | https://www.pjm.com/pjmfiles/pub/planning/project-queues/impact_studies/af2056_imp.pdf | Document Posted |  | Withdrawn | N/A |  | N/A |  |  | N/A | N/A |  | 1/16/2020 | N/A | N/A |  | 1/22/2025 |  | 6/1/2023 |  |  | N | No
AF2-057 | Grassfield 34.5 kV | Cedar Energy Center | VA | City of Chesapeake | Withdrawn | Dominion | 20 | 20 | 20 |  | Capacity | Generation Interconnection | Storage |  |  | N/A | https://www.pjm.com/pjmfiles/pub/planning/project-queues/feas_docs/af2057_fea.pdf | Document Posted | https://www.pjm.com/pjmfiles/pub/planning/project-queues/impact_studies/af2057_imp.pdf | Document Posted |  | Not Required | N/A | Wholesale Market Participation Agreement | https://www.pjm.com/pjmfiles/pub/planning/project-queues/wmpa/af2057_wmpa.pdf | https://www.pjm.com/pjmfiles/pub/planning/project-queues/csa/af2057_wmpa.pdf | Not Required | N/A | N/A |  | 1/22/2020 | N/A | N/A | 11/1/2025 | 11/17/2023 |  | 12/1/2024 | 12/1/2024 |  | N | No
AF2-058 | Fairton 12 kV |  | NJ | Cumberland | Withdrawn | AEC | 5 | 2.5 | 0 |  | Energy | Generation Interconnection | Solar |  |  | N/A | https://www.pjm.com/pjmfiles/pub/planning/project-queues/feas_docs/af2058_fea.pdf | Document Posted |  |  |  |  | N/A |  | N/A |  |  | N/A | N/A |  | 1/24/2020 | N/A | N/A |  | 9/1/2020 |  | 3/31/2021 |  |  | Y | No
AF2-059 | Southwest Lima-West Moulton 138 kV |  | OH | Auglaize | Withdrawn | AEP | 97 | 20 | 8.4 |  | Capacity | Generation Interconnection | Solar |  |  | N/A | https://www.pjm.com/pjmfiles/pub/planning/project-queues/feas_docs/af2059_fea.pdf | Document Posted | https://www.pjm.com/pjmfiles/pub/planning/project-queues/impact_studies/af2059_imp.pdf | Document Posted |  | Withdrawn | N/A |  | N/A |  |  | N/A | N/A |  | 1/24/2020 | N/A | N/A |  | 4/26/2024 |  | 11/30/2022 |  |  | N | No
AF2-060 | Wattsville 12 kV | Scout Storage I | VA | Accomack | Engineering and Procurement | DPL | 9 | 9 | 9 |  | Capacity | Generation Interconnection | Storage |  |  | N/A | https://www.pjm.com/pjmfiles/pub/planning/project-queues/feas_docs/af2060_fea.pdf | Document Posted | https://www.pjm.com/pjmfiles/pub/planning/project-queues/impact_studies/af2060_imp.htm | Document Posted |  | Not Required | N/A | Wholesale Market Participation Agreement | https://www.pjm.com/pjmfiles/pub/planning/project-queues/wmpa/af2060_wmpa.pdf | https://www.pjm.com/pjmfiles/pub/planning/project-queues/csa/af2060_wmpa.pdf | Not Required | N/A | N/A |  | 1/25/2020 | N/A | N/A | 10/1/2025 |  |  | 4/1/2026 | 4/1/2026 |  | N | No
AF2-061 | Wattsville 69kV | Scout Energy Storage | VA | Accomack | Withdrawn | DPL | 40 | 40 | 40 |  | Capacity | Generation Interconnection | Storage |  |  | N/A | https://www.pjm.com/pjmfiles/pub/planning/project-queues/feas_docs/af2061_fea.pdf | Document Posted | https://www.pjm.com/pjmfiles/pub/planning/project-queues/impact_studies/af2061_imp.htm | Document Posted | https://www.pjm.com/pjmfiles/pub/planning/project-queues/facilities/af2061_fac.pdf | Document Posted |  | Withdrawn | N/A |  | Withdrawn | N/A | N/A |  | 1/24/2020 | N/A | N/A |  | 11/5/2024 |  | 6/30/2021 |  |  | N | No
AF2-062 | Lewis Run-Pierce Brook 230 kV |  | PA | McKean | Withdrawn | PENELEC | 200 | 200 | 120 |  | Capacity | Generation Interconnection | Solar |  |  | N/A | https://www.pjm.com/pjmfiles/pub/planning/project-queues/feas_docs/af2062_fea.pdf | Document Posted |  |  |  |  | N/A |  | N/A |  |  | N/A | N/A |  | 1/24/2020 | N/A | N/A |  | 9/3/2020 |  | 5/31/2023 |  |  | N | No
AF2-063 - moved to TC1 | Louisa-North Anna 230 kV |  | VA | Louisa | Withdrawn | Dominion | 150 | 150 | 90 |  | Capacity | Generation Interconnection | Solar |  |  | N/A | https://www.pjm.com/pjmfiles/pub/planning/project-queues/feas_docs/af2063_fea.pdf | Document Posted | https://www.pjm.com/pjmfiles/pub/planning/project-queues/impact_studies/af2063_imp.pdf | Document Posted |  | Withdrawn | N/A |  | N/A |  |  | N/A | N/A |  | 1/29/2020 | N/A | N/A |  | 1/22/2025 |  | 2/1/2023 |  |  | N | No
AF2-064 | Flanders 115 kV |  | NJ | Warren | Withdrawn | JCPL | 15 | 15 | 15 |  | Capacity | Generation Interconnection | Solar |  |  | N/A |  | Withdrawn |  |  |  |  | N/A |  | N/A |  |  | N/A | N/A |  | 1/29/2020 | N/A | N/A |  | 2/20/2020 |  | 12/18/2020 |  |  | N | No
AF2-065 - moved to TC1 | Surry-Hopewell 230 kV |  | VA | Surry | Withdrawn | Dominion | 300 | 150 | 76.5 |  | Capacity | Generation Interconnection | Solar |  |  | N/A | https://www.pjm.com/pjmfiles/pub/planning/project-queues/feas_docs/af2065_fea.pdf | Document Posted | https://www.pjm.com/pjmfiles/pub/planning/project-queues/impact_studies/af2065_imp.pdf | Document Posted |  | Withdrawn | N/A |  | N/A |  |  | N/A | N/A |  | 1/30/2020 | N/A | N/A |  | 6/24/2024 |  | 10/21/2021 |  |  | N | No
AF2-066 | West Manchester-Crown 69kV |  | OH | Preble | Withdrawn | Dayton | 80 | 80 | 48 |  | Capacity | Generation Interconnection | Solar |  |  | N/A | https://www.pjm.com/pjmfiles/pub/planning/project-queues/feas_docs/af2066_fea.pdf | Document Posted | https://www.pjm.com/pjmfiles/pub/planning/project-queues/impact_studies/af2066_imp.htm | Document Posted |  | Withdrawn | N/A |  | N/A |  |  | N/A | N/A |  | 1/30/2020 | N/A | N/A |  | 9/11/2024 |  | 10/3/2022 |  |  | N | No
AF2-067 | West Manchester 69 kV |  | OH | Preble | Withdrawn | Dayton | 40 | 40 | 24 |  | Capacity | Generation Interconnection | Solar |  |  | N/A | https://www.pjm.com/pjmfiles/pub/planning/project-queues/feas_docs/af2067_fea.pdf | Document Posted | https://www.pjm.com/pjmfiles/pub/planning/project-queues/impact_studies/af2067_imp.htm | Document Posted | https://www.pjm.com/pjmfiles/pub/planning/project-queues/facilities/af2067_fac.pdf | Document Posted | N/A |  | N/A |  |  | N/A | N/A |  | 1/30/2020 | N/A | N/A |  | 9/11/2024 |  | 10/3/2022 |  |  | N | No
AF2-068 - moved to TC1 | Jay 138 kV |  | IN | Blackford | Active | AEP | 150 | 150 | 90 |  | Capacity | Generation Interconnection | Solar |  |  | N/A | https://www.pjm.com/pjmfiles/pub/planning/project-queues/feas_docs/af2068_fea.pdf | Document Posted | https://www.pjm.com/pjmfiles/pub/planning/project-queues/impact_studies/af2068_imp.pdf | Document Posted |  | In Progress | N/A |  | N/A |  |  | N/A | N/A |  | 1/30/2020 | N/A | N/A |  |  |  | 10/3/2022 |  |  | N | No
AF2-069 - moved to TC1 | Crescent Ridge 138 kV |  | IL | Bureau | Active | ComEd | 87.8 | 8.4 | 1.98 |  | Capacity | Generation Interconnection | Wind |  |  | N/A | https://www.pjm.com/pjmfiles/pub/planning/project-queues/feas_docs/af2069_fea.pdf | Document Posted | https://www.pjm.com/pjmfiles/pub/planning/project-queues/impact_studies/af2069_imp.pdf | Document Posted |  | In Progress | N/A |  | N/A |  |  | N/A | N/A |  | 1/31/2020 | N/A | N/A |  |  |  | 10/4/2021 |  |  | N | No
AF2-070 - moved to TC1 | Crescent Ridge 138 kV |  | IL | Bureau | Withdrawn | ComEd | 72.6 | 18.15 | 3.1 |  | Capacity | Generation Interconnection | Wind |  |  | N/A | https://www.pjm.com/pjmfiles/pub/planning/project-queues/feas_docs/af2070_fea.pdf | Document Posted |  | Withdrawn |  |  | N/A |  | N/A |  |  | N/A | N/A |  | 1/31/2020 | N/A | N/A |  | 1/22/2025 |  | 10/4/2021 |  |  | N | No
AF2-071 | Windsor 230 kV |  | NJ | Mercer | Withdrawn | JCPL | 100 | 100 | 100 |  | Capacity | Generation Interconnection | Storage |  |  | N/A | https://www.pjm.com/pjmfiles/pub/planning/project-queues/feas_docs/af2071_fea.pdf | Document Posted |  | Withdrawn |  |  | N/A |  | N/A |  |  | N/A | N/A |  | 1/31/2020 | N/A | N/A |  | 10/9/2023 |  | 3/1/2023 |  |  | N | No
AF2-072 | Larrabee 230 kV |  | NJ | Monmouth | Withdrawn | JCPL | 50 | 50 | 25 |  | Capacity | Generation Interconnection | Storage |  |  | N/A | https://www.pjm.com/pjmfiles/pub/planning/project-queues/feas_docs/af2072_fea.pdf | Document Posted |  | Withdrawn |  |  | N/A |  | N/A |  |  | N/A | N/A |  | 1/31/2020 | N/A | N/A |  | 2/21/2023 |  | 3/1/2023 |  |  | N | No
AF2-073 | Nucor Steel-Suffolk 230 kV |  | NC | Gates | Withdrawn | Dominion | 90 | 90 | 54.9 |  | Capacity | Generation Interconnection | Solar |  |  | N/A |  | Withdrawn |  |  |  |  | N/A |  | N/A |  |  | N/A | N/A |  | 1/31/2020 | N/A | N/A |  | 7/2/2020 |  | 3/1/2024 |  |  | N | No
AF2-074 | Nucor Steel-Suffolk 230 kV |  | NC | Gates | Withdrawn | Dominion | 130 | 40 | 24.4 |  | Capacity | Generation Interconnection | Solar |  |  | N/A |  | Withdrawn |  |  |  |  | N/A |  | N/A |  |  | N/A | N/A |  | 1/31/2020 | N/A | N/A |  | 7/2/2020 |  | 3/1/2024 |  |  | N | No
AF2-075 | Bartonsville-Meadow Brook 138 kV III | Bartonsville Energy Facility | VA | Frederick | In Service | APS | 130 | 50 | 30 | 50 | Capacity | Generation Interconnection | Solar |  |  | N/A | https://www.pjm.com/pjmfiles/pub/planning/project-queues/feas_docs/af2075_fea.pdf | Document Posted | https://www.pjm.com/pjmfiles/pub/planning/project-queues/impact_studies/af2075_imp.pdf | Document Posted | https://www.pjm.com/pjmfiles/pub/planning/project-queues/facilities/af2075_fac.pdf | Document Posted | https://www.pjm.com/pjmfiles/pub/planning/project-queues/isa/af2_075_isa.pdf | Document Posted | N/A | https://www.pjm.com/pjmfiles/pub/planning/project-queues/csa/af2_075_csa.pdf | Document Posted | N/A | N/A | 10/20/2024 | 2/1/2020 | N/A | N/A | 11/17/2024 |  |  | 7/1/2024 | 7/1/2024 | 12/27/2024 | N | No
AF2-076 | Suffolk-Nucor Steel 230 kV |  | VA | City of Suffolk | Withdrawn | Dominion | 50 | 50 | 30 |  | Capacity | Generation Interconnection | Solar |  |  | N/A | https://www.pjm.com/pjmfiles/pub/planning/project-queues/feas_docs/af2076_fea.pdf | Document Posted | https://www.pjm.com/pjmfiles/pub/planning/project-queues/impact_studies/af2076_imp.pdf | Document Posted |  | Withdrawn | N/A |  | N/A |  |  | N/A | N/A |  | 1/31/2020 | N/A | N/A |  | 7/23/2021 |  | 12/1/2023 |  |  | N | No
AF2-077 | White Marsh 34.5 kV | Winterberry Solar | VA | Gloucester | In Service | Dominion | 20 | 20 | 12 | 20 | Capacity | Generation Interconnection | Solar |  |  | N/A | https://www.pjm.com/pjmfiles/pub/planning/project-queues/feas_docs/af2077_fea.pdf | Document Posted | https://www.pjm.com/pjmfiles/pub/planning/project-queues/impact_studies/af2077_imp.pdf | Document Posted |  | Not Required | N/A | Wholesale Market Participation Agreement | https://www.pjm.com/pjmfiles/pub/planning/project-queues/wmpa/af2077_wmpa.pdf | https://www.pjm.com/pjmfiles/pub/planning/project-queues/csa/af2077_wmpa.pdf | Not Required | N/A | N/A |  | 2/1/2020 | N/A | N/A | 6/26/2024 |  |  | 8/14/2024 | 8/14/2024 | 6/4/2024 | N | No
AF2-078 | Reynolds-Olive #1 345 kV | Honey Creek Solar | IN | White | Engineering and Procurement | AEP | 200 | 200 | 120 |  | Capacity | Generation Interconnection | Solar; Storage |  |  | N/A | https://www.pjm.com/pjmfiles/pub/planning/project-queues/feas_docs/af2078_fea.pdf | Document Posted | https://www.pjm.com/pjmfiles/pub/planning/project-queues/impact_studies/af2078_imp.htm | Document Posted | https://www.pjm.com/pjmfiles/pub/planning/project-queues/facilities/af2078_fac.pdf | Document Posted | https://www.pjm.com/pjmfiles/pub/planning/project-queues/gia/af2_078_gia.pdf | Document Posted | N/A |  |  | N/A | N/A | 5/6/2027 | 2/1/2020 | N/A | N/A | 3/31/2027 |  |  | 12/31/2027 | 12/31/2027 |  | N | No
AF2-079 | Greenville-West Milton 138 kV |  | OH | Darke | Withdrawn | Dayton | 165 | 165 | 99 |  | Capacity | Generation Interconnection | Solar |  |  | N/A | https://www.pjm.com/pjmfiles/pub/planning/project-queues/feas_docs/af2079_fea.pdf | Document Posted | https://www.pjm.com/pjmfiles/pub/planning/project-queues/impact_studies/af2079_imp.pdf | Document Posted |  | Withdrawn | N/A |  | N/A |  |  | N/A | N/A |  | 1/31/2020 | N/A | N/A |  | 9/19/2023 |  | 10/31/2023 |  |  | N | No
AF2-080 - moved to TC1 | Chinquapin-Everetts 230 kV |  | NC | Pitt | Active | Dominion | 150 | 70 | 48.5 |  | Capacity | Generation Interconnection | Solar |  |  | N/A | https://www.pjm.com/pjmfiles/pub/planning/project-queues/feas_docs/af2080_fea.pdf | Document Posted | https://www.pjm.com/pjmfiles/pub/planning/project-queues/impact_studies/af2080_imp.pdf | Document Posted |  | In Progress | N/A |  | N/A |  |  | N/A | N/A |  | 1/31/2020 | N/A | N/A |  |  |  | 6/30/2022 |  |  | N | No
AF2-081 - moved to TC1 | Moyock 230 kV |  | NC | Currituck | Active | Dominion | 80 | 80 | 56 |  | Capacity | Generation Interconnection | Solar |  |  | N/A | https://www.pjm.com/pjmfiles/pub/planning/project-queues/feas_docs/af2081_fea.pdf | Document Posted | https://www.pjm.com/pjmfiles/pub/planning/project-queues/impact_studies/af2081_imp.pdf | Document Posted |  | In Progress | N/A |  | N/A |  |  | N/A | N/A |  | 1/31/2020 | N/A | N/A |  |  |  | 12/1/2023 |  |  | N | No
AF2-082 | Dauphin PG Tie–Dauphin Juniata Tie 69 k | Upper Paxton Solar | PA | Dauphin | Engineering and Procurement | PPL | 55 | 55 | 33 |  | Capacity | Generation Interconnection | Solar |  |  | N/A | https://www.pjm.com/pjmfiles/pub/planning/project-queues/feas_docs/af2082_fea.pdf | Document Posted | https://www.pjm.com/pjmfiles/pub/planning/project-queues/impact_studies/af2082_imp.htm | Document Posted | https://www.pjm.com/pjmfiles/pub/planning/project-queues/facilities/af2082_fac.pdf | Document Posted | https://www.pjm.com/pjmfiles/pub/planning/project-queues/gia/af2_082_gia.pdf | Document Posted | N/A |  |  | N/A | N/A | 5/31/2027 | 1/31/2020 | N/A | N/A | 6/30/2027 |  |  | 8/31/2027 | 8/31/2027 |  | N | No
AF2-083 | Kenzie Creek-Stone Lake 69 kV | Gemstone Solar | MI | Cass | Engineering and Procurement | AEP | 150 | 150 | 100 |  | Capacity | Generation Interconnection | Solar |  |  | N/A | https://www.pjm.com/pjmfiles/pub/planning/project-queues/feas_docs/af2083_fea.pdf | Document Posted | https://www.pjm.com/pjmfiles/pub/planning/project-queues/impact_studies/af2083_imp.htm | Document Posted | https://www.pjm.com/pjmfiles/pub/planning/project-queues/facilities/af2083_fac.pdf | Document Posted | https://www.pjm.com/pjmfiles/pub/planning/project-queues/gia/af2_083_gia.pdf | Document Posted | N/A | https://www.pjm.com/pjmfiles/pub/planning/project-queues/csa/af2_083_csa.pdf | Document Posted | N/A | N/A | 10/1/2027 | 1/31/2020 | N/A | N/A | 11/1/2027 |  |  | 12/31/2027 | 12/31/2027 |  | N | No
AF2-084 | Honda-Marysville Tap 69 kV |  | OH | Union | Withdrawn | Dayton | 100 | 42 | 28.1 |  | Capacity | Generation Interconnection | Solar |  |  | N/A | https://www.pjm.com/pjmfiles/pub/planning/project-queues/feas_docs/af2084_fea.pdf | Document Posted | https://www.pjm.com/pjmfiles/pub/planning/project-queues/impact_studies/af2084_imp.pdf | Document Posted |  | Withdrawn | N/A |  | N/A |  |  | N/A | N/A |  | 1/31/2020 | N/A | N/A |  | 11/8/2024 |  | 12/30/2022 |  |  | N | No
AF2-085 | Midlothian 34.5 kV | Dry Bridge Energy Center | VA | Chesterfield | In Service | Dominion | 20 | 20 | 20 | 20 | Capacity | Generation Interconnection | Storage |  |  | N/A | https://www.pjm.com/pjmfiles/pub/planning/project-queues/feas_docs/af2085_fea.pdf | Document Posted | https://www.pjm.com/pjmfiles/pub/planning/project-queues/impact_studies/af2085_imp.pdf | Document Posted |  | Not Required | N/A | Wholesale Market Participation Agreement | https://www.pjm.com/pjmfiles/pub/planning/project-queues/wmpa/af2085_wmpa.pdf | https://www.pjm.com/pjmfiles/pub/planning/project-queues/csa/af2085_wmpa.pdf | Not Required | N/A | N/A |  | 2/4/2020 | N/A | N/A | 8/29/2023 |  |  | 12/31/2023 | 12/31/2023 | 11/21/2023 | N | No
AF2-086 | Scott Tap-Bowmans Mill Tap 69 kV | Stoneybrook Solar | PA | Columbia | Engineering and Procurement | PPL | 19.6 | 19.6 | 11.8 |  | Capacity | Generation Interconnection | Solar |  |  | N/A | https://www.pjm.com/pjmfiles/pub/planning/project-queues/feas_docs/af2086_fea.pdf | Document Posted | https://www.pjm.com/pjmfiles/pub/planning/project-queues/impact_studies/af2086_imp.htm | Document Posted | https://www.pjm.com/pjmfiles/pub/planning/project-queues/facilities/af2086_fac.pdf | Document Posted | https://www.pjm.com/pjmfiles/pub/planning/project-queues/gia/af2_086_gia.pdf | Document Posted | N/A |  |  | N/A | N/A | 9/30/2027 | 2/3/2020 | N/A | N/A | 10/29/2027 |  |  | 12/31/2027 | 12/31/2027 |  | N | No
AF2-087 | East Altoona-Pinecroft 12.47 kV | Antis Solar Facility | PA | Blair | Withdrawn | PENELEC | 7.25 | 7.25 | 3.05 |  | Capacity | Generation Interconnection | Solar |  |  | N/A | https://www.pjm.com/pjmfiles/pub/planning/project-queues/feas_docs/af2087_fea.pdf | Document Posted | https://www.pjm.com/pjmfiles/pub/planning/project-queues/impact_studies/af2087_imp.pdf | Document Posted |  | Not Required | N/A | Wholesale Market Participation Agreement | https://www.pjm.com/pjmfiles/pub/planning/project-queues/wmpa/af2087_wmpa.pdf | https://www.pjm.com/pjmfiles/pub/planning/project-queues/csa/af2087_wmpa.pdf | Not Required | N/A | N/A |  | 2/3/2020 | N/A | N/A |  | 11/9/2023 |  | 9/30/2022 | 9/30/2022 |  | N | No
AF2-088 | Shawville-Clearfield 34.5 kV II |  | PA | Clearfield | Engineering and Procurement | PENELEC | 20 | 6.5 | 3.9 |  | Capacity | Generation Interconnection | Solar |  |  | N/A | https://www.pjm.com/pjmfiles/pub/planning/project-queues/feas_docs/af2088_fea.pdf | Document Posted | https://www.pjm.com/pjmfiles/pub/planning/project-queues/impact_studies/af2088_imp.htm | Document Posted |  | Not Required | N/A | Wholesale Market Participation Agreement | https://www.pjm.com/pjmfiles/pub/planning/project-queues/wmpa/af2088_wmpa.pdf | https://www.pjm.com/pjmfiles/pub/planning/project-queues/csa/af2088_wmpa.pdf | Not Required | N/A | N/A | 6/1/2026 | 2/5/2020 | N/A | N/A | 7/3/2026 |  |  | 9/1/2026 | 9/1/2026 |  | N | No
AF2-089 | Titusville 34.5 kV |  | PA | Venango | Withdrawn | PENELEC | 25 | 5 | 3.3 |  | Capacity | Generation Interconnection | Solar |  |  | N/A | https://www.pjm.com/pjmfiles/pub/planning/project-queues/feas_docs/af2089_fea.pdf | Document Posted |  |  |  |  | N/A |  | N/A |  |  | N/A | N/A |  | 2/6/2020 | N/A | N/A |  | 8/27/2020 |  | 12/31/2021 |  |  | N | No
AF2-090 | Central Hardin 138 kV |  | KY | Hardin | Withdrawn | EKPC | 110 | 110 | 73.6 |  | Capacity | Generation Interconnection | Solar |  |  | N/A | https://www.pjm.com/pjmfiles/pub/planning/project-queues/feas_docs/af2090_fea.pdf | Document Posted | https://www.pjm.com/pjmfiles/pub/planning/project-queues/impact_studies/af2090_imp.htm | Document Posted |  | Withdrawn | N/A |  | N/A |  |  | N/A | N/A |  | 2/6/2020 | N/A | N/A |  | 12/16/2024 |  | 10/1/2022 |  |  | N | No
AF2-091 | Oak Grove-Dahlgren 230 kV | Gibson Solar I | VA | King George | Engineering and Procurement | Dominion | 134 | 34 | 14.28 |  | Capacity | Generation Interconnection | Solar |  |  | N/A | https://www.pjm.com/pjmfiles/pub/planning/project-queues/feas_docs/af2091_fea.pdf | Document Posted | https://www.pjm.com/pjmfiles/pub/planning/project-queues/impact_studies/af2091_imp.htm | Document Posted |  | Not Required | https://www.pjm.com/pjmfiles/pub/planning/project-queues/gia/af2_091_gia.pdf | Document Posted | N/A |  |  | N/A | N/A |  | 2/7/2020 | N/A | N/A |  |  |  | 12/31/2027 | 12/31/2027 |  | N | No
AF2-092 | Snake Spring-Bedford Area 23 kV | Magenta Solar | PA | Bedford | Suspended | PENELEC | 12 | 12 | 7.2 |  | Capacity | Generation Interconnection | Solar |  |  | N/A | https://www.pjm.com/pjmfiles/pub/planning/project-queues/feas_docs/af2092_fea.pdf | Document Posted | https://www.pjm.com/pjmfiles/pub/planning/project-queues/impact_studies/af2092_imp.htm | Document Posted | https://www.pjm.com/pjmfiles/pub/planning/project-queues/facilities/af2092_fac.pdf | Document Posted | https://www.pjm.com/pjmfiles/pub/planning/project-queues/isa/af2_092_isa.pdf | Document Posted | N/A | https://www.pjm.com/pjmfiles/pub/planning/project-queues/csa/af2_092_csa.pdf | Document Posted | N/A | N/A | 5/31/2026 | 2/11/2020 | N/A | N/A | 5/31/2026 |  |  | 8/11/2026 | 8/11/2026 |  | N | No
AF2-093 | Derry 12.47 kV |  | PA | Montour | Withdrawn | PPL | 3 | 3 | 1.8 |  | Capacity | Generation Interconnection | Solar |  |  | N/A | https://www.pjm.com/pjmfiles/pub/planning/project-queues/feas_docs/af2093_fea.pdf | Document Posted | https://www.pjm.com/pjmfiles/pub/planning/project-queues/impact_studies/af2093_imp.pdf | Document Posted |  |  | N/A |  | N/A |  |  | N/A | N/A |  | 1/21/2020 | N/A | N/A |  | 8/25/2020 |  | 12/31/2021 |  |  | N | No
AF2-094 | Huntington Jct. 138 kV |  | IN | Huntington | Withdrawn | AEP | 190 | 40 | 26.4 |  | Capacity | Generation Interconnection | Solar |  |  | N/A | https://www.pjm.com/pjmfiles/pub/planning/project-queues/feas_docs/af2094_fea.pdf | Document Posted | https://www.pjm.com/pjmfiles/pub/planning/project-queues/impact_studies/af2094_imp.htm | Document Posted | https://www.pjm.com/pjmfiles/pub/planning/project-queues/facilities/af2094_fac.pdf | Document Posted |  | Withdrawn | N/A |  |  | N/A | N/A |  | 2/12/2020 | N/A | N/A |  | 1/17/2025 |  | 2/1/2022 |  |  | N | No
AF2-095 - moved to TC1 | Davis Creek 138 kV |  | IL | Kankakee | Active | ComEd | 144 | 144 | 86.4 |  | Capacity | Generation Interconnection | Solar |  |  | N/A | https://www.pjm.com/pjmfiles/pub/planning/project-queues/feas_docs/af2095_fea.pdf | Document Posted | https://www.pjm.com/pjmfiles/pub/planning/project-queues/impact_studies/af2095_imp.pdf | Document Posted |  | In Progress | N/A |  | N/A |  |  | N/A | N/A |  | 2/13/2020 | N/A | N/A |  |  |  | 5/31/2021 |  |  | N | No
AF2-096 - moved to TC1 | Braidwood-East Frankfort 345 kV |  | IL | Will | Withdrawn | ComEd | 300 | 300 | 180 |  | Capacity | Generation Interconnection | Solar |  |  | N/A | https://www.pjm.com/pjmfiles/pub/planning/project-queues/feas_docs/af2096_fea.pdf | Document Posted |  | Withdrawn |  |  | N/A |  | N/A |  |  | N/A | N/A |  | 2/12/2020 | N/A | N/A |  | 1/22/2025 |  | 5/31/2022 |  |  | N | No
AF2-097 | Fairview East 34.5 kV II |  | PA | Erie | Withdrawn | PENELEC | 25 | 5 | 3 |  | Capacity | Generation Interconnection | Solar |  |  | N/A | https://www.pjm.com/pjmfiles/pub/planning/project-queues/feas_docs/af2097_fea.pdf | Document Posted | https://www.pjm.com/pjmfiles/pub/planning/project-queues/impact_studies/af2097_imp.pdf | Document Posted |  | Not Required |  | Withdrawn | N/A |  | Not Required | N/A | N/A |  | 2/13/2020 | N/A | N/A |  | 9/21/2020 |  | 12/31/2021 |  |  | N | No
AF2-098 | Crittenden 12 kV |  | KY | Grant | Withdrawn | DEOK | 3.45 | 3.45 | 0 |  | Energy | Generation Interconnection | Storage |  |  | N/A |  | Withdrawn |  |  |  |  | N/A |  | N/A |  |  | N/A | N/A |  | 2/14/2020 | N/A | N/A |  | 4/30/2020 |  | 12/31/2020 |  |  | Y | No
AF2-099 | Taxville 2 13.2 kV | PA York Garber 2 | PA | York | Withdrawn | ME | 3 | 3 | 1.8 |  | Capacity | Generation Interconnection | Solar |  |  | N/A | https://www.pjm.com/pjmfiles/pub/planning/project-queues/feas_docs/af2099_fea.pdf | Document Posted | https://www.pjm.com/pjmfiles/pub/planning/project-queues/impact_studies/af2099_imp.pdf | Document Posted |  | Not Required | N/A | Wholesale Market Participation Agreement | https://www.pjm.com/pjmfiles/pub/planning/project-queues/wmpa/af2099_wmpa.pdf | https://www.pjm.com/pjmfiles/pub/planning/project-queues/csa/af2099_wmpa.pdf | Not Required | N/A | N/A |  | 1/28/2020 | N/A | N/A |  | 4/8/2024 |  | 9/30/2022 | 9/30/2022 |  | N | No
AF2-100 | Taxville 1 13.2 kV | PA York Garber 1 | PA | York | Withdrawn | ME | 3 | 3 | 1.8 |  | Capacity | Generation Interconnection | Solar |  |  | N/A | https://www.pjm.com/pjmfiles/pub/planning/project-queues/feas_docs/af2100_fea.pdf | Document Posted | https://www.pjm.com/pjmfiles/pub/planning/project-queues/impact_studies/af2100_imp.pdf | Document Posted |  | Not Required | N/A | Wholesale Market Participation Agreement | https://www.pjm.com/pjmfiles/pub/planning/project-queues/wmpa/af2100_wmpa.pdf | https://www.pjm.com/pjmfiles/pub/planning/project-queues/csa/af2100_wmpa.pdf | Not Required | N/A | N/A |  | 1/28/2020 | N/A | N/A |  | 4/8/2024 |  | 9/30/2022 | 9/30/2022 |  | N | No
AF2-101 | Allen 13.2 kV | PA Cumberland Diehl | PA | Cumberland | Withdrawn | ME | 3 | 3 | 1.8 |  | Capacity | Generation Interconnection | Solar |  |  | N/A | https://www.pjm.com/pjmfiles/pub/planning/project-queues/feas_docs/af2101_fea.pdf | Document Posted | https://www.pjm.com/pjmfiles/pub/planning/project-queues/impact_studies/af2101_imp.pdf | Document Posted |  | Not Required | N/A | Wholesale Market Participation Agreement | https://www.pjm.com/pjmfiles/pub/planning/project-queues/wmpa/af2101_wmpa.pdf | https://www.pjm.com/pjmfiles/pub/planning/project-queues/csa/af2101_wmpa.pdf | Not Required | N/A | N/A |  | 1/28/2020 | N/A | N/A |  | 4/8/2024 |  | 9/30/2022 | 9/30/2022 |  | N | No
AF2-102 | Germantown 13.2 kV | PA Adams Ramsburg | PA | Adams | Withdrawn | ME | 3 | 3 | 1.8 |  | Capacity | Generation Interconnection | Solar |  |  | N/A | https://www.pjm.com/pjmfiles/pub/planning/project-queues/feas_docs/af2102_fea.pdf | Document Posted | https://www.pjm.com/pjmfiles/pub/planning/project-queues/impact_studies/af2102_imp.htm | Document Posted |  | Not Required | N/A | Wholesale Market Participation Agreement | https://www.pjm.com/pjmfiles/pub/planning/project-queues/wmpa/af2102_wmpa.pdf | https://www.pjm.com/pjmfiles/pub/planning/project-queues/csa/af2102_wmpa.pdf | Not Required | N/A | N/A | 12/1/2024 | 1/29/2020 | N/A | N/A | 12/1/2024 | 2/23/2024 |  | 2/1/2025 | 2/1/2025 |  | N | No
AF2-103 | Haviland 138 kV | Northwest Ohio Wind | OH | Paulding | In Service | AEP | 103.15 | 3.15 | 1.32 | 3.15 | Capacity | Generation Interconnection | Solar; Storage |  |  | N/A | https://www.pjm.com/pjmfiles/pub/planning/project-queues/feas_docs/af2103_fea.pdf | Document Posted | https://www.pjm.com/pjmfiles/pub/planning/project-queues/impact_studies/af2103_imp.pdf | Document Posted |  | Not Required | https://www.pjm.com/pjmfiles/pub/planning/project-queues/isa/af2_103_isa.pdf | Document Posted | N/A |  | Not Required | N/A | N/A |  | 3/17/2020 | N/A | N/A | 5/15/2025 |  |  | 2/1/2021 | 2/1/2021 | 6/1/2021 | N | No
AF2-104 | Somerset 23 kV |  | PA | Somerset | Withdrawn | PENELEC | 4 | 4 | 2.4 |  | Capacity | Generation Interconnection | Solar |  |  | N/A | https://www.pjm.com/pjmfiles/pub/planning/project-queues/feas_docs/af2104_fea.pdf | Document Posted |  |  |  |  | N/A |  | N/A |  |  | N/A | N/A |  | 2/21/2020 | N/A | N/A |  | 12/8/2020 |  | 6/1/2020 |  |  | N | No
AF2-105 | Morgans Cut-Glen Lyn #2 138 kV | Bella Terra | VA | Pulaski | Withdrawn | AEP | 100 | 100 | 60 |  | Capacity | Generation Interconnection | Solar |  |  | N/A | https://www.pjm.com/pjmfiles/pub/planning/project-queues/feas_docs/af2105_fea.pdf | Document Posted | https://www.pjm.com/pjmfiles/pub/planning/project-queues/impact_studies/af2105_imp.htm | Document Posted | https://www.pjm.com/pjmfiles/pub/planning/project-queues/facilities/af2105_fac.pdf | Document Posted |  | Withdrawn | N/A |  |  | N/A | N/A |  | 1/31/2020 | N/A | N/A |  | 8/19/2024 |  | 12/31/2026 | 12/31/2026 |  | N | No
AF2-106 | Hazel Hollow-Glen Lyn #1 138 kV | Pulaski Solar | VA | Pulaski | Engineering and Procurement | AEP | 150 | 150 | 90 |  | Capacity | Generation Interconnection | Solar |  |  | N/A | https://www.pjm.com/pjmfiles/pub/planning/project-queues/feas_docs/af2106_fea.pdf | Document Posted | https://www.pjm.com/pjmfiles/pub/planning/project-queues/impact_studies/af2106_imp.htm | Document Posted | https://www.pjm.com/pjmfiles/pub/planning/project-queues/facilities/af2106_fac.pdf | Document Posted | https://www.pjm.com/pjmfiles/pub/planning/project-queues/gia/af2_106_gia.pdf | Document Posted | N/A |  |  | N/A | N/A | 11/26/2027 | 1/31/2020 | N/A | N/A | 12/10/2027 |  |  | 2/28/2028 | 2/28/2028 |  | N | No
AF2-107 | Clifford 138 kV | Amherst Solar | VA | Amherst | Engineering and Procurement | AEP | 50 | 50 | 32.3 |  | Capacity | Generation Interconnection | Solar |  |  | N/A | https://www.pjm.com/pjmfiles/pub/planning/project-queues/feas_docs/af2107_fea.pdf | Document Posted | https://www.pjm.com/pjmfiles/pub/planning/project-queues/impact_studies/af2107_imp.htm | Document Posted | https://www.pjm.com/pjmfiles/pub/planning/project-queues/facilities/af2107_fac.pdf | Document Posted | https://www.pjm.com/pjmfiles/pub/planning/project-queues/gia/af2_107_gia.pdf | Document Posted | N/A |  |  | N/A | N/A | 10/15/2028 | 2/24/2020 | N/A | N/A | 10/23/2028 |  |  | 12/31/2028 | 12/31/2028 |  | N | No
AF2-108 | Locks 34.5 kV |  | VA | Dinwiddie | Withdrawn | Dominion | 10 | 10 | 10 |  | Capacity | Generation Interconnection | Solar; Storage |  |  | N/A | https://www.pjm.com/pjmfiles/pub/planning/project-queues/feas_docs/af2108_fea.pdf | Document Posted | https://www.pjm.com/pjmfiles/pub/planning/project-queues/impact_studies/af2108_imp.pdf | Document Posted |  | Withdrawn | N/A |  | N/A |  |  | N/A | N/A |  | 2/25/2020 | N/A | N/A |  | 8/2/2022 |  | 10/31/2022 |  |  | N | No
AF2-109 | Church 69 kV |  | MD | Queen Anne's | Withdrawn | DPL | 20 | 20 | 10 |  | Capacity | Generation Interconnection | Storage |  |  | N/A | https://www.pjm.com/pjmfiles/pub/planning/project-queues/feas_docs/af2109_fea.pdf | Document Posted |  |  |  |  | N/A |  | N/A |  |  | N/A | N/A |  | 2/25/2020 | N/A | N/A |  | 8/21/2020 |  | 10/31/2022 |  |  | N | No
AF2-110 | Suffolk 115 kV | Switchgrass Solar 1 | VA | Accomack | Suspended | Dominion | 69 | 20 | 7.72 |  | Capacity | Generation Interconnection | Solar |  |  | N/A | https://www.pjm.com/pjmfiles/pub/planning/project-queues/feas_docs/af2110_fea.pdf | Document Posted | https://www.pjm.com/pjmfiles/pub/planning/project-queues/impact_studies/af2110_imp.pdf | Document Posted |  | Not Required | https://www.pjm.com/pjmfiles/pub/planning/project-queues/isa/af2_110_isa.pdf | Document Posted | N/A | https://www.pjm.com/pjmfiles/pub/planning/project-queues/csa/af2_110_csa.pdf | Document Posted | N/A | N/A | 5/7/2026 | 2/27/2020 | N/A | N/A | 5/29/2026 |  |  | 10/31/2025 | 10/31/2025 |  | N | No
AF2-111 - moved to TC1 | North Clark-Spurlock 345 kV | Goldfinch Solar | KY | Mason | Active | EKPC | 250 | 250 | 150 |  | Capacity | Generation Interconnection | Solar |  |  | N/A | https://www.pjm.com/pjmfiles/pub/planning/project-queues/feas_docs/af2111_fea.pdf | Document Posted | https://www.pjm.com/pjmfiles/pub/planning/project-queues/impact_studies/af2111_imp.pdf | Document Posted |  | In Progress | N/A |  | N/A |  |  | N/A | N/A |  | 2/28/2020 | N/A | N/A |  |  |  | 12/31/2023 |  |  | N | No
AF2-112 | Oakland-Gorman 69 kV | Webb Solar | MD | Garrett | Withdrawn | APS | 10 | 10 | 6.7 |  | Capacity | Generation Interconnection | Solar |  |  | N/A | https://www.pjm.com/pjmfiles/pub/planning/project-queues/feas_docs/af2112_fea.pdf | Document Posted | https://www.pjm.com/pjmfiles/pub/planning/project-queues/impact_studies/af2112_imp.pdf | Document Posted |  | Withdrawn | N/A |  | N/A |  |  | N/A | N/A |  | 2/28/2020 | N/A | N/A |  | 9/5/2023 |  | 6/1/2022 |  |  | N | No
AF2-113 | Clinton-Stuart 345 kV |  | OH | Clinton | Withdrawn | Dayton | 375 | 75 | 75 |  | Capacity | Generation Interconnection | Storage |  |  | N/A |  | Withdrawn |  |  |  |  | N/A |  | N/A |  |  | N/A | N/A |  | 2/28/2020 | N/A | N/A |  | 3/26/2020 |  | 12/31/2022 |  |  | N | No
AF2-114 | Old Chapel-Millville 138 kV II |  | WV | Jefferson | Withdrawn | APS | 92.5 | 15 | 9 |  | Capacity | Generation Interconnection | Solar |  |  | N/A | https://www.pjm.com/pjmfiles/pub/planning/project-queues/feas_docs/af2114_fea.pdf | Document Posted | https://www.pjm.com/pjmfiles/pub/planning/project-queues/impact_studies/af2114_imp.htm | Document Posted | https://www.pjm.com/pjmfiles/pub/planning/project-queues/facilities/af2114_fac.pdf | Document Posted | N/A |  | N/A |  |  | N/A | N/A |  | 2/28/2020 | N/A | N/A |  | 10/17/2024 |  | 9/30/2022 |  |  | N | No
AF2-115 - moved to TC1 | Jetersville-Ponton 115 kV |  | VA | Amelia | Active | Dominion | 66 | 25 | 13.5 |  | Capacity | Generation Interconnection | Solar |  |  | N/A | https://www.pjm.com/pjmfiles/pub/planning/project-queues/feas_docs/af2115_fea.pdf | Document Posted | https://www.pjm.com/pjmfiles/pub/planning/project-queues/impact_studies/af2115_imp.pdf | Document Posted |  | In Progress | N/A |  | N/A |  |  | N/A | N/A |  | 2/28/2020 | N/A | N/A |  |  |  | 12/1/2022 |  |  | N | No
AF2-116 | McConnellsburg 138 kV | Great Cove Solar | PA | Fulton | Withdrawn | APS | 90 | 20 | 13.3 |  | Capacity | Generation Interconnection | Solar |  |  | N/A | https://www.pjm.com/pjmfiles/pub/planning/project-queues/feas_docs/af2116_fea.pdf | Document Posted | https://www.pjm.com/pjmfiles/pub/planning/project-queues/impact_studies/af2116_imp.htm | Document Posted | https://www.pjm.com/pjmfiles/pub/planning/project-queues/facilities/af2116_fac.pdf | Document Posted |  | Withdrawn | N/A |  |  | N/A | N/A |  | 2/28/2020 | N/A | N/A |  | 11/20/2024 |  | 9/30/2027 | 9/30/2027 |  | N | No
AF2-117 | Warfordsburg-McConnellsburg 138 kV | Spring Run Solar | PA | Fulton | Withdrawn | APS | 70 | 70 | 46.67 |  | Capacity | Generation Interconnection | Solar |  |  | N/A | https://www.pjm.com/pjmfiles/pub/planning/project-queues/feas_docs/af2117_fea.pdf | Document Posted | https://www.pjm.com/pjmfiles/pub/planning/project-queues/impact_studies/af2117_imp.htm | Document Posted | https://www.pjm.com/pjmfiles/pub/planning/project-queues/facilities/af2117_fac.pdf | Document Posted |  | Withdrawn | N/A |  |  | N/A | N/A |  | 2/28/2020 | N/A | N/A |  | 12/18/2024 |  | 12/31/2030 | 12/31/2030 |  | N | No
AF2-118 | Gilbert-Morris Park (A-27) 34.5 kV II |  | NJ | Warren | Withdrawn | JCPL | 39.99 | 19.99 | 3.999 |  | Capacity | Generation Interconnection | Storage |  |  | N/A | https://www.pjm.com/pjmfiles/pub/planning/project-queues/feas_docs/af2118_fea.pdf | Document Posted | https://www.pjm.com/pjmfiles/pub/planning/project-queues/impact_studies/af2118_imp.pdf | Document Posted |  |  | N/A |  | N/A |  |  | N/A | N/A |  | 2/28/2020 | N/A | N/A |  | 9/15/2020 |  | 3/31/2021 |  |  | N | No
AF2-119 | Bristers-Sowego 115 kV |  | VA | Fauquier | Withdrawn | Dominion | 80 | 80 | 48 |  | Capacity | Generation Interconnection | Solar |  |  | N/A | https://www.pjm.com/pjmfiles/pub/planning/project-queues/feas_docs/af2119_fea.pdf | Document Posted | https://www.pjm.com/pjmfiles/pub/planning/project-queues/impact_studies/af2119_imp.htm | Document Posted | https://www.pjm.com/pjmfiles/pub/planning/project-queues/facilities/af2119_fac.pdf | Document Posted |  | Withdrawn | N/A |  |  | N/A | N/A |  | 2/28/2020 | N/A | N/A |  | 6/7/2024 |  | 12/12/2022 |  |  | N | No
AF2-120 - moved to TC1 | Garner-Northern Neck 115 kV |  | VA | Richmond | Active | Dominion | 62 | 62 | 37.2 |  | Capacity | Generation Interconnection | Solar |  |  | N/A | https://www.pjm.com/pjmfiles/pub/planning/project-queues/feas_docs/af2120_fea.pdf | Document Posted | https://www.pjm.com/pjmfiles/pub/planning/project-queues/impact_studies/af2120_imp.pdf | Document Posted |  | In Progress | https://www.pjm.com/pjmfiles/pub/planning/project-queues/isa/af2_120_isa2.pdf | Interim Study | N/A | https://www.pjm.com/pjmfiles/pub/planning/project-queues/csa/af2_120_csa.pdf | Document Posted | N/A | N/A | 12/1/2025 | 2/28/2020 | N/A | N/A | 2/6/2026 |  |  | 12/1/2023 |  |  | N | No
AF2-122 | Kirk 138 kV | Union Ridge Solar | OH | Licking | Under Construction | AEP | 107.7 | 107.7 | 64.62 |  | Capacity | Generation Interconnection | Solar |  |  | N/A | https://www.pjm.com/pjmfiles/pub/planning/project-queues/feas_docs/af2122_fea.pdf | Document Posted | https://www.pjm.com/pjmfiles/pub/planning/project-queues/impact_studies/af2122_imp.htm | Document Posted | https://www.pjm.com/pjmfiles/pub/planning/project-queues/facilities/af2122_fac.pdf | Document Posted | https://www.pjm.com/pjmfiles/pub/planning/project-queues/isa/af2_122_isa.pdf | Document Posted | N/A | https://www.pjm.com/pjmfiles/pub/planning/project-queues/csa/af2_122_csa.pdf | Document Posted | N/A | N/A | 10/15/2025 | 2/29/2020 | N/A | N/A | 11/15/2025 |  |  | 12/31/2025 | 12/31/2025 |  | N | No
AF2-123 | National-Tangy 138 kV |  | OH | Madison | Withdrawn | ATSI | 49 | 49 | 20.58 |  | Capacity | Generation Interconnection | Solar |  |  | N/A | https://www.pjm.com/pjmfiles/pub/planning/project-queues/feas_docs/af2123_fea.pdf | Document Posted | https://www.pjm.com/pjmfiles/pub/planning/project-queues/impact_studies/af2123_imp.htm | Document Posted |  | Withdrawn | N/A |  | N/A |  |  | N/A | N/A |  | 2/28/2020 | N/A | N/A |  | 8/14/2023 |  | 12/31/2023 |  |  | N | No
AF2-124 | Kyger Creek-Pierce 345 kV |  | OH | Highland | Withdrawn | OVEC | 120 | 120 | 50.4 |  | Capacity | Generation Interconnection | Solar |  |  | N/A | https://www.pjm.com/pjmfiles/pub/planning/project-queues/feas_docs/af2124_fea.pdf | Document Posted | https://www.pjm.com/pjmfiles/pub/planning/project-queues/impact_studies/af2124_imp.htm | Document Posted |  | Withdrawn | N/A |  | N/A |  |  | N/A | N/A |  | 2/28/2020 | N/A | N/A |  | 12/13/2024 |  | 12/31/2023 |  |  | N | No
AF2-125 | Varner 138 kV |  | IN | DeKalb | Withdrawn | AEP | 150 | 54 | 35.5 |  | Capacity | Generation Interconnection | Solar |  |  | N/A | https://www.pjm.com/pjmfiles/pub/planning/project-queues/feas_docs/af2125_fea.pdf | Document Posted | https://www.pjm.com/pjmfiles/pub/planning/project-queues/impact_studies/af2125_imp.htm | Document Posted | https://www.pjm.com/pjmfiles/pub/planning/project-queues/facilities/af2125_fac.pdf | Document Posted |  | Withdrawn | N/A |  | Withdrawn | N/A | N/A |  | 2/28/2020 | N/A | N/A |  | 10/16/2024 |  | 4/3/2023 |  |  | N | No
AF2-126 - moved to TC1 | Weston 69 kV II | Juliet Energy | OH | Wood | Active | ATSI | 62 | 12 | 8 |  | Capacity | Generation Interconnection | Solar |  |  | N/A | https://www.pjm.com/pjmfiles/pub/planning/project-queues/feas_docs/af2126_fea.pdf | Document Posted | https://www.pjm.com/pjmfiles/pub/planning/project-queues/impact_studies/af2126_imp.pdf | Document Posted |  | In Progress | N/A |  | N/A |  |  | N/A | N/A |  | 2/28/2020 | N/A | N/A |  |  |  | 12/31/2021 |  |  | N | No
AF2-127 | Lockwood Road 138 kV |  | OH | Defiance | Withdrawn | AEP | 68 | 38 | 24.9 |  | Capacity | Generation Interconnection | Solar |  |  | N/A | https://www.pjm.com/pjmfiles/pub/planning/project-queues/feas_docs/af2127_fea.pdf | Document Posted | https://www.pjm.com/pjmfiles/pub/planning/project-queues/impact_studies/af2127_imp.htm | Document Posted |  | Withdrawn | https://www.pjm.com/pjmfiles/pub/planning/project-queues/isa/af2_127_isa2.pdf | Interim Study | N/A |  |  | N/A | N/A |  | 2/28/2020 | N/A | N/A |  | 10/29/2024 |  | 3/31/2022 |  |  | N | No
AF2-128 - moved to TC1 | Crescent Ridge-Corbin 138 kV |  | IL | Lasalle | Withdrawn | ComEd | 79.5 | 79.5 | 13.992 |  | Capacity | Generation Interconnection | Wind |  |  | N/A | https://www.pjm.com/pjmfiles/pub/planning/project-queues/feas_docs/af2128_fea.pdf | Document Posted | https://www.pjm.com/pjmfiles/pub/planning/project-queues/impact_studies/af2128_imp.pdf | Document Posted |  | Withdrawn | N/A |  | N/A |  |  | N/A | N/A |  | 2/28/2020 | N/A | N/A |  | 6/25/2024 |  | 8/26/2024 |  |  | N | No
AF2-129 | Sharon-Mercer 69 kV |  | PA | Mercer | Withdrawn | ATSI | 20 | 20 | 12 |  | Capacity | Generation Interconnection | Solar |  |  | N/A | https://www.pjm.com/pjmfiles/pub/planning/project-queues/feas_docs/af2129_fea.pdf | Document Posted | https://www.pjm.com/pjmfiles/pub/planning/project-queues/impact_studies/af2129_imp.htm | Document Posted | https://www.pjm.com/pjmfiles/pub/planning/project-queues/facilities/af2129_fac.pdf | Document Posted |  | Withdrawn | N/A |  | Withdrawn | N/A | N/A |  | 3/3/2020 | N/A | N/A |  | 6/9/2023 |  | 6/30/2023 |  |  | N | No
AF2-130 | Cobalt Corners 34.5 kV | Cobalt Solar | PA | Clarion | Partially in Service - Under Construction | PENELEC | 20 | 20 | 12 | 3.8 | Capacity | Generation Interconnection | Solar |  |  | N/A | https://www.pjm.com/pjmfiles/pub/planning/project-queues/feas_docs/af2130_fea.pdf | Document Posted | https://www.pjm.com/pjmfiles/pub/planning/project-queues/impact_studies/af2130_imp.pdf | Document Posted | https://www.pjm.com/pjmfiles/pub/planning/project-queues/facilities/af2130_fac.pdf | Document Posted | https://www.pjm.com/pjmfiles/pub/planning/project-queues/isa/af2_130_isa.pdf | Document Posted | N/A | https://www.pjm.com/pjmfiles/pub/planning/project-queues/csa/af2_130_csa.pdf | Document Posted | N/A | N/A | 3/24/2025 | 3/4/2020 | N/A | N/A | 5/14/2025 |  |  | 6/15/2025 | 6/15/2025 |  | N | No
AF2-131 | Cooper 34.5 kV |  | PA | York | Withdrawn | PECO | 5 | 5 | 3 |  | Capacity | Generation Interconnection | Solar |  |  | N/A | https://www.pjm.com/pjmfiles/pub/planning/project-queues/feas_docs/af2131_fea.pdf | Document Posted | https://www.pjm.com/pjmfiles/pub/planning/project-queues/impact_studies/af2131_imp.pdf | Document Posted |  |  | N/A |  | N/A |  |  | N/A | N/A |  | 3/4/2020 | N/A | N/A |  | 8/25/2020 |  | 6/1/2022 |  |  | N | No
AF2-132 | Reynolds-Olive #1 345 kV | Mammoth Central Energy Center | IN | Pulaski | Engineering and Procurement | AEP | 300 | 300 | 180 |  | Capacity | Generation Interconnection | Solar |  |  | N/A | https://www.pjm.com/pjmfiles/pub/planning/project-queues/feas_docs/af2132_fea.pdf | Document Posted | https://www.pjm.com/pjmfiles/pub/planning/project-queues/impact_studies/af2132_imp.htm | Document Posted | https://www.pjm.com/pjmfiles/pub/planning/project-queues/facilities/af2132_fac.pdf | Document Posted | https://www.pjm.com/pjmfiles/pub/planning/project-queues/gia/af2_132_gia.pdf | Document Posted | N/A |  |  | N/A | N/A | 5/8/2026 | 3/4/2020 | N/A | N/A | 6/1/2026 |  |  | 2/9/2027 | 2/9/2027 |  | N | No
AF2-133 | Reynolds-Olive #2 345 kV | Mammoth South Energy Center | IN | Pulaski | Engineering and Procurement | AEP | 300 | 300 | 180 |  | Capacity | Generation Interconnection | Solar |  |  | N/A | https://www.pjm.com/pjmfiles/pub/planning/project-queues/feas_docs/af2133_fea.pdf | Document Posted | https://www.pjm.com/pjmfiles/pub/planning/project-queues/impact_studies/af2133_imp.htm | Document Posted | https://www.pjm.com/pjmfiles/pub/planning/project-queues/facilities/af2133_fac.pdf | Document Posted | https://www.pjm.com/pjmfiles/pub/planning/project-queues/gia/af2_133_gia.pdf | Document Posted | N/A |  |  | N/A | N/A | 5/31/2026 | 3/4/2020 | N/A | N/A | 6/15/2026 |  |  | 2/6/2027 | 2/6/2027 |  | N | No
AF2-134 | Olive-Reynolds #2 345 kV | Mammoth North Solar Project | IN | Starke | In Service | AEP | 400 | 100 | 60 | 100 | Capacity | Generation Interconnection | Solar |  |  | N/A | https://www.pjm.com/pjmfiles/pub/planning/project-queues/feas_docs/af2134_fea.pdf | Document Posted | https://www.pjm.com/pjmfiles/pub/planning/project-queues/impact_studies/af2134_imp.htm | Document Posted | https://www.pjm.com/pjmfiles/pub/planning/project-queues/facilities/af2134_fac.pdf | Document Posted | https://www.pjm.com/pjmfiles/pub/planning/project-queues/isa/af2_134_isa.pdf | Document Posted | N/A | https://www.pjm.com/pjmfiles/pub/planning/project-queues/csa/af2_134_csa.pdf | Document Posted | N/A | N/A | 8/20/2024 | 3/7/2020 | N/A | N/A | 10/14/2024 |  |  | 6/30/2024 | 6/30/2024 | 10/21/2024 | N | No
AF2-135 | Rockwood-Confluence 23 kV |  | PA | Somerset | Withdrawn | PENELEC | 5 | 5 | 3 |  | Capacity | Generation Interconnection | Solar |  |  | N/A | https://www.pjm.com/pjmfiles/pub/planning/project-queues/feas_docs/af2135_fea.pdf | Document Posted |  |  |  |  | N/A |  | N/A |  |  | N/A | N/A |  | 3/5/2020 | N/A | N/A |  | 9/11/2020 |  | 6/1/2022 |  |  | N | No
AF2-136 | Swamp 230 kV |  | NC | Perquimans | Withdrawn | Dominion | 208 | 0 | 0 |  | Energy | Generation Interconnection | Solar |  |  | N/A | https://www.pjm.com/pjmfiles/pub/planning/project-queues/feas_docs/af2136_fea.pdf | Document Posted | https://www.pjm.com/pjmfiles/pub/planning/project-queues/impact_studies/af2136_imp.pdf | Document Posted |  | Withdrawn | N/A |  | N/A |  |  | N/A | N/A |  | 3/6/2020 | N/A | N/A |  | 9/12/2023 |  | 11/1/2022 |  |  | N | No
AF2-137 | Marysville-Sorenson 765 kV | Grange Solar | OH | Logan | Withdrawn | AEP | 500 | 500 | 210 |  | Capacity | Generation Interconnection | Solar |  |  | N/A | https://www.pjm.com/pjmfiles/pub/planning/project-queues/feas_docs/af2137_fea.pdf | Document Posted | https://www.pjm.com/pjmfiles/pub/planning/project-queues/impact_studies/af2137_imp.htm | Document Posted | https://www.pjm.com/pjmfiles/pub/planning/project-queues/facilities/af2137_fac.pdf | Document Posted |  | Withdrawn | N/A |  |  | N/A | N/A |  | 3/6/2020 | N/A | N/A |  | 2/27/2025 |  | 12/31/2029 | 12/31/2029 |  | N | No
AF2-138 | Flanders-West Wharton 34.5 kV | Mount Olive Solar Farm | NJ | Morris | In Service | JCPL | 19.8 | 19.8 | 8.32 | 19.8 | Capacity | Generation Interconnection | Solar |  |  | N/A | https://www.pjm.com/pjmfiles/pub/planning/project-queues/feas_docs/af2138_fea.pdf | Document Posted | https://www.pjm.com/pjmfiles/pub/planning/project-queues/impact_studies/af2138_imp.pdf | Document Posted | https://www.pjm.com/pjmfiles/pub/planning/project-queues/facilities/af2138_fac.pdf | Document Posted | https://www.pjm.com/pjmfiles/pub/planning/project-queues/isa/af2_138_isa.pdf | Document Posted | N/A | https://www.pjm.com/pjmfiles/pub/planning/project-queues/csa/af2_138_csa.pdf | Document Posted | N/A | N/A | 11/1/2022 | 3/10/2020 | N/A | N/A | 11/1/2022 |  |  | 5/31/2023 | 5/31/2023 | 3/15/2023 | N | No
AF2-139 | Gilbert-Warren Glen 34.5 kV | Holland Solar Farm | NJ | Hunterdon | In Service | JCPL | 16.3 | 8.8 | 3.7 | 16 | Capacity | Generation Interconnection | Solar |  |  | N/A | https://www.pjm.com/pjmfiles/pub/planning/project-queues/feas_docs/af2139_fea.pdf | Document Posted | https://www.pjm.com/pjmfiles/pub/planning/project-queues/impact_studies/af2139_imp.pdf | Document Posted |  |  | https://www.pjm.com/pjmfiles/pub/planning/project-queues/isa/af2_139_isa.pdf | Document Posted | N/A | https://www.pjm.com/pjmfiles/pub/planning/project-queues/csa/af2_139_csa.pdf | Document Posted | N/A | N/A |  | 3/10/2020 | N/A | N/A |  |  |  | 8/31/2022 | 8/31/2022 | 7/28/2022 | N | No
AF2-140 | Saegers 230 kV | Patriot Generating Station | PA | Lycoming | In Service | PPL | 907 | 0 | 30 |  | Capacity | Generation Interconnection | Natural Gas |  |  | N/A | https://www.pjm.com/pjmfiles/pub/planning/project-queues/feas_docs/af2140_fea.pdf | Document Posted | https://www.pjm.com/pjmfiles/pub/planning/project-queues/impact_studies/af2140_imp.htm | Document Posted |  | Not Required | https://www.pjm.com/pjmfiles/pub/planning/project-queues/gia/af2_140_gia.pdf | Document Posted | N/A |  |  | N/A | N/A |  | 3/12/2020 | N/A | N/A |  |  |  | 9/1/2024 | 9/1/2024 |  | N | No
AF2-141 | Lick Run 115 kV |  | PA | Somerset | Withdrawn | PENELEC | 100 | 0 | 8 |  | Capacity | Generation Interconnection | Storage |  |  | N/A | https://www.pjm.com/pjmfiles/pub/planning/project-queues/feas_docs/af2141_fea.pdf | Document Posted | https://www.pjm.com/pjmfiles/pub/planning/project-queues/impact_studies/af2141_imp.htm | Document Posted | https://www.pjm.com/pjmfiles/pub/planning/project-queues/facilities/af2141_fac.pdf | Document Posted | N/A |  | N/A |  |  | N/A | N/A |  | 3/11/2020 | N/A | N/A |  | 7/11/2024 |  | 7/1/2023 |  |  | N | No
AF2-142 - moved to TC1 | Nevada 345 kV |  | IL | Lasalle | Active | ComEd | 150 | 150 | 90 |  | Capacity | Generation Interconnection | Solar |  |  | N/A | https://www.pjm.com/pjmfiles/pub/planning/project-queues/feas_docs/af2142_fea.pdf | Document Posted | https://www.pjm.com/pjmfiles/pub/planning/project-queues/impact_studies/af2142_imp.pdf | Document Posted |  | In Progress | N/A |  | N/A |  |  | N/A | N/A |  | 3/12/2020 | N/A | N/A |  |  |  | 12/31/2023 |  |  | N | No
AF2-143 - moved to TC1 | Powerton-Nevada 345 kV |  | IL | Lasalle | Active | ComEd | 150 | 150 | 90 |  | Capacity | Generation Interconnection | Solar |  |  | N/A | https://www.pjm.com/pjmfiles/pub/planning/project-queues/feas_docs/af2143_fea.pdf | Document Posted | https://www.pjm.com/pjmfiles/pub/planning/project-queues/impact_studies/af2143_imp.pdf | Document Posted |  | In Progress | N/A |  | N/A |  |  | N/A | N/A |  | 3/12/2020 | N/A | N/A |  |  |  | 12/31/2023 |  |  | N | No
AF2-144 | Powhatan 34.5 kV | Scott 1 BESS | VA | Powhatan | In Service | Dominion | 17 | 17 | 10.2 | 17 | Capacity | Generation Interconnection | Solar; Storage |  |  | N/A | https://www.pjm.com/pjmfiles/pub/planning/project-queues/feas_docs/af2144_fea.pdf | Document Posted | https://www.pjm.com/pjmfiles/pub/planning/project-queues/impact_studies/af2144_imp.pdf | Document Posted |  | Not Required | N/A | Wholesale Market Participation Agreement | https://www.pjm.com/pjmfiles/pub/planning/project-queues/wmpa/af2144_wmpa.pdf | https://www.pjm.com/pjmfiles/pub/planning/project-queues/csa/af2144_wmpa.pdf | Not Required | N/A | N/A |  | 3/12/2020 | N/A | N/A | 5/31/2023 |  |  | 6/1/2023 | 6/1/2023 | 6/1/2023 | N | No
AF2-145 | Lycoming-Lock Haven 69 kV |  | PA | Lycoming | Withdrawn | PPL | 194.1 | 51 | 30.6 |  | Capacity | Generation Interconnection | Solar |  |  | N/A | https://www.pjm.com/pjmfiles/pub/planning/project-queues/feas_docs/af2145_fea.pdf | Document Posted | https://www.pjm.com/pjmfiles/pub/planning/project-queues/impact_studies/af2145_imp.htm | Document Posted | https://www.pjm.com/pjmfiles/pub/planning/project-queues/facilities/af2145_fac.pdf | Document Posted |  | Withdrawn | N/A |  | Withdrawn | N/A | N/A |  | 3/12/2020 | N/A | N/A |  | 8/30/2023 |  | 12/31/2021 |  |  | N | No
AF2-146 | Hill Valley-Valley REC 46 kV |  | PA | Huntingdon | Withdrawn | PENELEC | 20 | 20 | 12 |  | Capacity | Generation Interconnection | Solar |  |  | N/A | https://www.pjm.com/pjmfiles/pub/planning/project-queues/feas_docs/af2146_fea.pdf | Document Posted | https://www.pjm.com/pjmfiles/pub/planning/project-queues/impact_studies/af2146_imp.pdf | Document Posted |  |  | N/A |  | N/A |  |  | N/A | N/A |  | 3/12/2020 | N/A | N/A |  | 4/16/2021 |  | 9/1/2023 |  |  | N | No
AF2-147 | McVeytown-Strodes Mill 46 kV |  | PA | Mifflin | Withdrawn | PENELEC | 13.1 | 13.1 | 7.86 |  | Capacity | Generation Interconnection | Solar |  |  | N/A | https://www.pjm.com/pjmfiles/pub/planning/project-queues/feas_docs/af2147_fea.pdf | Document Posted |  |  |  |  | N/A |  | N/A |  |  | N/A | N/A |  | 3/12/2020 | N/A | N/A |  | 8/23/2020 |  | 9/1/2023 |  |  | N | No
AF2-148 | Shade Gap-Three Springs KTS 23 kV |  | PA | Huntingdon | Withdrawn | PENELEC | 13.5 | 13.5 | 8.1 |  | Capacity | Generation Interconnection | Solar |  |  | N/A | https://www.pjm.com/pjmfiles/pub/planning/project-queues/feas_docs/af2148_fea.pdf | Document Posted | https://www.pjm.com/pjmfiles/pub/planning/project-queues/impact_studies/af2148_imp.pdf | Document Posted |  |  | N/A |  | N/A |  |  | N/A | N/A |  | 3/12/2020 | N/A | N/A |  | 4/16/2021 |  | 9/1/2023 |  |  | N | No
AF2-149 | Sharp Road 69 kV | Frasier Solar | OH | Knox | Engineering and Procurement | AEP | 80 | 80 | 32 |  | Capacity | Generation Interconnection | Solar |  |  | N/A | https://www.pjm.com/pjmfiles/pub/planning/project-queues/feas_docs/af2149_fea.pdf | Document Posted | https://www.pjm.com/pjmfiles/pub/planning/project-queues/impact_studies/af2149_imp.htm | Document Posted | https://www.pjm.com/pjmfiles/pub/planning/project-queues/facilities/af2149_fac.pdf | Document Posted | https://www.pjm.com/pjmfiles/pub/planning/project-queues/gia/af2_149_gia.pdf | Document Posted | N/A | https://www.pjm.com/pjmfiles/pub/planning/project-queues/csa/af2_149_csa.pdf | Document Posted | N/A | N/A | 11/1/2027 | 3/12/2020 | N/A | N/A | 11/15/2027 |  |  | 1/31/2028 | 1/31/2028 |  | N | No
AF2-150 | Galion 138 kV | Blossom Solar | OH | Morrow | Engineering and Procurement | ATSI | 88 | 88 | 36.96 |  | Capacity | Generation Interconnection | Solar |  |  | N/A | https://www.pjm.com/pjmfiles/pub/planning/project-queues/feas_docs/af2150_fea.pdf | Document Posted | https://www.pjm.com/pjmfiles/pub/planning/project-queues/impact_studies/af2150_imp.htm | Document Posted | https://www.pjm.com/pjmfiles/pub/planning/project-queues/facilities/af2150_fac.pdf | Document Posted | https://www.pjm.com/pjmfiles/pub/planning/project-queues/gia/af2_150_gia.pdf | Document Posted | N/A | https://www.pjm.com/pjmfiles/pub/planning/project-queues/csa/af2_150_csa.pdf | Document Posted | N/A | N/A | 1/31/2026 | 3/13/2020 | N/A | N/A | 2/14/2026 |  |  | 7/31/2026 | 7/31/2026 |  | N | No
AF2-151 | Dillsburg 13.2 kV | PA York Hess | PA | York | Withdrawn | ME | 3 | 3 | 1.8 |  | Capacity | Generation Interconnection | Solar |  |  | N/A | https://www.pjm.com/pjmfiles/pub/planning/project-queues/feas_docs/af2151_fea.pdf | Document Posted | https://www.pjm.com/pjmfiles/pub/planning/project-queues/impact_studies/af2151_imp.pdf | Document Posted |  | Not Required | N/A | Wholesale Market Participation Agreement | https://www.pjm.com/pjmfiles/pub/planning/project-queues/wmpa/af2151_wmpa.pdf | https://www.pjm.com/pjmfiles/pub/planning/project-queues/csa/af2151_wmpa.pdf | Not Required | N/A | N/A |  | 3/16/2020 | N/A | N/A |  | 10/15/2024 |  | 9/30/2022 | 9/30/2022 |  | N | No
AF2-152 | Morgantown CT5 230 kV |  | MD | Charles | Deactivated | PEPCO | 56 | 2 | 2 |  | Capacity | Generation Interconnection | Oil |  |  | N/A | https://www.pjm.com/pjmfiles/pub/planning/project-queues/feas_docs/af2152_fea.pdf | Document Posted | https://www.pjm.com/pjmfiles/pub/planning/project-queues/impact_studies/af2152_imp.pdf | Document Posted |  | Withdrawn | N/A |  | N/A |  |  | N/A | N/A |  | 3/16/2020 | N/A | N/A |  | 12/13/2022 |  | 2/28/2021 |  |  | N | No
AF2-153 | Morgantown CT4 230 kV |  | MD | Charles | Deactivated | PEPCO | 56 | 2 | 2 |  | Capacity | Generation Interconnection | Oil |  |  | N/A | https://www.pjm.com/pjmfiles/pub/planning/project-queues/feas_docs/af2153_fea.pdf | Document Posted | https://www.pjm.com/pjmfiles/pub/planning/project-queues/impact_studies/af2153_imp.pdf | Document Posted |  | Withdrawn | N/A |  | N/A |  |  | N/A | N/A |  | 3/16/2020 | N/A | N/A |  | 12/13/2022 |  | 2/28/2021 |  |  | N | No
AF2-154 | Dickerson H2 CT 230 kV | Dickerson HCT1, HCT2, DCT1 | MD | Montgomery | In Service | PEPCO | 173 | 5 | 5 | 5 | Capacity | Generation Interconnection | Natural Gas |  |  | N/A | https://www.pjm.com/pjmfiles/pub/planning/project-queues/feas_docs/af2154_fea.pdf | Document Posted | https://www.pjm.com/pjmfiles/pub/planning/project-queues/impact_studies/af2154_imp.pdf | Document Posted |  | Not Required | https://www.pjm.com/pjmfiles/pub/planning/project-queues/isa/af2_154_isa.pdf | Document Posted | N/A |  |  | N/A | N/A |  | 3/16/2020 | N/A | N/A |  |  |  | 4/1/2023 | 4/1/2023 | 5/31/2023 | N | No
AF2-155 | Chalk Point CT3-CT6 230 kV |  | MD | Prince George's | Withdrawn | PEPCO | 461.9 | 13 | 13 |  | Capacity | Generation Interconnection | Natural Gas |  |  | N/A | https://www.pjm.com/pjmfiles/pub/planning/project-queues/feas_docs/af2155_fea.pdf | Document Posted | https://www.pjm.com/pjmfiles/pub/planning/project-queues/impact_studies/af2155_imp.pdf | Document Posted |  | Withdrawn | N/A |  | N/A |  |  | N/A | N/A |  | 3/16/2020 | N/A | N/A |  | 12/13/2022 |  | 2/28/2021 |  |  | N | No
AF2-156 | Chalk Point CT2 69 kV | Chalk Point CT 2 | MD | Prince George's | In Service | PEPCO | 30 | 2 | 2 | 2 | Capacity | Generation Interconnection | Natural Gas |  |  | N/A | https://www.pjm.com/pjmfiles/pub/planning/project-queues/feas_docs/af2156_fea.pdf | Document Posted | https://www.pjm.com/pjmfiles/pub/planning/project-queues/impact_studies/af2156_imp.pdf | Document Posted |  | Not Required | https://www.pjm.com/pjmfiles/pub/planning/project-queues/isa/af2_156_isa.pdf | Document Posted | N/A |  |  | N/A | N/A |  | 3/16/2020 | N/A | N/A |  |  |  | 6/22/2023 | 6/22/2023 | 5/31/2023 | N | No
AF2-157 | Chalk Point CT1 69 kV |  | MD | Prince George's | Withdrawn | PEPCO | 20 | 0 | 1 |  | Capacity | Generation Interconnection | Natural Gas |  |  | N/A | https://www.pjm.com/pjmfiles/pub/planning/project-queues/feas_docs/af2157_fea.pdf | Document Posted | https://www.pjm.com/pjmfiles/pub/planning/project-queues/impact_studies/af2157_imp.pdf | Document Posted |  | Withdrawn | N/A |  | N/A |  |  | N/A | N/A |  | 3/16/2020 | N/A | N/A |  | 12/13/2022 |  | 2/28/2021 |  |  | N | No
AF2-158 | Chalk Point Unit 4 230 kV |  | MD | Prince George's | Withdrawn | PEPCO | 589.3 | 4 | 4 |  | Capacity | Generation Interconnection | Natural Gas |  |  | N/A | https://www.pjm.com/pjmfiles/pub/planning/project-queues/feas_docs/af2158_fea.pdf | Document Posted | https://www.pjm.com/pjmfiles/pub/planning/project-queues/impact_studies/af2158_imp.pdf | Document Posted |  | Withdrawn | N/A |  | N/A |  |  | N/A | N/A |  | 3/16/2020 | N/A | N/A |  | 12/13/2022 |  | 2/28/2021 |  |  | N | No
AF2-159 | Chalk Point ST3 230 kV |  | MD | Prince George's | Withdrawn | PEPCO | 598.17 | 2 | 2 |  | Capacity | Generation Interconnection | Natural Gas |  |  | N/A | https://www.pjm.com/pjmfiles/pub/planning/project-queues/feas_docs/af2159_fea.pdf | Document Posted | https://www.pjm.com/pjmfiles/pub/planning/project-queues/impact_studies/af2159_imp.pdf | Document Posted |  | Withdrawn | N/A |  | N/A |  |  | N/A | N/A |  | 3/16/2020 | N/A | N/A |  | 12/13/2022 |  | 2/28/2021 |  |  | N | No
AF2-160 | Brunot Island 138 kV |  | PA | Allegheny | Withdrawn | DL | 283.5 | 3.5 | 3.5 |  | Capacity | Generation Interconnection | Natural Gas |  |  | N/A | https://www.pjm.com/pjmfiles/pub/planning/project-queues/feas_docs/af2160_fea.pdf | Document Posted | https://www.pjm.com/pjmfiles/pub/planning/project-queues/impact_studies/af2160_imp.pdf | Document Posted |  |  |  | Withdrawn | N/A |  | Not Required | N/A | N/A |  | 3/16/2020 | N/A | N/A |  | 12/13/2022 |  | 4/1/2020 |  |  | N | No
AF2-161 | Mount Rock 12.47 kV | Ritner Solar | PA | Cumberland | Withdrawn | PPL | 3 | 3 | 1.8 |  | Capacity | Generation Interconnection | Solar |  |  | N/A | https://www.pjm.com/pjmfiles/pub/planning/project-queues/feas_docs/af2161_fea.pdf | Document Posted | https://www.pjm.com/pjmfiles/pub/planning/project-queues/impact_studies/af2161_imp.pdf | Document Posted |  | Not Required | N/A | Wholesale Market Participation Agreement | https://www.pjm.com/pjmfiles/pub/planning/project-queues/wmpa/af2161_wmpa.pdf | https://www.pjm.com/pjmfiles/pub/planning/project-queues/csa/af2161_wmpa.pdf | Not Required | N/A | N/A |  | 3/16/2020 | N/A | N/A |  | 10/15/2024 |  | 4/17/2023 | 4/17/2023 |  | N | No
AF2-162 | Keystone-Desoto 345 kV | Lake Trout Solar | IN | Blackford | Engineering and Procurement | AEP | 245 | 45 | 30 |  | Capacity | Generation Interconnection | Solar |  |  | N/A | https://www.pjm.com/pjmfiles/pub/planning/project-queues/feas_docs/af2162_fea.pdf | Document Posted | https://www.pjm.com/pjmfiles/pub/planning/project-queues/impact_studies/af2162_imp.htm | Document Posted | https://www.pjm.com/pjmfiles/pub/planning/project-queues/facilities/af2162_fac.pdf | Document Posted | https://www.pjm.com/pjmfiles/pub/planning/project-queues/gia/af2_162_gia.pdf | Document Posted | N/A | https://www.pjm.com/pjmfiles/pub/planning/project-queues/csa/af2_162_csa.pdf | Document Posted | N/A | N/A |  | 3/16/2020 | N/A | N/A |  |  |  | 1/31/2028 | 1/31/2028 |  | N | No
AF2-163 | Lick Run 115 kV |  | PA | Somerset | Withdrawn | PENELEC | 34.5 | 0 | 0 |  | Energy | Generation Interconnection | Solar |  |  | N/A | https://www.pjm.com/pjmfiles/pub/planning/project-queues/feas_docs/af2163_fea.pdf | Document Posted | https://www.pjm.com/pjmfiles/pub/planning/project-queues/impact_studies/af2163_imp.pdf | Document Posted |  | Withdrawn | N/A |  | N/A |  |  | N/A | N/A |  | 3/13/2020 | N/A | N/A |  | 9/12/2023 |  | 10/3/2022 |  |  | N | No
AF2-164 - moved to TC1 | Handsome Lake 345 kV |  | PA | Venango | Withdrawn | PENELEC | 80 | 80 | 48 |  | Capacity | Generation Interconnection | Solar |  |  | N/A | https://www.pjm.com/pjmfiles/pub/planning/project-queues/feas_docs/af2164_fea.pdf | Document Posted | https://www.pjm.com/pjmfiles/pub/planning/project-queues/impact_studies/af2164_imp.pdf | Document Posted |  | Withdrawn | N/A |  | N/A |  |  | N/A | N/A |  | 3/17/2020 | N/A | N/A |  | 6/21/2024 |  | 9/15/2023 |  |  | N | No
AF2-165 | Clark Summit-Emlenton 34.5 kV | Cardinal Solar | PA | Venango | Under Construction | PENELEC | 18.9 | 18.9 | 11.34 |  | Capacity | Generation Interconnection | Solar |  |  | N/A | https://www.pjm.com/pjmfiles/pub/planning/project-queues/feas_docs/af2165_fea.pdf | Document Posted | https://www.pjm.com/pjmfiles/pub/planning/project-queues/impact_studies/af2165_imp.htm | Document Posted |  | Not Required | N/A | Wholesale Market Participation Agreement | https://www.pjm.com/pjmfiles/pub/planning/project-queues/wmpa/af2165_wmpa.pdf | https://www.pjm.com/pjmfiles/pub/planning/project-queues/csa/af2165_wmpa.pdf | Not Required | N/A | N/A | 12/10/2024 | 3/19/2020 | N/A | N/A | 7/10/2025 |  |  | 7/31/2025 | 7/31/2025 |  | N | No
AF2-166 | Emlenton 34.5 kV | Long Bridge | PA | Venango | Suspended | PENELEC | 20 | 20 | 12 |  | Capacity | Generation Interconnection | Solar |  |  | N/A | https://www.pjm.com/pjmfiles/pub/planning/project-queues/feas_docs/af2166_fea.pdf | Document Posted | https://www.pjm.com/pjmfiles/pub/planning/project-queues/impact_studies/af2166_imp.html | Document Posted | https://www.pjm.com/pjmfiles/pub/planning/project-queues/facilities/af2166_fac.pdf | Document Posted | https://www.pjm.com/pjmfiles/pub/planning/project-queues/isa/af2_166_isa.pdf | Document Posted | N/A | https://www.pjm.com/pjmfiles/pub/planning/project-queues/csa/af2_166_csa.pdf | Document Posted | N/A | N/A | 6/1/2026 | 3/18/2020 | N/A | N/A | 6/1/2026 |  |  | 8/1/2026 | 8/1/2026 |  | N | No
AF2-167 | Eaton Crest-Red Bank 34.5 kV |  | NJ | Monmouth | Withdrawn | JCPL | 8 | 8 | 3.36 |  | Capacity | Generation Interconnection | Solar |  |  | N/A | https://www.pjm.com/pjmfiles/pub/planning/project-queues/feas_docs/af2167_fea.pdf | Document Posted |  |  |  |  | N/A |  | N/A |  |  | N/A | N/A |  | 3/18/2020 | N/A | N/A |  | 9/4/2020 |  | 9/30/2021 |  |  | N | No
AF2-168 | Princeton University 69 kV | Princeton University Generating Facility | NJ | Mercer | In Service | PSEG | 5 | 5 | 0 | 5 | Energy | Generation Interconnection | Natural Gas; Solar; Other |  |  | N/A | https://www.pjm.com/pjmfiles/pub/planning/project-queues/feas_docs/af2168_fea.pdf | Document Posted | https://www.pjm.com/pjmfiles/pub/planning/project-queues/impact_studies/af2168_imp.pdf | Document Posted |  | Not Required | https://www.pjm.com/pjmfiles/pub/planning/project-queues/isa/af2_168_isa.pdf | Document Posted | N/A | https://www.pjm.com/pjmfiles/pub/planning/project-queues/csa/af2_168_csa.pdf | Document Posted | N/A | N/A |  | 3/18/2020 | N/A | N/A |  |  |  | 4/27/2023 | 4/27/2023 | 3/2/2022 | N | No
AF2-169 | BL England 138 kV |  | NJ | Atlantic | Withdrawn | AEC | 552 | 552 | 155 |  | Capacity | Generation Interconnection | Wind |  |  | N/A |  | Withdrawn |  |  |  |  | N/A |  | N/A |  |  | N/A | N/A |  | 3/19/2020 | N/A | N/A |  | 6/9/2020 |  | 6/1/2023 |  |  | N | No
AF2-170 | Erie West-Springboro 34.5 kV |  | PA | Erie | Withdrawn | PENELEC | 20 | 20 | 12 |  | Capacity | Generation Interconnection | Solar |  |  | N/A | https://www.pjm.com/pjmfiles/pub/planning/project-queues/feas_docs/af2170_fea.pdf | Document Posted |  |  |  |  | N/A |  | N/A |  |  | N/A | N/A |  | 3/19/2020 | N/A | N/A |  | 9/4/2020 |  | 9/15/2022 |  |  | N | No
AF2-171 - moved to TC1 | Madisonville 115 kV |  | VA | Prince Edward | Withdrawn | Dominion | 150 | 150 | 90 |  | Capacity | Generation Interconnection | Solar |  |  | N/A | https://www.pjm.com/pjmfiles/pub/planning/project-queues/feas_docs/af2171_fea.pdf | Document Posted | https://www.pjm.com/pjmfiles/pub/planning/project-queues/impact_studies/af2171_imp.pdf | Document Posted |  | Withdrawn | N/A |  | N/A |  |  | N/A | N/A |  | 3/19/2020 | N/A | N/A |  | 1/22/2025 |  | 3/31/2022 |  |  | N | No
AF2-172 | Newport 12 kV |  | NJ | Cumberland | Withdrawn | AEC | 10 | 10 | 3.8 |  | Capacity | Generation Interconnection | Solar |  |  | N/A | https://www.pjm.com/pjmfiles/pub/planning/project-queues/feas_docs/af2172_fea.pdf | Document Posted |  |  |  |  | N/A |  | N/A |  |  | N/A | N/A |  | 3/19/2020 | N/A | N/A |  | 1/14/2021 |  | 6/1/2022 |  |  | N | No
AF2-173 - moved to TC1 | Desoto 345 kV |  | IN | Delaware | Active | AEP | 140 | 140 | 84 |  | Capacity | Generation Interconnection | Solar |  |  | N/A | https://www.pjm.com/pjmfiles/pub/planning/project-queues/feas_docs/af2173_fea.pdf | Document Posted | https://www.pjm.com/pjmfiles/pub/planning/project-queues/impact_studies/af2173_imp.pdf | Document Posted |  | In Progress | N/A |  | N/A |  |  | N/A | N/A |  | 3/19/2020 | N/A | N/A |  |  |  | 10/31/2023 |  |  | N | No
AF2-174 | Tabernacle 12 kV |  | NJ | Burlington | Withdrawn | AEC | 11 | 11 | 4.62 |  | Capacity | Generation Interconnection | Solar |  |  | N/A | https://www.pjm.com/pjmfiles/pub/planning/project-queues/feas_docs/af2174_fea.pdf | Document Posted | https://www.pjm.com/pjmfiles/pub/planning/project-queues/impact_studies/af2174_imp.pdf | Document Posted |  |  | N/A |  | N/A |  |  | N/A | N/A |  | 3/19/2020 | N/A | N/A |  | 4/26/2021 |  | 9/30/2021 |  |  | N | No
AF2-175 | Straban 13.2 kV |  | PA | Adams | Withdrawn | ME | 3 | 3 | 1.8 |  | Capacity | Generation Interconnection | Solar |  |  | N/A | https://www.pjm.com/pjmfiles/pub/planning/project-queues/feas_docs/af2175_fea.pdf | Document Posted | https://www.pjm.com/pjmfiles/pub/planning/project-queues/impact_studies/af2175_imp.htm | Withdrawn |  | Not Required | N/A | Wholesale Market Participation Agreement | https://www.pjm.com/pjmfiles/pub/planning/project-queues/wmpa/af2175_wmpa.pdf | https://www.pjm.com/pjmfiles/pub/planning/project-queues/csa/af2175_wmpa.pdf | Not Required | N/A | N/A |  | 3/19/2020 | N/A | N/A |  | 9/19/2023 |  | 2/1/2025 | 2/1/2025 |  | N | No
AF2-176 - moved to TC1 | Masury-Maysville 138 kV |  | PA | Mercer | Withdrawn | ATSI | 60 | 60 | 36 |  | Capacity | Generation Interconnection | Solar |  |  | N/A | https://www.pjm.com/pjmfiles/pub/planning/project-queues/feas_docs/af2176_fea.pdf | Document Posted | https://www.pjm.com/pjmfiles/pub/planning/project-queues/impact_studies/af2176_imp.pdf | Document Posted |  | Withdrawn | N/A |  | N/A |  |  | N/A | N/A |  | 3/19/2020 | N/A | N/A |  | 6/21/2024 |  | 9/15/2022 |  |  | N | No
AF2-177 - moved to TC1 | Sorenson-DeSoto #2 345 kV |  | IN | Blackford | Active | AEP | 200 | 200 | 26 |  | Capacity | Generation Interconnection | Wind |  |  | N/A | https://www.pjm.com/pjmfiles/pub/planning/project-queues/feas_docs/af2177_fea.pdf | Document Posted | https://www.pjm.com/pjmfiles/pub/planning/project-queues/impact_studies/af2177_imp.pdf | Document Posted |  | In Progress | N/A |  | N/A |  |  | N/A | N/A |  | 3/20/2020 | N/A | N/A |  |  |  | 10/31/2023 |  |  | N | No
AF2-178 | Roxbury 23 kV II | Whitetail Solar 1 | PA | Franklin | In Service | PENELEC | 13.5 | 0 | 3.9 |  | Capacity | Generation Interconnection | Solar |  |  | N/A | https://www.pjm.com/pjmfiles/pub/planning/project-queues/feas_docs/af2178_fea.pdf | Document Posted | https://www.pjm.com/pjmfiles/pub/planning/project-queues/impact_studies/af2178_imp.pdf | Document Posted |  | Not Required | https://www.pjm.com/pjmfiles/pub/planning/project-queues/isa/af2_178_isa.pdf | Document Posted | N/A |  | Not Required | N/A | N/A |  | 3/20/2020 | N/A | N/A |  |  |  | 9/1/2022 | 9/1/2022 | 1/12/2021 | N | No
AF2-179 | St. Thomas-Mercersburg 34.5 kV II | Whitetail Solar 2 | PA | Franklin | In Service | APS | 20 | 0 | 5.8 |  | Capacity | Generation Interconnection | Solar |  |  | N/A | https://www.pjm.com/pjmfiles/pub/planning/project-queues/feas_docs/af2179_fea.pdf | Document Posted | https://www.pjm.com/pjmfiles/pub/planning/project-queues/impact_studies/af2179_imp.pdf | Document Posted |  | Not Required | https://www.pjm.com/pjmfiles/pub/planning/project-queues/isa/af2_179_isa.pdf | Document Posted | N/A |  | Not Required | N/A | N/A |  | 3/20/2020 | N/A | N/A |  |  |  | 9/1/2022 | 9/1/2022 | 1/12/2021 | N | No
AF2-180 | St. Thomas-Guilford 34.5 kV II | St Thomas Township Solar Facility | PA | Franklin | In Service | APS | 20 | 0 | 5.8 |  | Capacity | Generation Interconnection | Solar |  |  | N/A | https://www.pjm.com/pjmfiles/pub/planning/project-queues/feas_docs/af2180_fea.pdf | Document Posted | https://www.pjm.com/pjmfiles/pub/planning/project-queues/impact_studies/af2180_imp.pdf | Document Posted |  | Not Required | https://www.pjm.com/pjmfiles/pub/planning/project-queues/isa/af2_180_isa.pdf | Document Posted | N/A |  | Not Required | N/A | N/A |  | 3/20/2020 | N/A | N/A |  |  |  | 9/1/2023 | 9/1/2023 | 1/12/2021 | N | No
AF2-181 | Lexington Park 69 kV |  | MD | St. Mary's | Withdrawn | SMECO | 20 | 0 | 3.1 |  | Capacity | Generation Interconnection | Solar |  |  | N/A | https://www.pjm.com/pjmfiles/pub/planning/project-queues/feas_docs/af2181_fea.pdf | Document Posted |  |  |  |  | N/A |  | N/A |  |  | N/A | N/A |  | 3/20/2020 | N/A | N/A |  | 9/14/2020 |  | 9/1/2021 |  |  | N | No
AF2-182 - moved to TC1 | Nelson-Lee County 345 kV II |  | IL | Lee | Active | ComEd | 500 | 300 | 0 |  | Energy | Generation Interconnection | Solar |  |  | N/A | https://www.pjm.com/pjmfiles/pub/planning/project-queues/feas_docs/af2182_fea.pdf | Document Posted |  | In Progress |  |  | N/A |  | N/A |  |  | N/A | N/A |  | 3/21/2020 | N/A | N/A |  |  |  | 12/1/2022 |  |  | N | No
AF2-183 - moved to TC1 | Nelson-Lee County 345 kV |  | IL | Lee | Withdrawn | ComEd | 600 | 80 | 32 |  | Capacity | Generation Interconnection | Storage |  |  | N/A | https://www.pjm.com/pjmfiles/pub/planning/project-queues/feas_docs/af2183_fea.pdf | Document Posted | https://www.pjm.com/pjmfiles/pub/planning/project-queues/impact_studies/af2183_imp.pdf | Document Posted |  | Withdrawn | N/A |  | N/A |  |  | N/A | N/A |  | 3/20/2020 | N/A | N/A |  | 6/24/2024 |  | 12/1/2022 |  |  | N | No
AF2-184 | McConnelsburg-Mercersburg 34 kV II |  | PA | Franklin | In Service | APS | 20 | 0 | 5.8 |  | Capacity | Generation Interconnection | Solar |  |  | N/A | https://www.pjm.com/pjmfiles/pub/planning/project-queues/feas_docs/af2184_fea.pdf | Document Posted | https://www.pjm.com/pjmfiles/pub/planning/project-queues/impact_studies/af2184_imp.pdf | Document Posted |  | Not Required | https://www.pjm.com/pjmfiles/pub/planning/project-queues/isa/af2_184_isa.pdf | Document Posted | N/A | https://www.pjm.com/pjmfiles/pub/planning/project-queues/csa/af2_184_csa.pdf | Document Posted | N/A | N/A |  | 3/20/2020 | N/A | N/A |  |  |  | 10/7/2020 |  | 5/1/2023 | N | No
AF2-185 | Mercersburg-Milnor 34.5 kV II | Elk Hill Solar 2 | PA | Franklin | In Service | APS | 15 | 0 | 4.4 |  | Capacity | Generation Interconnection | Solar |  |  | N/A | https://www.pjm.com/pjmfiles/pub/planning/project-queues/feas_docs/af2185_fea.pdf | Document Posted | https://www.pjm.com/pjmfiles/pub/planning/project-queues/impact_studies/af2185_imp.pdf | Document Posted |  | Not Required | https://www.pjm.com/pjmfiles/pub/planning/project-queues/isa/af2_185_isa.pdf | Document Posted | N/A |  | Not Required | N/A | N/A |  | 3/20/2020 | N/A | N/A |  |  |  | 9/1/2022 | 9/1/2022 | 1/4/2021 | N | No
AF2-186 | South Cecil 69 kV |  | OH | Paulding | Withdrawn | AEP | 45 | 45 | 18.9 |  | Capacity | Generation Interconnection | Solar |  |  | N/A | https://www.pjm.com/pjmfiles/pub/planning/project-queues/feas_docs/af2186_fea.pdf | Document Posted | https://www.pjm.com/pjmfiles/pub/planning/project-queues/impact_studies/af2186_imp.pdf | Document Posted |  | Withdrawn | N/A |  | N/A |  |  | N/A | N/A |  | 3/20/2020 | N/A | N/A |  | 7/18/2023 |  | 12/31/2023 |  |  | N | No
AF2-187 | Brookside-Cloverdale 138 kV | Canal Road | OH | Wayne | Engineering and Procurement | ATSI | 120 | 120 | 78 |  | Capacity | Generation Interconnection | Solar |  |  | N/A | https://www.pjm.com/pjmfiles/pub/planning/project-queues/feas_docs/af2187_fea.pdf | Document Posted | https://www.pjm.com/pjmfiles/pub/planning/project-queues/impact_studies/af2187_imp.htm | Document Posted | https://www.pjm.com/pjmfiles/pub/planning/project-queues/facilities/af2187_fac.pdf | Document Posted | https://www.pjm.com/pjmfiles/pub/planning/project-queues/gia/af2_187_gia.pdf | Document Posted | N/A |  |  | N/A | N/A | 9/30/2027 | 3/22/2020 | N/A | N/A | 10/18/2027 |  |  | 11/30/2027 | 11/30/2027 |  | N | No
AF2-188 | Reynolds-Meadow Lake #1 345 kV |  | IN | White | Withdrawn | AEP | 112 | 112 | 67.2 |  | Capacity | Generation Interconnection | Solar |  |  | N/A | https://www.pjm.com/pjmfiles/pub/planning/project-queues/feas_docs/af2188_fea.pdf | Document Posted | https://www.pjm.com/pjmfiles/pub/planning/project-queues/impact_studies/af2188_imp.pdf | Document Posted |  | Withdrawn | N/A |  | N/A |  |  | N/A | N/A |  | 3/22/2020 | N/A | N/A |  | 9/14/2023 |  | 6/30/2023 |  |  | N | No
AF2-189 | Greentown 138 kV |  | IN | Howard | Withdrawn | AEP | 150 | 150 | 90 |  | Capacity | Generation Interconnection | Solar |  |  | N/A | https://www.pjm.com/pjmfiles/pub/planning/project-queues/feas_docs/af2189_fea.pdf | Document Posted | https://www.pjm.com/pjmfiles/pub/planning/project-queues/impact_studies/af2189_imp.pdf | Document Posted |  | Withdrawn | N/A |  | N/A |  |  | N/A | N/A |  | 3/22/2020 | N/A | N/A |  | 9/17/2021 |  | 6/30/2023 |  |  | N | No
AF2-190 | Olive-Reynolds #2 345 kV |  | IN | Pulaski | Withdrawn | AEP | 260 | 260 | 156 |  | Capacity | Generation Interconnection | Solar |  |  | N/A | https://www.pjm.com/pjmfiles/pub/planning/project-queues/feas_docs/af2190_fea.pdf | Document Posted |  |  |  |  | N/A |  | N/A |  |  | N/A | N/A |  | 3/22/2020 | N/A | N/A |  | 9/10/2020 |  | 6/30/2023 |  |  | N | No
AF2-191 | New Carlisle 138 kV |  | IN | St. Joseph | Withdrawn | AEP | 110 | 110 | 66 |  | Capacity | Generation Interconnection | Solar |  |  | N/A | https://www.pjm.com/pjmfiles/pub/planning/project-queues/feas_docs/af2191_fea.pdf | Document Posted | https://www.pjm.com/pjmfiles/pub/planning/project-queues/impact_studies/af2191_imp.htm | Document Posted |  | Withdrawn | N/A |  | N/A |  |  | N/A | N/A |  | 3/22/2020 | N/A | N/A |  | 10/16/2024 |  | 6/30/2023 |  |  | N | No
AF2-192 | Frenchtown Solar-West Flemington 34.5 kV | Barbertown Solar | NJ | Hunterdon | Engineering and Procurement | JCPL | 7 | 7 | 3.4 |  | Capacity | Generation Interconnection | Solar |  |  | N/A | https://www.pjm.com/pjmfiles/pub/planning/project-queues/feas_docs/af2192_fea.pdf | Document Posted | https://www.pjm.com/pjmfiles/pub/planning/project-queues/impact_studies/af2192_imp.pdf | Document Posted | https://www.pjm.com/pjmfiles/pub/planning/project-queues/facilities/af2192_fac.pdf | Document Posted | https://www.pjm.com/pjmfiles/pub/planning/project-queues/isa/af2_192_isa.pdf | Document Posted | N/A | https://www.pjm.com/pjmfiles/pub/planning/project-queues/csa/af2_192_csa.pdf | Document Posted | N/A | N/A | 11/28/2025 | 3/23/2020 | N/A | N/A | 12/15/2025 |  |  | 6/30/2026 | 6/30/2026 |  | N | No
AF2-193 - moved to TC1 | Indian River 230 kV I |  | DE | Sussex | Withdrawn | DPL | 440 | 440 | 119 |  | Capacity | Generation Interconnection | Offshore Wind |  |  | N/A | https://www.pjm.com/pjmfiles/pub/planning/project-queues/feas_docs/af2193_fea.pdf | Document Posted | https://www.pjm.com/pjmfiles/pub/planning/project-queues/impact_studies/af2193_imp.pdf | Document Posted |  | Withdrawn | N/A |  | N/A |  |  | N/A | N/A |  | 3/23/2020 | N/A | N/A |  | 6/21/2024 |  | 10/31/2026 |  |  | N | No
AF2-194 - moved to TC1 | Indian River 230 kV II |  | DE | Sussex | Withdrawn | DPL | 880 | 440 | 119 |  | Capacity | Generation Interconnection | Offshore Wind |  |  | N/A | https://www.pjm.com/pjmfiles/pub/planning/project-queues/feas_docs/af2194_fea.pdf | Document Posted | https://www.pjm.com/pjmfiles/pub/planning/project-queues/impact_studies/af2194_imp.pdf | Document Posted |  | Withdrawn | N/A |  | N/A |  |  | N/A | N/A |  | 3/23/2020 | N/A | N/A |  | 6/21/2024 |  | 10/31/2026 |  |  | N | No
AF2-195 | Queen Street 115 kV |  | PA | York | Withdrawn | ME | 171.7 | 171.7 | 68.68 |  | Capacity | Generation Interconnection | Storage |  |  | N/A | https://www.pjm.com/pjmfiles/pub/planning/project-queues/feas_docs/af2195_fea.pdf | Document Posted |  |  |  |  | N/A |  | N/A |  |  | N/A | N/A |  | 3/23/2020 | N/A | N/A |  | 9/11/2020 |  | 12/31/2022 |  |  | N | No
AF2-196 | Cedar Neck 69 kV II |  | DE | Sussex | Withdrawn | DPL | 150 | 30 | 9 |  | Capacity | Generation Interconnection | Offshore Wind |  |  | N/A | https://www.pjm.com/pjmfiles/pub/planning/project-queues/feas_docs/af2196_fea.pdf | Document Posted | https://www.pjm.com/pjmfiles/pub/planning/project-queues/impact_studies/af2196_imp.pdf | Document Posted |  | Withdrawn | N/A |  | N/A |  |  | N/A | N/A |  | 3/23/2020 | N/A | N/A |  | 8/1/2022 |  | 6/1/2022 |  |  | N | No
AF2-197 | East Towanda 115 kV |  | PA | Bradford | Withdrawn | PENELEC | 100.8 | 100.8 | 40.32 |  | Capacity | Generation Interconnection | Storage |  |  | N/A | https://www.pjm.com/pjmfiles/pub/planning/project-queues/feas_docs/af2197_fea.pdf | Document Posted |  | Withdrawn |  |  | N/A |  | N/A |  |  | N/A | N/A |  | 3/23/2020 | N/A | N/A |  | 9/8/2023 |  | 10/1/2022 |  |  | N | No
AF2-198 | Heath 69 kV |  | OH | Licking | Withdrawn | AEP | 22.4 | 22.4 | 8.96 |  | Capacity | Generation Interconnection | Storage |  |  | N/A | https://www.pjm.com/pjmfiles/pub/planning/project-queues/feas_docs/af2198_fea.pdf | Document Posted | https://www.pjm.com/pjmfiles/pub/planning/project-queues/impact_studies/af2198_imp.pdf | Document Posted |  | Withdrawn | N/A |  | N/A |  |  | N/A | N/A |  | 3/23/2020 | N/A | N/A |  | 9/8/2023 |  | 10/15/2022 |  |  | N | No
AF2-199 - moved to TC1 | Nelson-Electric Junction 345 kV |  | IL | Lee | Active | ComEd | 400 | 100 | 60 |  | Capacity | Generation Interconnection | Solar |  |  | N/A | https://www.pjm.com/pjmfiles/pub/planning/project-queues/feas_docs/af2199_fea.pdf | Document Posted | https://www.pjm.com/pjmfiles/pub/planning/project-queues/impact_studies/af2199_imp.pdf | Document Posted |  | In Progress | N/A |  | N/A |  |  | N/A | N/A |  | 3/24/2020 | N/A | N/A |  |  |  | 11/1/2023 |  |  | N | No
AF2-200 - moved to TC1 | Nelson-Electric Junction 345 kV |  | IL | Lee | Active | ComEd | 600 | 200 | 120 |  | Capacity | Generation Interconnection | Solar |  |  | N/A | https://www.pjm.com/pjmfiles/pub/planning/project-queues/feas_docs/af2200_fea.pdf | Document Posted | https://www.pjm.com/pjmfiles/pub/planning/project-queues/impact_studies/af2200_imp.pdf | Document Posted |  | In Progress | N/A |  | N/A |  |  | N/A | N/A |  | 3/24/2020 | N/A | N/A |  |  |  | 11/1/2023 |  |  | N | No
AF2-201 - moved to TC1 | Lena - Lancaster 138 kV |  | IL | Stephenson | Withdrawn | ComEd | 199 | 199 | 51.4 |  | Capacity | Generation Interconnection | Wind; Solar |  |  | N/A | https://www.pjm.com/pjmfiles/pub/planning/project-queues/feas_docs/af2201_fea.pdf | Document Posted |  | Withdrawn |  |  | N/A |  | N/A |  |  | N/A | N/A |  | 3/24/2020 | N/A | N/A |  | 1/22/2025 |  | 5/31/2023 |  |  | N | No
AF2-202 | Landis 12 V |  | NJ | Salem | Withdrawn | AEC | 2.7 | 2.7 | 1.14 |  | Capacity | Generation Interconnection | Solar |  |  | N/A | https://www.pjm.com/pjmfiles/pub/planning/project-queues/feas_docs/af2202_fea.pdf | Document Posted |  |  |  |  | N/A |  | N/A |  |  | N/A | N/A |  | 3/24/2020 | N/A | N/A |  | 9/9/2020 |  | 6/30/2021 |  |  | N | No
AF2-203 | Rohrsburg 12.5 kV |  | PA | Columbia | Withdrawn | PPL | 20 | 20 | 12 |  | Capacity | Generation Interconnection | Solar |  |  | N/A | https://www.pjm.com/pjmfiles/pub/planning/project-queues/feas_docs/af2203_fea.pdf | Document Posted | https://www.pjm.com/pjmfiles/pub/planning/project-queues/impact_studies/af2203_imp.pdf | Document Posted |  |  | N/A |  | N/A |  |  | N/A | N/A |  | 3/25/2020 | N/A | N/A |  | 4/12/2021 |  | 5/31/2022 |  |  | N | No
AF2-204 | Van Buren-Delaware 138 kV |  | IN | Grant | Withdrawn | AEP | 110 | 110 | 72 |  | Capacity | Generation Interconnection | Solar; Storage |  |  | N/A | https://www.pjm.com/pjmfiles/pub/planning/project-queues/feas_docs/af2204_fea.pdf | Document Posted | https://www.pjm.com/pjmfiles/pub/planning/project-queues/impact_studies/af2204_imp.htm | Document Posted | https://www.pjm.com/pjmfiles/pub/planning/project-queues/facilities/af2204_fac.pdf | Document Posted |  | Withdrawn | N/A |  | Withdrawn | N/A | N/A |  | 3/24/2020 | N/A | N/A |  | 1/17/2025 |  | 6/1/2023 |  |  | N | No
AF2-205 | Olive-Reynolds #2 345 kV | Moss Creek Solar | IN | Pulaski | Engineering and Procurement | AEP | 200 | 200 | 120 |  | Capacity | Generation Interconnection | Solar |  |  | N/A | https://www.pjm.com/pjmfiles/pub/planning/project-queues/feas_docs/af2205_fea.pdf | Document Posted | https://www.pjm.com/pjmfiles/pub/planning/project-queues/impact_studies/af2205_imp.htm | Document Posted | https://www.pjm.com/pjmfiles/pub/planning/project-queues/facilities/af2205_fac.pdf | Document Posted | https://www.pjm.com/pjmfiles/pub/planning/project-queues/gia/af2_205_gia.pdf | Document Posted | N/A |  |  | N/A | N/A | 11/18/2026 | 3/25/2020 | N/A | N/A | 1/15/2027 |  |  | 3/22/2027 | 3/22/2027 |  | N | No
AF2-206 | Larrabee-Point Pleasant 34.5 kV |  | NJ | Monmouth | Withdrawn | JCPL | 15.4 | 15.4 | 6.47 |  | Capacity | Generation Interconnection | Solar |  |  | N/A | https://www.pjm.com/pjmfiles/pub/planning/project-queues/feas_docs/af2206_fea.pdf | Document Posted |  |  |  |  | N/A |  | N/A |  |  | N/A | N/A |  | 3/24/2020 | N/A | N/A |  | 9/11/2020 |  | 12/31/2021 |  |  | N | No
AF2-207 | Nelson 69 kV |  | DE | Sussex | Withdrawn | DPL | 50.4 | 50.4 | 20.16 |  | Capacity | Generation Interconnection | Storage |  |  | N/A | https://www.pjm.com/pjmfiles/pub/planning/project-queues/feas_docs/af2207_fea.pdf | Document Posted | https://www.pjm.com/pjmfiles/pub/planning/project-queues/impact_studies/af2207_imp.pdf | Document Posted |  | Withdrawn | N/A |  | N/A |  |  | N/A | N/A |  | 3/24/2020 | N/A | N/A |  | 9/12/2023 |  | 10/15/2022 |  |  | N | No
AF2-208 | Colora 230 kV |  | MD | Cecil | Withdrawn | DPL | 100.8 | 100.8 | 40.32 |  | Capacity | Generation Interconnection | Storage |  |  | N/A | https://www.pjm.com/pjmfiles/pub/planning/project-queues/feas_docs/af2208_fea.pdf | Document Posted | https://www.pjm.com/pjmfiles/pub/planning/project-queues/impact_studies/af2208_imp.pdf | Document Posted |  | Withdrawn | N/A |  | N/A |  |  | N/A | N/A |  | 3/24/2020 | N/A | N/A |  | 9/1/2023 |  | 10/15/2022 |  |  | N | No
AF2-209 - moved to TC1 | South Hicksville-Sowers 138 kV |  | OH | Defiance | Withdrawn | AEP | 140 | 140 | 19.6 |  | Capacity | Generation Interconnection | Solar |  |  | N/A | https://www.pjm.com/pjmfiles/pub/planning/project-queues/feas_docs/af2209_fea.pdf | Document Posted | https://www.pjm.com/pjmfiles/pub/planning/project-queues/impact_studies/af2209_imp.pdf | Document Posted |  | Withdrawn | N/A |  | N/A |  |  | N/A | N/A |  | 3/25/2020 | N/A | N/A |  | 1/22/2025 |  | 6/2/2023 |  |  | N | No
AF2-210 | Foster-Garver Road 345 kV |  | OH | Pickaway | Withdrawn | DEOK | 200 | 200 | 120 |  | Capacity | Generation Interconnection | Solar |  |  | N/A | https://www.pjm.com/pjmfiles/pub/planning/project-queues/feas_docs/af2210_fea.pdf | Document Posted | https://www.pjm.com/pjmfiles/pub/planning/project-queues/impact_studies/af2210_imp.pdf | Document Posted |  |  | N/A |  | N/A |  |  | N/A | N/A |  | 3/25/2020 | N/A | N/A |  | 3/8/2021 |  | 12/31/2023 |  |  | N | No
AF2-211 | College Corner 138 kV |  | IN | Henry | Withdrawn | AEP | 100 | 100 | 60 |  | Capacity | Generation Interconnection | Solar |  |  | N/A | https://www.pjm.com/pjmfiles/pub/planning/project-queues/feas_docs/af2211_fea.pdf | Document Posted | https://www.pjm.com/pjmfiles/pub/planning/project-queues/impact_studies/af2211_imp.pdf | Document Posted |  |  | N/A |  | N/A |  |  | N/A | N/A |  | 3/25/2020 | N/A | N/A |  | 4/15/2021 |  | 12/31/2023 |  |  | N | No
AF2-212 | Shelby 138 kV |  | IN | Jay | Withdrawn | Dayton | 150 | 150 | 90 |  | Capacity | Generation Interconnection | Solar |  |  | N/A | https://www.pjm.com/pjmfiles/pub/planning/project-queues/feas_docs/af2212_fea.pdf | Document Posted | https://www.pjm.com/pjmfiles/pub/planning/project-queues/impact_studies/af2212_imp.pdf | Document Posted |  |  | N/A |  | N/A |  |  | N/A | N/A |  | 3/25/2020 | N/A | N/A |  | 4/15/2021 |  | 12/31/2023 |  |  | N | No
AF2-213 | Zions View-Smith Street 115 kV |  | PA | York | Withdrawn | ME | 81.2 | 81.2 | 32.48 |  | Capacity | Generation Interconnection | Storage |  |  | N/A | https://www.pjm.com/pjmfiles/pub/planning/project-queues/feas_docs/af2213_fea.pdf | Document Posted | https://www.pjm.com/pjmfiles/pub/planning/project-queues/impact_studies/af2213_imp.pdf | Document Posted |  | Withdrawn | N/A |  | N/A |  |  | N/A | N/A |  | 3/25/2020 | N/A | N/A |  | 8/14/2023 |  | 10/15/2022 |  |  | N | No
AF2-214 | Heartsease DP-Anaconda 115 kV |  | NC | Edgecombe | Withdrawn | Dominion | 151.2 | 151.2 | 60.5 |  | Capacity | Generation Interconnection | Storage |  |  | N/A | https://www.pjm.com/pjmfiles/pub/planning/project-queues/feas_docs/af2214_fea.pdf | Document Posted |  |  |  |  | N/A |  | N/A |  |  | N/A | N/A |  | 3/25/2020 | N/A | N/A |  | 8/24/2020 |  | 12/2/2022 |  |  | N | No
AF2-215 | Saint Thomas-LeMasters Junction 34.5 kV | Mercersburg Road Solar | PA | Franklin | Withdrawn | APS | 5 | 5 | 3 |  | Capacity | Generation Interconnection | Solar |  |  | N/A | https://www.pjm.com/pjmfiles/pub/planning/project-queues/feas_docs/af2215_fea.pdf | Document Posted | https://www.pjm.com/pjmfiles/pub/planning/project-queues/impact_studies/af2215_imp.pdf | Document Posted |  | Not Required | N/A | Wholesale Market Participation Agreement | https://www.pjm.com/pjmfiles/pub/planning/project-queues/wmpa/af2215_wmpa.pdf | https://www.pjm.com/pjmfiles/pub/planning/project-queues/csa/af2215_wmpa.pdf | Not Required | N/A | N/A |  | 3/25/2020 | N/A | N/A |  | 3/1/2024 |  | 4/12/2024 | 4/12/2024 |  | N | No
AF2-216 | Blue Jacket-Kirby 138 kV |  | OH | Union | Withdrawn | ATSI | 150 | 150 | 90 |  | Capacity | Generation Interconnection | Solar |  |  | N/A | https://www.pjm.com/pjmfiles/pub/planning/project-queues/feas_docs/af2216_fea.pdf | Document Posted |  |  |  |  | N/A |  | N/A |  |  | N/A | N/A |  | 3/25/2020 | N/A | N/A |  | 9/3/2020 |  | 8/30/2024 |  |  | N | No
AF2-217 | Hyatt-Marysville 345 kV |  | OH | Union | Withdrawn | AEP | 220 | 220 | 132 |  | Capacity | Generation Interconnection | Solar |  |  | N/A | https://www.pjm.com/pjmfiles/pub/planning/project-queues/feas_docs/af2217_fea.pdf | Document Posted |  |  |  |  | N/A |  | N/A |  |  | N/A | N/A |  | 3/25/2020 | N/A | N/A |  | 9/3/2020 |  | 8/30/2024 |  |  | N | No
AF2-218 | Gettysburg 69 kV |  | OH | Darke | Withdrawn | Dayton | 49.99 | 49.99 | 29.99 |  | Capacity | Generation Interconnection | Solar |  |  | N/A | https://www.pjm.com/pjmfiles/pub/planning/project-queues/feas_docs/af2218_fea.pdf | Document Posted |  |  |  |  | N/A |  | N/A |  |  | N/A | N/A |  | 3/25/2020 | N/A | N/A |  | 8/28/2020 |  | 8/30/2024 |  |  | N | No
AF2-219 |  |  | NC | Halifax | Withdrawn | Dominion | 58 | 58 | 38.67 |  | Capacity | Generation Interconnection | Solar |  |  | N/A |  | Withdrawn |  |  |  |  | N/A |  | N/A |  |  | N/A | N/A |  | 3/25/2020 | N/A | N/A |  | 4/22/2020 |  | 12/31/2023 |  |  | N | No
AF2-220 | Hickman-River Bend 69 kV |  | VA | Pulaski | Withdrawn | AEP | 37 | 37 | 22.2 |  | Capacity | Generation Interconnection | Solar |  |  | N/A | https://www.pjm.com/pjmfiles/pub/planning/project-queues/feas_docs/af2220_fea.pdf | Document Posted |  |  |  |  | N/A |  | N/A |  |  | N/A | N/A |  | 3/25/2020 | N/A | N/A |  | 8/27/2020 |  | 6/30/2023 |  |  | N | No
AF2-221 | Scalp Level 22.9 kV | Stony Creek Solar | PA | Somerset | Suspended | PENELEC | 15 | 15 | 6.3 |  | Capacity | Generation Interconnection | Solar |  |  | N/A | https://www.pjm.com/pjmfiles/pub/planning/project-queues/feas_docs/af2221_fea.pdf | Document Posted | https://www.pjm.com/pjmfiles/pub/planning/project-queues/impact_studies/af2221_imp.html | Document Posted |  |  | N/A | Wholesale Market Participation Agreement | https://www.pjm.com/pjmfiles/pub/planning/project-queues/wmpa/af2221_wmpa.pdf | https://www.pjm.com/pjmfiles/pub/planning/project-queues/csa/af2221_wmpa.pdf | Not Required | N/A | N/A |  | 3/25/2020 | N/A | N/A | 8/1/2025 |  |  | 10/1/2025 | 10/1/2025 |  | N | No
AF2-222 - moved to TC1 | Madisonville DP-Twitty's Creek 115 kV |  | VA | Charlotte | Active | Dominion | 167 | 167 | 100 |  | Capacity | Generation Interconnection | Solar |  |  | N/A | https://www.pjm.com/pjmfiles/pub/planning/project-queues/feas_docs/af2222_fea.pdf | Document Posted | https://www.pjm.com/pjmfiles/pub/planning/project-queues/impact_studies/af2222_imp.pdf | Document Posted |  | In Progress | https://www.pjm.com/pjmfiles/pub/planning/project-queues/isa/af2_222_isa2.pdf | Interim Study | N/A | https://www.pjm.com/pjmfiles/pub/planning/project-queues/csa/af2_222_csa.pdf | Document Posted | N/A | N/A | 12/31/2025 | 3/25/2020 | N/A | N/A | 3/31/2027 |  |  | 5/31/2023 |  |  | N | No
AF2-223 | Marysville 345 kV |  | OH | Union | Withdrawn | AEP | 200 | 200 | 120 |  | Capacity | Generation Interconnection | Solar |  |  | N/A | https://www.pjm.com/pjmfiles/pub/planning/project-queues/feas_docs/af2223_fea.pdf | Document Posted | https://www.pjm.com/pjmfiles/pub/planning/project-queues/impact_studies/af2223_imp.pdf | Document Posted |  | Withdrawn | N/A |  | N/A |  |  | N/A | N/A |  | 3/25/2020 | N/A | N/A |  | 9/14/2023 |  | 10/1/2023 |  |  | N | No
AF2-224 | Allen 345 kV | Flatrock Creek Solar I | IN | Allen | Engineering and Procurement | AEP | 100 | 100 | 42 |  | Capacity | Generation Interconnection | Solar |  |  | N/A | https://www.pjm.com/pjmfiles/pub/planning/project-queues/feas_docs/af2224_fea.pdf | Document Posted | https://www.pjm.com/pjmfiles/pub/planning/project-queues/impact_studies/af2224_imp.htm | Document Posted | https://www.pjm.com/pjmfiles/pub/planning/project-queues/facilities/af2224_fac.pdf | Document Posted | https://www.pjm.com/pjmfiles/pub/planning/project-queues/gia/af2_224_gia.pdf | Document Posted | N/A |  |  | N/A | N/A | 5/1/2028 | 3/26/2020 | N/A | N/A | 5/15/2028 |  |  | 12/31/2028 | 12/31/2028 |  | N | No
AF2-225 - moved to TC1 | McLean 345 kV |  | IL | McLean | Active | ComEd | 150 | 150 | 63 |  | Capacity | Generation Interconnection | Solar |  |  | N/A | https://www.pjm.com/pjmfiles/pub/planning/project-queues/feas_docs/af2225_fea.pdf | Document Posted | https://www.pjm.com/pjmfiles/pub/planning/project-queues/impact_studies/af2225_imp.pdf | Document Posted |  | In Progress | N/A |  | N/A |  |  | N/A | N/A |  | 3/26/2020 | N/A | N/A |  |  |  | 10/31/2022 |  |  | N | No
AF2-226 - moved to TC1 | Katydid Road 345 kV |  | IL | Lasalle | Active | ComEd | 50 | 50 | 20 |  | Capacity | Generation Interconnection | Storage |  |  | N/A | https://www.pjm.com/pjmfiles/pub/planning/project-queues/feas_docs/af2226_fea.pdf | Document Posted | https://www.pjm.com/pjmfiles/pub/planning/project-queues/impact_studies/af2226_imp.pdf | Document Posted |  | In Progress | N/A |  | N/A |  |  | N/A | N/A |  | 3/26/2020 | N/A | N/A |  |  |  | 10/31/2023 |  |  | N | No
AF2-227 | Martins Creek–Cherry Hill 69 kV |  | PA | Northampton | Withdrawn | PPL | 63.75 | 63.75 | 38.25 |  | Capacity | Generation Interconnection | Solar |  |  | N/A | https://www.pjm.com/pjmfiles/pub/planning/project-queues/feas_docs/af2227_fea.pdf | Document Posted | https://www.pjm.com/pjmfiles/pub/planning/project-queues/impact_studies/af2227_imp.pdf | Document Posted |  | Withdrawn | N/A |  | N/A |  |  | N/A | N/A |  | 3/26/2020 | N/A | N/A |  | 9/13/2023 |  | 6/30/2023 |  |  | N | No
AF2-228 | Brunner Island 13.8 kV |  | PA | York | Withdrawn | PPL | 61 | 61 | 36.6 |  | Capacity | Generation Interconnection | Solar |  |  | N/A | https://www.pjm.com/pjmfiles/pub/planning/project-queues/feas_docs/af2228_fea.pdf | Document Posted | https://www.pjm.com/pjmfiles/pub/planning/project-queues/impact_studies/af2228_imp.pdf | Document Posted |  | Withdrawn | N/A |  | N/A |  |  | N/A | N/A |  | 3/26/2020 | N/A | N/A |  | 8/8/2023 |  | 6/30/2023 |  |  | N | No
AF2-229 | Roxbury 23 kV | Gobbler Knob | PA | Cumberland | Engineering and Procurement | PENELEC | 20 | 20 | 10.9 |  | Capacity | Generation Interconnection | Solar |  |  | N/A | https://www.pjm.com/pjmfiles/pub/planning/project-queues/feas_docs/af2229_fea.pdf | Document Posted | https://www.pjm.com/pjmfiles/pub/planning/project-queues/impact_studies/af2229_imp.htm | Document Posted | https://www.pjm.com/pjmfiles/pub/planning/project-queues/facilities/af2229_fac.pdf | Document Posted | https://www.pjm.com/pjmfiles/pub/planning/project-queues/gia/af2_229_gia.pdf | Document Posted | N/A |  |  | N/A | N/A | 8/31/2027 | 3/26/2020 | N/A | N/A | 9/14/2027 |  |  | 11/30/2027 | 11/30/2027 |  | N | No
AF2-230 | Lock 34 kV |  | PA | Montgomery | Withdrawn | PECO | 4 | 4 | 2.4 |  | Capacity | Generation Interconnection | Solar |  |  | N/A | https://www.pjm.com/pjmfiles/pub/planning/project-queues/feas_docs/af2230_fea.pdf | Document Posted | https://www.pjm.com/pjmfiles/pub/planning/project-queues/impact_studies/af2230_imp.pdf | Document Posted |  |  | N/A |  | N/A |  |  | N/A | N/A |  | 3/26/2020 | N/A | N/A |  | 8/25/2020 |  | 6/1/2020 |  |  | N | No
AF2-231 | Belleville 12.47 kV |  | PA | Mifflin | Withdrawn | PENELEC | 5 | 5 | 3 |  | Capacity | Generation Interconnection | Solar |  |  | N/A | https://www.pjm.com/pjmfiles/pub/planning/project-queues/feas_docs/af2231_fea.pdf | Document Posted | https://www.pjm.com/pjmfiles/pub/planning/project-queues/impact_studies/af2231_imp.pdf | Document Posted |  |  | N/A |  | N/A |  |  | N/A | N/A |  | 3/26/2020 | N/A | N/A |  | 10/19/2020 |  | 6/1/2020 |  |  | N | No
AF2-232 | Bowmanns Mill Tap-Scott 69 kV |  | PA | Columbia | Withdrawn | PPL | 75 | 40 | 24 |  | Capacity | Generation Interconnection | Solar; Storage |  |  | N/A | https://www.pjm.com/pjmfiles/pub/planning/project-queues/feas_docs/af2232_fea.pdf | Document Posted | https://www.pjm.com/pjmfiles/pub/planning/project-queues/impact_studies/af2232_imp.pdf | Document Posted |  | Withdrawn | N/A |  | N/A |  |  | N/A | N/A |  | 3/26/2020 | N/A | N/A |  | 9/13/2023 |  | 12/15/2021 |  |  | N | No
AF2-233 | Penns-Richfield Tie #1 69 kV | Washington East Solar | PA | Snyder | Engineering and Procurement | PPL | 20 | 20 | 12 |  | Capacity | Generation Interconnection | Solar; Storage |  |  | N/A | https://www.pjm.com/pjmfiles/pub/planning/project-queues/feas_docs/af2233_fea.pdf | Document Posted | https://www.pjm.com/pjmfiles/pub/planning/project-queues/impact_studies/af2233_imp.htm | Document Posted | https://www.pjm.com/pjmfiles/pub/planning/project-queues/facilities/af2233_fac.pdf | Document Posted | https://www.pjm.com/pjmfiles/pub/planning/project-queues/gia/af2_233_gia.pdf | Document Posted | N/A |  |  | N/A | N/A | 9/30/2026 | 3/26/2020 | N/A | N/A | 10/30/2026 |  |  | 12/30/2026 | 12/30/2026 |  | N | No
AF2-234 | Sunbury Yard #1-Richfield Tie #2 69 kV | Washington West Solar | PA | Snyder | Engineering and Procurement | PPL | 40 | 40 | 24 |  | Capacity | Generation Interconnection | Solar; Storage |  |  | N/A | https://www.pjm.com/pjmfiles/pub/planning/project-queues/feas_docs/af2234_fea.pdf | Document Posted | https://www.pjm.com/pjmfiles/pub/planning/project-queues/impact_studies/af2234_imp.htm | Document Posted | https://www.pjm.com/pjmfiles/pub/planning/project-queues/facilities/af2234_fac.pdf | Document Posted | https://www.pjm.com/pjmfiles/pub/planning/project-queues/gia/af2_234_gia.pdf | Document Posted | N/A |  |  | N/A | N/A | 9/30/2026 | 3/26/2020 | N/A | N/A | 10/30/2026 |  |  | 12/30/2026 | 12/30/2026 |  | N | No
AF2-235 | Titusville-Oil Creek 34.5 kV | Big Bell Solar | PA | Crawford | Engineering and Procurement | PENELEC | 10 | 10 | 6 |  | Capacity | Generation Interconnection | Solar |  |  | N/A | https://www.pjm.com/pjmfiles/pub/planning/project-queues/feas_docs/af2235_fea.pdf | Document Posted | https://www.pjm.com/pjmfiles/pub/planning/project-queues/impact_studies/af2235_imp.htm | Document Posted | https://www.pjm.com/pjmfiles/pub/planning/project-queues/facilities/af2235_fac.pdf | Document Posted | https://www.pjm.com/pjmfiles/pub/planning/project-queues/gia/af2_235_gia.pdf | Document Posted | N/A |  |  | N/A | N/A | 4/30/2027 | 3/27/2020 | N/A | N/A | 6/7/2027 |  |  | 7/31/2027 | 7/31/2027 |  | N | No
AF2-236 | Jamestown-Hartstown 69 kV |  | PA | Crawford | Withdrawn | ATSI | 28 | 8 | 4.8 |  | Capacity | Generation Interconnection | Solar |  |  | N/A | https://www.pjm.com/pjmfiles/pub/planning/project-queues/feas_docs/af2236_fea.pdf | Document Posted |  |  |  |  | N/A |  | N/A |  |  | N/A | N/A |  | 3/26/2020 | N/A | N/A |  | 9/14/2020 |  | 2/15/2023 |  |  | N | No
AF2-237 | Union City-Cambridge Springs 34.5 kV |  | PA | Crawford | Withdrawn | PENELEC | 30 | 10 | 6 |  | Capacity | Generation Interconnection | Solar |  |  | N/A | https://www.pjm.com/pjmfiles/pub/planning/project-queues/feas_docs/af2237_fea.pdf | Document Posted |  |  |  |  | N/A |  | N/A |  |  | N/A | N/A |  | 3/26/2020 | N/A | N/A |  | 9/14/2020 |  | 1/1/2023 |  |  | N | No
AF2-238 | Mansfield-South Troy 34.5 kV | Farmers Valley Solar | PA | Bradford | Engineering and Procurement | PENELEC | 20 | 20 | 12 |  | Capacity | Generation Interconnection | Solar |  |  | N/A | https://www.pjm.com/pjmfiles/pub/planning/project-queues/feas_docs/af2238_fea.pdf | Document Posted | https://www.pjm.com/pjmfiles/pub/planning/project-queues/impact_studies/af2238_imp.htm | Document Posted | https://www.pjm.com/pjmfiles/pub/planning/project-queues/facilities/af2238_fac.pdf | Document Posted | https://www.pjm.com/pjmfiles/pub/planning/project-queues/gia/af2_238_gia.pdf | Document Posted | N/A |  |  | N/A | N/A | 4/30/2026 | 3/26/2020 | N/A | N/A | 5/28/2027 |  |  | 7/31/2027 | 7/31/2027 |  | N | No
AF2-239 | Wyalusing-Hollenback WRC 34.5 kV |  | PA | Bradford | Withdrawn | PENELEC | 20 | 20 | 11.1 |  | Capacity | Generation Interconnection | Solar |  |  | N/A | https://www.pjm.com/pjmfiles/pub/planning/project-queues/feas_docs/af2239_fea.pdf | Document Posted | https://www.pjm.com/pjmfiles/pub/planning/project-queues/impact_studies/af2239_imp.pdf | Document Posted |  |  | N/A |  | N/A |  |  | N/A | N/A |  | 3/26/2020 | N/A | N/A |  | 3/25/2021 |  | 11/30/2021 |  |  | N | No
AF2-240 | North Orwell 12.47 kV |  | PA | Bradford | Withdrawn | PENELEC | 7 | 7 | 3.78 |  | Capacity | Generation Interconnection | Solar |  |  | N/A | https://www.pjm.com/pjmfiles/pub/planning/project-queues/feas_docs/af2240_fea.pdf | Document Posted | https://www.pjm.com/pjmfiles/pub/planning/project-queues/impact_studies/af2240_imp.pdf | Document Posted |  |  | N/A |  | N/A |  |  | N/A | N/A |  | 3/26/2020 | N/A | N/A |  | 3/19/2021 |  | 11/30/2021 |  |  | N | No
AF2-241 | Athens-Milan 34.5 kV |  | PA | Bradford | Withdrawn | PENELEC | 20 | 20 | 11.3 |  | Capacity | Generation Interconnection | Solar |  |  | N/A | https://www.pjm.com/pjmfiles/pub/planning/project-queues/feas_docs/af2241_fea.pdf | Document Posted | https://www.pjm.com/pjmfiles/pub/planning/project-queues/impact_studies/af2241_imp.pdf | Document Posted |  |  | N/A |  | N/A |  |  | N/A | N/A |  | 3/26/2020 | N/A | N/A |  | 3/29/2021 |  | 11/30/2021 |  |  | N | No
AF2-242 | Wharton 115 kV |  | NC | Beaufort | Withdrawn | Dominion | 80 | 80 | 45 |  | Capacity | Generation Interconnection | Solar |  |  | N/A | https://www.pjm.com/pjmfiles/pub/planning/project-queues/feas_docs/af2242_fea.pdf | Document Posted | https://www.pjm.com/pjmfiles/pub/planning/project-queues/impact_studies/af2242_imp.pdf | Document Posted |  |  | N/A |  | N/A |  |  | N/A | N/A |  | 3/27/2020 | N/A | N/A |  | 3/25/2021 |  | 9/30/2023 |  |  | N | No
AF2-243 | Clark Summit 34.5 kV | Pearl Solar | PA | Venango | Withdrawn | PENELEC | 15 | 15 | 9 |  | Capacity | Generation Interconnection | Solar |  |  | N/A | https://www.pjm.com/pjmfiles/pub/planning/project-queues/feas_docs/af2243_fea.pdf | Document Posted | https://www.pjm.com/pjmfiles/pub/planning/project-queues/impact_studies/af2243_imp.htm | Document Posted |  | Not Required | N/A | Wholesale Market Participation Agreement | https://www.pjm.com/pjmfiles/pub/planning/project-queues/wmpa/af2243_wmpa.pdf | https://www.pjm.com/pjmfiles/pub/planning/project-queues/csa/af2243_wmpa.pdf | Not Required | N/A | N/A |  | 3/27/2020 | N/A | N/A | 7/3/2026 | 3/21/2025 |  | 9/2/2026 | 9/2/2026 |  | N | No
AF2-244 | Powhatan 34.5 kV |  | VA | Powhatan | Withdrawn | Dominion | 15 | 15 | 9.4 |  | Capacity | Generation Interconnection | Solar |  |  | N/A | https://www.pjm.com/pjmfiles/pub/planning/project-queues/feas_docs/af2244_fea.pdf | Document Posted |  | Withdrawn |  |  | N/A |  | N/A |  |  | N/A | N/A |  | 3/27/2020 | N/A | N/A |  | 1/6/2021 |  | 3/31/2023 |  |  | N | No
AF2-245 | Spurlock-Flemingsburg 138 kV |  | KY | Mason | Withdrawn | EKPC | 132 | 132 | 79.2 |  | Capacity | Generation Interconnection | Solar; Storage |  |  | N/A | https://www.pjm.com/pjmfiles/pub/planning/project-queues/feas_docs/af2245_fea.pdf | Document Posted |  |  |  |  | N/A |  | N/A |  |  | N/A | N/A |  | 3/27/2020 | N/A | N/A |  | 8/31/2020 |  | 6/1/2023 |  |  | N | No
AF2-246 | Stephensburg 69 kV |  | KY | Hardin | Withdrawn | EKPC | 58 | 58 | 38.67 |  | Capacity | Generation Interconnection | Solar |  |  | N/A |  | Withdrawn |  |  |  |  | N/A |  | N/A |  |  | N/A | N/A |  | 3/27/2020 | N/A | N/A |  | 4/16/2020 |  | 12/29/2023 |  |  | N | No
AF2-247 | Bustleton 13.2 kV | FLR Florence Landfill | NJ | Burlington | In Service | PSEG | 5 | 5 | 2.1 | 5 | Capacity | Generation Interconnection | Solar |  |  | N/A | https://www.pjm.com/pjmfiles/pub/planning/project-queues/feas_docs/af2247_fea.pdf | Document Posted | https://www.pjm.com/pjmfiles/pub/planning/project-queues/impact_studies/af2247_imp.pdf | Document Posted |  | Not Required | https://www.pjm.com/pjmfiles/pub/planning/project-queues/isa/af2_247_isa.pdf | Document Posted | N/A | https://www.pjm.com/pjmfiles/pub/planning/project-queues/csa/af2_247_csa.pdf | Document Posted | N/A | N/A |  | 3/27/2020 | N/A | N/A |  |  |  | 6/30/2022 | 6/30/2022 | 3/2/2022 | N | No
AF2-248 | Edgewood 12 kV I |  | MD | Wicomico | Withdrawn | DPL | 7.2 | 7.2 | 3.4 |  | Capacity | Generation Interconnection | Solar |  |  | N/A | https://www.pjm.com/pjmfiles/pub/planning/project-queues/feas_docs/af2248_fea.pdf | Document Posted | https://www.pjm.com/pjmfiles/pub/planning/project-queues/impact_studies/af2248_imp.pdf | Document Posted |  |  | N/A |  | N/A |  |  | N/A | N/A |  | 3/27/2020 | N/A | N/A |  | 4/21/2021 |  | 6/1/2020 |  |  | N | No
AF2-249 | Edgewood 12 kV II | Citron Storage | MD | Wicomico | Withdrawn | DPL | 3 | 3 | 0.6 |  | Capacity | Generation Interconnection | Storage |  |  | N/A | https://www.pjm.com/pjmfiles/pub/planning/project-queues/feas_docs/af2249_fea.pdf | Document Posted | https://www.pjm.com/pjmfiles/pub/planning/project-queues/impact_studies/af2249_imp.pdf | Document Posted |  | Not Required | N/A | Wholesale Market Participation Agreement | https://www.pjm.com/pjmfiles/pub/planning/project-queues/wmpa/af2249_wmpa.pdf | https://www.pjm.com/pjmfiles/pub/planning/project-queues/csa/af2249_wmpa.pdf | Not Required | N/A | N/A |  | 3/27/2020 | N/A | N/A | 2/28/2025 | 7/11/2024 |  | 11/30/2023 | 11/30/2023 |  | N | No
AF2-250 | Edgewood 12 kV III | Kumquat Solar | MD | Wicomico | In Service | DPL | 1.95 | 1.95 | 1.1 | 1.95 | Capacity | Generation Interconnection | Solar |  |  | N/A | https://www.pjm.com/pjmfiles/pub/planning/project-queues/feas_docs/af2250_fea.pdf | Document Posted | https://www.pjm.com/pjmfiles/pub/planning/project-queues/impact_studies/af2250_imp.pdf | Document Posted |  | Not Required | N/A | Wholesale Market Participation Agreement | https://www.pjm.com/pjmfiles/pub/planning/project-queues/wmpa/af2250_wmpa.pdf | https://www.pjm.com/pjmfiles/pub/planning/project-queues/csa/af2250_wmpa.pdf | Not Required | N/A | N/A |  | 3/27/2020 | N/A | N/A |  |  |  | 7/31/2022 | 7/31/2022 | 10/19/2022 | N | No
AF2-251 | Susquehanna unit 1 230 kV |  | PA | Luzerne | Withdrawn | PPL | 1310 | 50 | 0 |  | Energy | Generation Interconnection | Nuclear |  |  | N/A | https://www.pjm.com/pjmfiles/pub/planning/project-queues/feas_docs/af2251_fea.pdf | Document Posted | https://www.pjm.com/pjmfiles/pub/planning/project-queues/impact_studies/af2251_imp.pdf | Document Posted |  | Withdrawn | N/A |  | N/A |  |  | N/A | N/A |  | 3/27/2020 | N/A | N/A |  | 11/30/2022 |  | 8/1/2020 |  |  | N | No
AF2-252 | Blue Mound 345 kV | Twin Groves Storage I | IL | McLean | Engineering and Procurement | ComEd | 248 | 50 | 20 |  | Capacity | Generation Interconnection | Storage |  |  | N/A | https://www.pjm.com/pjmfiles/pub/planning/project-queues/feas_docs/af2252_fea.pdf | Document Posted | https://www.pjm.com/pjmfiles/pub/planning/project-queues/impact_studies/af2252_imp.htm | Document Posted |  | Not Required | https://www.pjm.com/pjmfiles/pub/planning/project-queues/gia/af2_252_gia.pdf | Document Posted | N/A |  |  | N/A | N/A | 12/1/2027 | 3/27/2020 | N/A | N/A | 12/1/2027 |  |  | 1/28/2028 | 1/28/2028 |  | N | No
AF2-253 | McClelland-Shenango 345 kV |  | PA | Lawrence | Withdrawn | ATSI | 70 | 70 | 42 |  | Capacity | Generation Interconnection | Solar |  |  | N/A | https://www.pjm.com/pjmfiles/pub/planning/project-queues/feas_docs/af2253_fea.pdf | Document Posted |  |  |  |  | N/A |  | N/A |  |  | N/A | N/A |  | 3/27/2020 | N/A | N/A |  | 9/14/2020 |  | 6/1/2022 |  |  | N | No
AF2-254 | Cookstown-New Lisbon 34.5 kV | NJ Land Phase II | NJ | Burlington | Suspended | JCPL | 10 | 10 | 4.2 |  | Capacity | Generation Interconnection | Solar |  |  | N/A | https://www.pjm.com/pjmfiles/pub/planning/project-queues/feas_docs/af2254_fea.pdf | Document Posted | https://www.pjm.com/pjmfiles/pub/planning/project-queues/impact_studies/af2254_imp.htm | Document Posted |  | Not Required | https://www.pjm.com/pjmfiles/pub/planning/project-queues/isa/af2_254_isa.pdf | Document Posted | N/A | https://www.pjm.com/pjmfiles/pub/planning/project-queues/csa/af2_254_csa.pdf | Document Posted | N/A | N/A | 4/1/2025 | 3/27/2020 | N/A | N/A | 5/1/2025 |  |  | 6/1/2025 | 6/1/2025 |  | N | No
AF2-255 | Iron Bridge 34.5 kV | Bradley Ridge Solar | VA | Chesterfield | Withdrawn | Dominion | 25 | 5 | 3 |  | Capacity | Generation Interconnection | Solar |  |  | N/A | https://www.pjm.com/pjmfiles/pub/planning/project-queues/feas_docs/af2255_fea.pdf | Document Posted | https://www.pjm.com/pjmfiles/pub/planning/project-queues/impact_studies/af2255_imp.pdf | Document Posted |  | Not Required | N/A | Wholesale Market Participation Agreement | https://www.pjm.com/pjmfiles/pub/planning/project-queues/wmpa/af2255_wmpa.pdf | https://www.pjm.com/pjmfiles/pub/planning/project-queues/csa/af2255_wmpa.pdf | Not Required | N/A | N/A |  | 3/27/2020 | N/A | N/A |  | 5/19/2022 |  | 11/30/2023 | 11/30/2023 |  | N | No
AF2-256 | Tyler 34.5 kV | Bradley Bridge Solar | VA | Chesterfield | Withdrawn | Dominion | 25 | 5 | 3 |  | Capacity | Generation Interconnection | Solar |  |  | N/A | https://www.pjm.com/pjmfiles/pub/planning/project-queues/feas_docs/af2256_fea.pdf | Document Posted | https://www.pjm.com/pjmfiles/pub/planning/project-queues/impact_studies/af2256_imp.pdf | Document Posted |  | Not Required | N/A | Wholesale Market Participation Agreement | https://www.pjm.com/pjmfiles/pub/planning/project-queues/wmpa/af2256_wmpa.pdf | https://www.pjm.com/pjmfiles/pub/planning/project-queues/csa/af2256_wmpa.pdf | Not Required | N/A | N/A |  | 3/27/2020 | N/A | N/A |  | 5/19/2022 |  | 11/30/2023 | 11/30/2023 |  | N | No
AF2-257 | Tyler 34.5 kV |  | VA | Chesterfield | Withdrawn | Dominion | 25 | 5 | 3 |  | Capacity | Generation Interconnection | Solar |  |  | N/A | https://www.pjm.com/pjmfiles/pub/planning/project-queues/feas_docs/af2257_fea.pdf | Document Posted | https://www.pjm.com/pjmfiles/pub/planning/project-queues/impact_studies/af2257_imp.pdf | Document Posted |  |  |  | Withdrawn | N/A |  | Not Required | N/A | N/A |  | 3/27/2020 | N/A | N/A |  | 5/24/2022 |  | 12/12/2022 |  |  | N | No
AF2-258 | Harrowgate 34.5 kV |  | VA | Chesterfield | Withdrawn | Dominion | 25 | 5 | 3 |  | Capacity | Generation Interconnection | Solar |  |  | N/A | https://www.pjm.com/pjmfiles/pub/planning/project-queues/feas_docs/af2258_fea.pdf | Document Posted | https://www.pjm.com/pjmfiles/pub/planning/project-queues/impact_studies/af2258_imp.pdf | Document Posted |  | Withdrawn | N/A |  | N/A |  |  | N/A | N/A |  | 3/27/2020 | N/A | N/A |  | 5/24/2022 |  | 12/12/2022 |  |  | N | No
AF2-259 | Locks 34.5 kV |  | VA | Chesterfield | Withdrawn | Dominion | 25 | 25 | 15 |  | Capacity | Generation Interconnection | Solar |  |  | N/A | https://www.pjm.com/pjmfiles/pub/planning/project-queues/feas_docs/af2259_fea.pdf | Document Posted | https://www.pjm.com/pjmfiles/pub/planning/project-queues/impact_studies/af2259_imp.pdf | Document Posted |  | Withdrawn | N/A |  | N/A |  |  | N/A | N/A |  | 3/27/2020 | N/A | N/A |  | 9/8/2023 |  | 12/12/2022 |  |  | N | No
AF2-260 | Stephensburg-Central Hardin 69 kV |  | KY | Hardin | Withdrawn | EKPC | 85 | 85 | 53 |  | Capacity | Generation Interconnection | Solar |  |  | N/A | https://www.pjm.com/pjmfiles/pub/planning/project-queues/feas_docs/af2260_fea.pdf | Document Posted | https://www.pjm.com/pjmfiles/pub/planning/project-queues/impact_studies/af2260_imp.htm | Document Posted | https://www.pjm.com/pjmfiles/pub/planning/project-queues/facilities/af2260_fac.pdf | Document Posted |  | Withdrawn | N/A |  |  | N/A | N/A |  | 3/27/2020 | N/A | N/A |  | 4/7/2025 |  | 12/31/2023 |  |  | N | No
AF2-261 | Harwood-Susquehanna #1 230 kV |  | PA | Luzerne | Withdrawn | PPL | 75 | 75 | 31.5 |  | Capacity | Generation Interconnection | Solar |  |  | N/A | https://www.pjm.com/pjmfiles/pub/planning/project-queues/feas_docs/af2261_fea.pdf | Document Posted |  |  |  |  | N/A |  | N/A |  |  | N/A | N/A |  | 3/27/2020 | N/A | N/A |  | 8/28/2020 |  | 11/30/2023 |  |  | N | No
AF2-262 | Freeland #1 Tap-Jeddo-Highland 69 kV |  | PA | Luzerne | Withdrawn | PPL | 45 | 45 | 18.9 |  | Capacity | Generation Interconnection | Solar |  |  | N/A | https://www.pjm.com/pjmfiles/pub/planning/project-queues/feas_docs/af2262_fea.pdf | Document Posted |  |  |  |  | N/A |  | N/A |  |  | N/A | N/A |  | 3/27/2020 | N/A | N/A |  | 8/28/2020 |  | 12/31/2023 |  |  | N | No
AF2-263 - moved to TC1 | Shelby 138 kV |  | OH | Shelby | Withdrawn | Dayton | 98 | 98 | 58.8 |  | Capacity | Generation Interconnection | Solar |  |  | N/A | https://www.pjm.com/pjmfiles/pub/planning/project-queues/feas_docs/af2263_fea.pdf | Document Posted | https://www.pjm.com/pjmfiles/pub/planning/project-queues/impact_studies/af2263_imp.pdf | Document Posted |  | Withdrawn | N/A |  | N/A |  |  | N/A | N/A |  | 3/27/2020 | N/A | N/A |  | 6/21/2024 |  | 7/1/2022 |  |  | N | No
AF2-264 | Tunis 34.5 kV |  | NC | Hertford | Withdrawn | Dominion | 20 | 20 | 13.4 |  | Capacity | Generation Interconnection | Solar |  |  | N/A | https://www.pjm.com/pjmfiles/pub/planning/project-queues/feas_docs/af2264_fea.pdf | Document Posted |  |  |  |  | N/A |  | N/A |  |  | N/A | N/A |  | 3/27/2020 | N/A | N/A |  | 8/24/2020 |  | 3/30/2023 |  |  | N | No
AF2-265 | South Troy-Athens 34.5 kV | Big Pond Solar Power Plant | PA | Bradford | Withdrawn | PENELEC | 15 | 15 | 8.6 |  | Capacity | Generation Interconnection | Solar |  |  | N/A | https://www.pjm.com/pjmfiles/pub/planning/project-queues/feas_docs/af2265_fea.pdf | Document Posted | https://www.pjm.com/pjmfiles/pub/planning/project-queues/impact_studies/af2265_imp.pdf | Document Posted |  | Not Required | https://www.pjm.com/pjmfiles/pub/planning/project-queues/isa/af2_265_isa.pdf | Document Posted | N/A | https://www.pjm.com/pjmfiles/pub/planning/project-queues/csa/af2_265_csa.pdf | Document Posted | N/A | N/A |  | 3/27/2020 | N/A | N/A |  | 8/29/2023 |  | 9/1/2022 | 9/1/2022 |  | N | No
AF2-266 | Clover 230 kV |  | VA | Charlotte | Withdrawn | Dominion | 50 | 50 | 50 |  | Capacity | Generation Interconnection | Storage |  |  | N/A | https://www.pjm.com/pjmfiles/pub/planning/project-queues/feas_docs/af2266_fea.pdf | Document Posted | https://www.pjm.com/pjmfiles/pub/planning/project-queues/impact_studies/af2266_imp.pdf | Document Posted |  |  | N/A |  | N/A |  |  | N/A | N/A |  | 3/27/2020 | N/A | N/A |  | 3/29/2021 |  | 7/1/2022 |  |  | N | No
AF2-267 | Lancaster 138 kV |  | IL | Stephenson | Withdrawn | ComEd | 210.9 | 210.9 | 37.1184 |  | Capacity | Generation Interconnection | Wind |  |  | N/A | https://www.pjm.com/pjmfiles/pub/planning/project-queues/feas_docs/af2267_fea.pdf | Document Posted |  |  |  |  | N/A |  | N/A |  |  | N/A | N/A |  | 3/27/2020 | N/A | N/A |  | 9/15/2020 |  | 3/31/2022 |  |  | N | No
AF2-268 | Orrtanna 13.2 kV | AD-Chambersburg | PA | Adams | Withdrawn | ME | 2 | 2 | 0 |  | Energy | Generation Interconnection | Solar; Storage |  |  | N/A | https://www.pjm.com/pjmfiles/pub/planning/project-queues/feas_docs/af2268_fea.pdf | Document Posted | https://www.pjm.com/pjmfiles/pub/planning/project-queues/impact_studies/af2268_imp.pdf | Document Posted |  | Not Required | N/A | Wholesale Market Participation Agreement | https://www.pjm.com/pjmfiles/pub/planning/project-queues/wmpa/af2268_wmpa.pdf | https://www.pjm.com/pjmfiles/pub/planning/project-queues/csa/af2268_wmpa.pdf | Not Required | N/A | N/A |  | 3/27/2020 | N/A | N/A |  | 4/5/2024 |  | 9/30/2022 | 9/30/2022 |  | Y | No
AF2-269 | Adams Y Solar II |  | PA | N/A | Withdrawn | ME |  | 3.72 |  |  | Energy | Generation Interconnection | Solar; Storage |  |  | N/A |  | Withdrawn |  |  |  |  | N/A |  | N/A |  |  | N/A | N/A |  | 3/27/2020 | N/A | N/A |  | 4/27/2020 |  | 7/1/2021 |  |  | Y | No
AF2-270 | Bedford South RCB-Bedford Area 23 kV | BE-Chalybeate | PA | Bedford | Withdrawn | PENELEC | 3.721 | 3.72 | 0 |  | Energy | Generation Interconnection | Solar; Storage |  |  | N/A | https://www.pjm.com/pjmfiles/pub/planning/project-queues/feas_docs/af2270_fea.pdf | Document Posted | https://www.pjm.com/pjmfiles/pub/planning/project-queues/impact_studies/af2270_imp.pdf | Document Posted |  | Not Required | N/A | Wholesale Market Participation Agreement | https://www.pjm.com/pjmfiles/pub/planning/project-queues/wmpa/af2270_wmpa.pdf | https://www.pjm.com/pjmfiles/pub/planning/project-queues/csa/af2270_wmpa.pdf | Not Required | N/A | N/A |  | 3/27/2020 | N/A | N/A |  | 10/6/2023 |  | 9/30/2022 | 9/30/2022 |  | Y | No
AF2-271 | Pemberton-Sinking Valley 12.47 kV | BL-Kettle | PA | Blair | Withdrawn | PENELEC | 3 | 3 | 0 |  | Energy | Generation Interconnection | Solar; Storage |  |  | N/A | https://www.pjm.com/pjmfiles/pub/planning/project-queues/feas_docs/af2271_fea.pdf | Document Posted | https://www.pjm.com/pjmfiles/pub/planning/project-queues/impact_studies/af2271_imp.pdf | Document Posted |  | Not Required | N/A | Wholesale Market Participation Agreement | https://www.pjm.com/pjmfiles/pub/planning/project-queues/wmpa/af2271_wmpa.pdf | https://www.pjm.com/pjmfiles/pub/planning/project-queues/csa/af2271_wmpa.pdf | Not Required | N/A | N/A |  | 3/27/2020 | N/A | N/A |  | 3/11/2024 |  | 9/30/2022 | 9/30/2022 |  | Y | No
AF2-272 | Bernville 13.2 kV | BR-Swissdale | PA | Blair | Withdrawn | ME | 3 | 3 | 0 |  | Energy | Generation Interconnection | Solar; Storage |  |  | N/A | https://www.pjm.com/pjmfiles/pub/planning/project-queues/feas_docs/af2272_fea.pdf | Document Posted | https://www.pjm.com/pjmfiles/pub/planning/project-queues/impact_studies/af2272_imp.pdf | Document Posted |  | Not Required | N/A | Wholesale Market Participation Agreement | https://www.pjm.com/pjmfiles/pub/planning/project-queues/wmpa/af2272_wmpa.pdf | https://www.pjm.com/pjmfiles/pub/planning/project-queues/csa/af2272_wmpa.pdf | Not Required | N/A | N/A |  | 3/27/2020 | N/A | N/A |  | 3/11/2024 |  | 9/30/2022 | 9/30/2022 |  | Y | No
AF2-273 | Sligo 25 kV | CL-Route 58 R | PA | Clarion | Withdrawn | APS | 4 | 3 | 0 |  | Energy | Generation Interconnection | Solar; Storage |  |  | N/A | https://www.pjm.com/pjmfiles/pub/planning/project-queues/feas_docs/af2273_fea.pdf | Document Posted | https://www.pjm.com/pjmfiles/pub/planning/project-queues/impact_studies/af2273_imp.pdf | Document Posted |  | Not Required | N/A | Wholesale Market Participation Agreement | https://www.pjm.com/pjmfiles/pub/planning/project-queues/wmpa/af2273_wmpa.pdf | https://www.pjm.com/pjmfiles/pub/planning/project-queues/csa/af2273_wmpa.pdf | Not Required | N/A | N/A |  | 3/27/2020 | N/A | N/A |  | 8/19/2022 |  | 9/30/2022 | 9/30/2022 |  | Y | No
AF2-274 | Lardin 12.47 kV | FA-Rockwell | PA | Fayette | Withdrawn | APS | 3 | 3 | 0 |  | Energy | Generation Interconnection | Solar; Storage |  |  | N/A | https://www.pjm.com/pjmfiles/pub/planning/project-queues/feas_docs/af2274_fea.pdf | Document Posted | https://www.pjm.com/pjmfiles/pub/planning/project-queues/impact_studies/af2274_imp.pdf | Document Posted |  | Not Required | N/A | Wholesale Market Participation Agreement | https://www.pjm.com/pjmfiles/pub/planning/project-queues/wmpa/af2274_wmpa.pdf | https://www.pjm.com/pjmfiles/pub/planning/project-queues/csa/af2274_wmpa.pdf | Not Required | N/A | N/A |  | 3/28/2020 | N/A | N/A | 7/31/2024 | 12/18/2023 |  | 9/30/2024 | 9/30/2024 |  | Y | No
AF2-275 | Guilford 12.47 kV | FR-Social Island | PA | Franklin | Withdrawn | APS | 3 | 3 | 0 |  | Energy | Generation Interconnection | Solar; Storage |  |  | N/A | https://www.pjm.com/pjmfiles/pub/planning/project-queues/feas_docs/af2275_fea.pdf | Document Posted | https://www.pjm.com/pjmfiles/pub/planning/project-queues/impact_studies/af2275_imp.pdf | Document Posted |  | Not Required | N/A | Wholesale Market Participation Agreement | https://www.pjm.com/pjmfiles/pub/planning/project-queues/wmpa/af2275_wmpa.pdf | https://www.pjm.com/pjmfiles/pub/planning/project-queues/csa/af2275_wmpa.pdf | Not Required | N/A | N/A |  | 3/27/2020 | N/A | N/A |  | 4/5/2024 |  | 4/9/2026 | 4/9/2026 |  | Y | No
AF2-276 | Guilford 12.47 kV | FR-Statler | PA | Franklin | Withdrawn | APS | 3 | 3 | 0 |  | Energy | Generation Interconnection | Solar; Storage |  |  | N/A | https://www.pjm.com/pjmfiles/pub/planning/project-queues/feas_docs/af2276_fea.pdf | Document Posted | https://www.pjm.com/pjmfiles/pub/planning/project-queues/impact_studies/af2276_imp.pdf | Document Posted |  | Not Required | N/A | Wholesale Market Participation Agreement | https://www.pjm.com/pjmfiles/pub/planning/project-queues/wmpa/af2276_wmpa.pdf | https://www.pjm.com/pjmfiles/pub/planning/project-queues/csa/af2276_wmpa.pdf | Not Required | N/A | N/A |  | 3/27/2020 | N/A | N/A |  | 4/5/2024 |  | 4/9/2026 | 4/9/2026 |  | Y | No
AF2-277 | Richland 12.47 kV | BU-Union | PA | Bucks | Withdrawn | PPL | 2 | 2 | 0 |  | Energy | Generation Interconnection | Solar; Storage |  |  | N/A | https://www.pjm.com/pjmfiles/pub/planning/project-queues/feas_docs/af2277_fea.pdf | Document Posted | https://www.pjm.com/pjmfiles/pub/planning/project-queues/impact_studies/af2277_imp.pdf | Document Posted |  | Not Required | N/A | Wholesale Market Participation Agreement | https://www.pjm.com/pjmfiles/pub/planning/project-queues/wmpa/af2277_wmpa.pdf | https://www.pjm.com/pjmfiles/pub/planning/project-queues/csa/af2277_wmpa.pdf | Not Required | N/A | N/A |  | 3/27/2020 | N/A | N/A | 9/1/2024 | 11/22/2023 |  | 2/1/2023 | 2/1/2023 |  | Y | No
AF2-278 | Halifax 12.47 kV | DA-Matamoras | PA | Dauphin | Withdrawn | PPL | 3 | 3 | 0 |  | Energy | Generation Interconnection | Storage; Solar |  |  | N/A | https://www.pjm.com/pjmfiles/pub/planning/project-queues/feas_docs/af2278_fea.pdf | Document Posted | https://www.pjm.com/pjmfiles/pub/planning/project-queues/impact_studies/af2278_imp.pdf | Document Posted |  | Not Required | N/A | Wholesale Market Participation Agreement | https://www.pjm.com/pjmfiles/pub/planning/project-queues/wmpa/af2278_wmpa.pdf | https://www.pjm.com/pjmfiles/pub/planning/project-queues/csa/af2278_wmpa.pdf | Not Required | N/A | N/A |  | 3/27/2020 | N/A | N/A | 9/1/2024 | 11/22/2023 |  | 2/1/2023 | 2/1/2023 |  | Y | No
AF2-279 | Letort 12.47 kV | LA-Blue Rock | PA | Lancaster | Withdrawn | PPL | 3 | 3 | 0 |  | Energy | Generation Interconnection | Solar; Storage |  |  | N/A | https://www.pjm.com/pjmfiles/pub/planning/project-queues/feas_docs/af2279_fea.pdf | Document Posted | https://www.pjm.com/pjmfiles/pub/planning/project-queues/impact_studies/af2279_imp.pdf | Document Posted |  | Not Required | N/A | Wholesale Market Participation Agreement | https://www.pjm.com/pjmfiles/pub/planning/project-queues/wmpa/af2279_wmpa.pdf | https://www.pjm.com/pjmfiles/pub/planning/project-queues/csa/af2279_wmpa.pdf | Not Required | N/A | N/A |  | 3/27/2020 | N/A | N/A | 9/1/2024 | 11/22/2023 |  | 2/1/2023 | 2/1/2023 |  | Y | No
AF2-280 | Buck 12.47 kV | LA-Buck | PA | Lancaster | Withdrawn | PPL | 3 | 3 | 0 |  | Energy | Generation Interconnection | Solar; Storage |  |  | N/A | https://www.pjm.com/pjmfiles/pub/planning/project-queues/feas_docs/af2280_fea.pdf | Document Posted | https://www.pjm.com/pjmfiles/pub/planning/project-queues/impact_studies/af2280_imp.pdf | Document Posted |  | Not Required | N/A | Wholesale Market Participation Agreement | https://www.pjm.com/pjmfiles/pub/planning/project-queues/wmpa/af2280_wmpa.pdf | https://www.pjm.com/pjmfiles/pub/planning/project-queues/csa/af2280_wmpa.pdf | Not Required | N/A | N/A |  | 3/27/2020 | N/A | N/A | 9/1/2024 | 11/22/2023 |  | 2/1/2023 | 2/1/2023 |  | Y | No
AF2-281 | Lynnville 13.2 kV | LH-Decatur | PA | Lehigh | Withdrawn | ME | 3 | 3 | 0 |  | Energy | Generation Interconnection | Solar; Storage |  |  | N/A | https://www.pjm.com/pjmfiles/pub/planning/project-queues/feas_docs/af2281_fea.pdf | Document Posted | https://www.pjm.com/pjmfiles/pub/planning/project-queues/impact_studies/af2281_imp.pdf | Document Posted |  | Not Required | N/A | Wholesale Market Participation Agreement | https://www.pjm.com/pjmfiles/pub/planning/project-queues/wmpa/af2281_wmpa.pdf | https://www.pjm.com/pjmfiles/pub/planning/project-queues/csa/af2281_wmpa.pdf | Not Required | N/A | N/A |  | 3/27/2020 | N/A | N/A |  | 4/25/2024 |  | 4/9/2026 | 4/9/2026 |  | Y | No
AF2-282 | Edelle 12.47 kV | LK-Justus | PA | Lackawanna | Withdrawn | PPL | 3 | 3 | 0 |  | Energy | Generation Interconnection | Solar; Storage |  |  | N/A | https://www.pjm.com/pjmfiles/pub/planning/project-queues/feas_docs/af2282_fea.pdf | Document Posted | https://www.pjm.com/pjmfiles/pub/planning/project-queues/impact_studies/af2282_imp.pdf | Document Posted |  | Not Required | N/A | Wholesale Market Participation Agreement | https://www.pjm.com/pjmfiles/pub/planning/project-queues/wmpa/af2282_wmpa.pdf | https://www.pjm.com/pjmfiles/pub/planning/project-queues/csa/af2282_wmpa.pdf | Not Required | N/A | N/A |  | 3/27/2020 | N/A | N/A |  | 6/28/2022 |  | 2/1/2023 | 2/1/2023 |  | Y | No
AF2-283 | Greenfield 12.47 kV | LK-Route 106 | PA | Lackawanna | Withdrawn | PPL | 2 | 2 | 0 |  | Energy | Generation Interconnection | Solar; Storage |  |  | N/A | https://www.pjm.com/pjmfiles/pub/planning/project-queues/feas_docs/af2283_fea.pdf | Document Posted | https://www.pjm.com/pjmfiles/pub/planning/project-queues/impact_studies/af2283_imp.pdf | Document Posted |  | Not Required | N/A | Wholesale Market Participation Agreement | https://www.pjm.com/pjmfiles/pub/planning/project-queues/wmpa/af2283_wmpa.pdf | https://www.pjm.com/pjmfiles/pub/planning/project-queues/csa/af2283_wmpa.pdf | Not Required | N/A | N/A |  | 3/27/2020 | N/A | N/A | 9/1/2024 | 11/22/2023 |  | 9/29/2023 | 9/29/2023 |  | Y | No
AF2-284 | Watson 12.47 kV | NO-Oakes | PA | Northumberland | Withdrawn | PPL | 2 | 2 | 0 |  | Energy | Generation Interconnection | Solar; Storage |  |  | N/A | https://www.pjm.com/pjmfiles/pub/planning/project-queues/feas_docs/af2284_fea.pdf | Document Posted | https://www.pjm.com/pjmfiles/pub/planning/project-queues/impact_studies/af2284_imp.pdf | Document Posted |  | Not Required | N/A | Wholesale Market Participation Agreement | https://www.pjm.com/pjmfiles/pub/planning/project-queues/wmpa/af2284_wmpa.pdf | https://www.pjm.com/pjmfiles/pub/planning/project-queues/csa/af2284_wmpa.pdf | Not Required | N/A | N/A |  | 3/27/2020 | N/A | N/A | 9/1/2024 | 11/22/2023 |  | 2/2/2023 | 2/2/2023 |  | Y | No
AF2-285 | W. Damascus 12.47 kV | WA-Cohechton 1 | PA | Wayne | Withdrawn | PPL | 3 | 3 | 0 |  | Energy | Generation Interconnection | Solar; Storage |  |  | N/A | https://www.pjm.com/pjmfiles/pub/planning/project-queues/feas_docs/af2285_fea.pdf | Document Posted | https://www.pjm.com/pjmfiles/pub/planning/project-queues/impact_studies/af2285_imp.pdf | Document Posted |  | Not Required | N/A | Wholesale Market Participation Agreement | https://www.pjm.com/pjmfiles/pub/planning/project-queues/wmpa/af2285_wmpa.pdf | https://www.pjm.com/pjmfiles/pub/planning/project-queues/csa/af2285_wmpa.pdf | Not Required | N/A | N/A |  | 3/27/2020 | N/A | N/A | 9/1/2024 | 11/22/2023 |  | 2/1/2023 | 2/1/2023 |  | Y | No
AF2-286 | Shermansdale 12.47 kV | PE-Windy Hill | PA | Perry | Withdrawn | PPL | 3 | 3 | 0 |  | Energy | Generation Interconnection | Solar; Storage |  |  | N/A | https://www.pjm.com/pjmfiles/pub/planning/project-queues/feas_docs/af2286_fea.pdf | Document Posted | https://www.pjm.com/pjmfiles/pub/planning/project-queues/impact_studies/af2286_imp.pdf | Document Posted |  | Not Required | N/A | Wholesale Market Participation Agreement | https://www.pjm.com/pjmfiles/pub/planning/project-queues/wmpa/af2286_wmpa.pdf | https://www.pjm.com/pjmfiles/pub/planning/project-queues/csa/af2286_wmpa.pdf | Not Required | N/A | N/A |  | 3/27/2020 | N/A | N/A |  | 6/28/2022 |  | 2/1/2023 | 2/1/2023 |  | Y | No
AF2-287 | Green Park 12.47 kV | PE-Green Park | PA | Perry | Withdrawn | PPL | 3 | 3 | 0 |  | Energy | Generation Interconnection | Solar; Storage |  |  | N/A | https://www.pjm.com/pjmfiles/pub/planning/project-queues/feas_docs/af2287_fea.pdf | Document Posted | https://www.pjm.com/pjmfiles/pub/planning/project-queues/impact_studies/af2287_imp.pdf | Document Posted |  | Not Required | N/A | Wholesale Market Participation Agreement | https://www.pjm.com/pjmfiles/pub/planning/project-queues/wmpa/af2287_wmpa.pdf | https://www.pjm.com/pjmfiles/pub/planning/project-queues/csa/af2287_wmpa.pdf | Not Required | N/A | N/A |  | 3/27/2020 | N/A | N/A | 9/1/2024 | 11/22/2023 |  | 2/1/2023 | 2/1/2023 |  | Y | No
AF2-288 | Benvenue 12.47 kV | PE-Dellville | PA | Perry | Withdrawn | PPL | 3 | 3 | 0 |  | Energy | Generation Interconnection | Solar; Storage |  |  | N/A | https://www.pjm.com/pjmfiles/pub/planning/project-queues/feas_docs/af2288_fea.pdf | Document Posted | https://www.pjm.com/pjmfiles/pub/planning/project-queues/impact_studies/af2288_imp.pdf | Document Posted |  | Not Required | N/A | Wholesale Market Participation Agreement | https://www.pjm.com/pjmfiles/pub/planning/project-queues/wmpa/af2288_wmpa.pdf | https://www.pjm.com/pjmfiles/pub/planning/project-queues/csa/af2288_wmpa.pdf | Not Required | N/A | N/A |  | 3/27/2020 | N/A | N/A | 9/1/2024 | 11/22/2023 |  | 9/1/2024 | 9/1/2024 |  | Y | No
AF2-289 | Watson 12.47 kV | NO-Vincent | PA | Northumberland | Withdrawn | PPL | 3 | 3 | 0 |  | Energy | Generation Interconnection | Solar; Storage |  |  | N/A | https://www.pjm.com/pjmfiles/pub/planning/project-queues/feas_docs/af2289_fea.pdf | Document Posted | https://www.pjm.com/pjmfiles/pub/planning/project-queues/impact_studies/af2289_imp.pdf | Document Posted |  | Not Required | N/A | Wholesale Market Participation Agreement | https://www.pjm.com/pjmfiles/pub/planning/project-queues/wmpa/af2289_wmpa.pdf | https://www.pjm.com/pjmfiles/pub/planning/project-queues/csa/af2289_wmpa.pdf | Not Required | N/A | N/A |  | 3/27/2020 | N/A | N/A | 9/1/2024 | 11/22/2023 |  | 9/1/2024 | 9/1/2024 |  | Y | No
AF2-290 | Derry 12.47 kV | NO-Mexico | PA | Montour | Withdrawn | PPL | 2 | 2 | 0 |  | Energy | Generation Interconnection | Solar; Storage |  |  | N/A | https://www.pjm.com/pjmfiles/pub/planning/project-queues/feas_docs/af2290_fea.pdf | Document Posted | https://www.pjm.com/pjmfiles/pub/planning/project-queues/impact_studies/af2290_imp.pdf | Document Posted |  | Not Required | N/A | Wholesale Market Participation Agreement | https://www.pjm.com/pjmfiles/pub/planning/project-queues/wmpa/af2290_wmpa.pdf | https://www.pjm.com/pjmfiles/pub/planning/project-queues/csa/af2290_wmpa.pdf | Not Required | N/A | N/A |  | 3/27/2020 | N/A | N/A | 9/1/2024 | 11/22/2023 |  | 2/1/2023 | 2/1/2023 |  | Y | No
AF2-291 | Sporn South-Leon 138 kV | New Haven Solar | WV | Mason | Engineering and Procurement | AEP | 100 | 100 | 60 |  | Capacity | Generation Interconnection | Solar |  |  | N/A | https://www.pjm.com/pjmfiles/pub/planning/project-queues/feas_docs/af2291_fea.pdf | Document Posted | https://www.pjm.com/pjmfiles/pub/planning/project-queues/impact_studies/af2291_imp.htm | Document Posted | https://www.pjm.com/pjmfiles/pub/planning/project-queues/facilities/af2291_fac.pdf | Document Posted | https://www.pjm.com/pjmfiles/pub/planning/project-queues/gia/af2_291_gia.pdf | Document Posted | N/A | https://www.pjm.com/pjmfiles/pub/planning/project-queues/csa/af2_291_csa.pdf | Document Posted | N/A | N/A | 10/15/2027 | 3/28/2020 | N/A | N/A | 11/1/2027 |  |  | 1/31/2028 | 1/31/2028 |  | N | No
AF2-292 | South Union 12.47 kV | FA-Morgantown | PA | Fayette | Withdrawn | APS | 1.17 | 1.17 | 0 |  | Energy | Generation Interconnection | Solar; Storage |  |  | N/A | https://www.pjm.com/pjmfiles/pub/planning/project-queues/feas_docs/af2292_fea.pdf | Document Posted | https://www.pjm.com/pjmfiles/pub/planning/project-queues/impact_studies/af2292_imp.pdf | Document Posted |  | Not Required | N/A | Wholesale Market Participation Agreement | https://www.pjm.com/pjmfiles/pub/planning/project-queues/wmpa/af2292_wmpa.pdf | https://www.pjm.com/pjmfiles/pub/planning/project-queues/csa/af2292_wmpa.pdf | Not Required | N/A | N/A |  | 3/28/2020 | N/A | N/A |  | 1/2/2024 |  | 4/9/2026 | 4/9/2026 |  | Y | No
AF2-293 | Beech Creek 12.47 kV | CT-Industrial Park | PA | Clinton | Withdrawn | APS | 1.17 | 1.17 | 0 |  | Energy | Generation Interconnection | Solar; Storage |  |  | N/A | https://www.pjm.com/pjmfiles/pub/planning/project-queues/feas_docs/af2293_fea.pdf | Document Posted | https://www.pjm.com/pjmfiles/pub/planning/project-queues/impact_studies/af2293_imp.pdf | Document Posted |  | Not Required | N/A | Wholesale Market Participation Agreement | https://www.pjm.com/pjmfiles/pub/planning/project-queues/wmpa/af2293_wmpa.pdf | https://www.pjm.com/pjmfiles/pub/planning/project-queues/csa/af2293_wmpa.pdf | Not Required | N/A | N/A |  | 3/28/2020 | N/A | N/A |  | 3/11/2024 |  | 4/9/2026 | 4/9/2026 |  | Y | No
AF2-294 | Thompson 34.5 kV |  | PA | Wayne | Suspended | PENELEC | 17 | 17 | 10.2 |  | Capacity | Generation Interconnection | Solar |  |  | N/A | https://www.pjm.com/pjmfiles/pub/planning/project-queues/feas_docs/af2294_fea.pdf | Document Posted | https://www.pjm.com/pjmfiles/pub/planning/project-queues/impact_studies/af2294_imp.pdf | Document Posted |  | Not Required | N/A | Wholesale Market Participation Agreement | https://www.pjm.com/pjmfiles/pub/planning/project-queues/wmpa/af2294_wmpa.pdf | https://www.pjm.com/pjmfiles/pub/planning/project-queues/csa/af2294_wmpa.pdf | Not Required | N/A | N/A |  | 3/29/2020 | N/A | N/A | 2/1/2025 |  |  | 3/31/2025 | 3/31/2025 |  | N | No
AF2-295 | Wilcox-Paper City 46 kV | Evergreen Solar | PA | Elk | Withdrawn | APS | 20 | 20 | 12 |  | Capacity | Generation Interconnection | Solar |  |  | N/A | https://www.pjm.com/pjmfiles/pub/planning/project-queues/feas_docs/af2295_fea.pdf | Document Posted | https://www.pjm.com/pjmfiles/pub/planning/project-queues/impact_studies/af2295_imp.htm | Document Posted |  | In Progress | N/A | Wholesale Market Participation Agreement | https://www.pjm.com/pjmfiles/pub/planning/project-queues/wmpa/af2295_wmpa.pdf | https://www.pjm.com/pjmfiles/pub/planning/project-queues/csa/af2295_wmpa.pdf | Not Required | N/A | N/A |  | 3/28/2020 | N/A | N/A |  | 1/31/2025 |  | 7/30/2027 | 7/30/2027 |  | N | No
AF2-296 - moved to TC1 | Madera 34.5 kV |  | PA | Clearfield | Active | PENELEC | 20 | 20 | 12 |  | Capacity | Generation Interconnection | Solar |  |  | N/A | https://www.pjm.com/pjmfiles/pub/planning/project-queues/feas_docs/af2296_fea.pdf | Document Posted | https://www.pjm.com/pjmfiles/pub/planning/project-queues/impact_studies/af2296_imp.pdf | Document Posted |  | Withdrawn | N/A |  | N/A |  |  | N/A | N/A |  | 3/28/2020 | N/A | N/A |  |  |  | 10/1/2021 |  |  | N | No
AF2-297 - moved to TC1 | Sedge Hill 115 kV |  | VA | Halifax | Active | Dominion | 80 | 80 | 48 |  | Capacity | Generation Interconnection | Solar |  |  | N/A | https://www.pjm.com/pjmfiles/pub/planning/project-queues/feas_docs/af2297_fea.pdf | Document Posted | https://www.pjm.com/pjmfiles/pub/planning/project-queues/impact_studies/af2297_imp.pdf | Document Posted |  | In Progress | N/A |  | N/A |  |  | N/A | N/A |  | 3/28/2020 | N/A | N/A |  |  |  | 3/12/2022 |  |  | N | No
AF2-298 | Crown-New Lebanon 69 kV |  | OH | Montgomery | Engineering and Procurement | Dayton | 49.9 | 49.9 | 29.9 |  | Capacity | Generation Interconnection | Solar |  |  | N/A | https://www.pjm.com/pjmfiles/pub/planning/project-queues/feas_docs/af2298_fea.pdf | Document Posted | https://www.pjm.com/pjmfiles/pub/planning/project-queues/impact_studies/af2298_imp.htm | Document Posted | https://www.pjm.com/pjmfiles/pub/planning/project-queues/facilities/af2298_fac.pdf | Document Posted | https://www.pjm.com/pjmfiles/pub/planning/project-queues/gia/af2_298_gia.pdf | Document Posted | N/A |  |  | N/A | N/A | 11/1/2027 | 3/30/2020 | N/A | N/A | 12/1/2027 |  |  | 1/2/2028 | 1/2/2028 |  | N | No
AF2-299 - moved to TC1 | Fields 34.5 kV | Jarratt Energy Facility 2 | VA | Greensville | Active | Dominion | 18 | 18 | 10.8 |  | Capacity | Generation Interconnection | Solar |  |  | N/A | https://www.pjm.com/pjmfiles/pub/planning/project-queues/feas_docs/af2299_fea.pdf | Document Posted | https://www.pjm.com/pjmfiles/pub/planning/project-queues/impact_studies/af2299_imp.pdf | Document Posted |  | In Progress | N/A |  | N/A |  |  | N/A | N/A |  | 3/30/2020 | N/A | N/A |  |  |  | 12/12/2022 |  |  | N | No
AF2-300 | St. Johns 115 kV |  | VA | Caroline | Withdrawn | Dominion | 64 | 20 | 12 |  | Capacity | Generation Interconnection | Solar |  |  | N/A | https://www.pjm.com/pjmfiles/pub/planning/project-queues/feas_docs/af2300_fea.pdf | Document Posted | https://www.pjm.com/pjmfiles/pub/planning/project-queues/impact_studies/af2300_imp.htm | Document Posted |  | Not Required |  | Withdrawn | N/A |  |  | N/A | N/A |  | 3/30/2020 | N/A | N/A |  | 3/28/2025 |  | 12/12/2022 |  |  | N | No
AF2-301 | Poolesville-Winchester 230 kV |  | VA | Isle of Wight | Withdrawn | Dominion | 25 | 25 | 15 |  | Capacity | Generation Interconnection | Solar |  |  | N/A | https://www.pjm.com/pjmfiles/pub/planning/project-queues/feas_docs/af2301_fea.pdf | Document Posted |  |  |  |  | N/A |  | N/A |  |  | N/A | N/A |  | 3/30/2020 | N/A | N/A |  | 8/27/2020 |  | 12/12/2023 |  |  | N | No
AF2-302 - moved to TC1 | Scottsville-Colleen 138 kV |  | VA | Albemarle | Withdrawn | AEP | 75 | 20 | 12 |  | Capacity | Generation Interconnection | Solar |  |  | N/A | https://www.pjm.com/pjmfiles/pub/planning/project-queues/feas_docs/af2302_fea.pdf | Document Posted | https://www.pjm.com/pjmfiles/pub/planning/project-queues/impact_studies/af2302_imp.pdf | Document Posted |  | Withdrawn | N/A |  | N/A |  |  | N/A | N/A |  | 3/30/2020 | N/A | N/A |  | 1/22/2025 |  | 12/12/2022 |  |  | N | No
AF2-303 | Edgecombe 230 kV | Swift Creek Solar | NC | Edgecombe | Engineering and Procurement | Dominion | 100 | 100 | 100 |  | Capacity | Generation Interconnection | Solar; Storage |  |  | N/A | https://www.pjm.com/pjmfiles/pub/planning/project-queues/feas_docs/af2303_fea.pdf | Document Posted | https://www.pjm.com/pjmfiles/pub/planning/project-queues/impact_studies/af2303_imp.htm | Document Posted | https://www.pjm.com/pjmfiles/pub/planning/project-queues/facilities/af2303_fac.pdf | Document Posted | https://www.pjm.com/pjmfiles/pub/planning/project-queues/gia/af2_303_gia.pdf | Document Posted | N/A |  |  | N/A | N/A | 6/1/2029 | 3/30/2020 | N/A | N/A | 8/1/2029 |  |  | 9/1/2029 | 9/1/2029 |  | N | No | This project slid to the next queue
AF2-304 | Surry-Hopewell 230 kV | Bear Island Solar | VA | Surry | Engineering and Procurement | Dominion | 89 | 89 | 89 |  | Capacity | Generation Interconnection | Solar; Storage |  |  | N/A | https://www.pjm.com/pjmfiles/pub/planning/project-queues/feas_docs/af2304_fea.pdf | Document Posted | https://www.pjm.com/pjmfiles/pub/planning/project-queues/impact_studies/af2304_imp.htm | Document Posted | https://www.pjm.com/pjmfiles/pub/planning/project-queues/facilities/af2304_fac.pdf | Document Posted | https://www.pjm.com/pjmfiles/pub/planning/project-queues/gia/af2_304_gia.pdf | Document Posted | N/A |  |  | N/A | N/A | 6/1/2028 | 3/30/2020 | N/A | N/A | 7/1/2028 |  |  | 9/1/2028 | 9/1/2028 |  | N | No | This project slid to the next queue
AF2-305 | Brokaw-Lanesville 345 kV | Alta Farms II | IL | DeWitt | In Service | ComEd | 197 | 0 | 9.2 | 0 | Capacity | Generation Interconnection | Wind |  |  | N/A | https://www.pjm.com/pjmfiles/pub/planning/project-queues/feas_docs/af2305_fea.pdf | Document Posted | https://www.pjm.com/pjmfiles/pub/planning/project-queues/impact_studies/af2305_imp.pdf | Document Posted |  | Not Required | https://www.pjm.com/pjmfiles/pub/planning/project-queues/isa/af2_305_isa.pdf | Document Posted | N/A |  |  | N/A | N/A |  | 3/30/2020 | N/A | N/A |  |  |  | 9/2/2024 | 9/2/2024 | 5/20/2023 | N | No
AF2-306 | Hope-Blevins Valley Tap 69 kV | Flat Top Solar | KY | Barren | Withdrawn | EKPC | 26 | 26 | 26 |  | Capacity | Generation Interconnection | Storage |  |  | N/A | https://www.pjm.com/pjmfiles/pub/planning/project-queues/feas_docs/af2306_fea.pdf | Document Posted | https://www.pjm.com/pjmfiles/pub/planning/project-queues/impact_studies/af2306_imp.htm | Document Posted | https://www.pjm.com/pjmfiles/pub/planning/project-queues/facilities/af2306_fac.pdf | Document Posted | https://www.pjm.com/pjmfiles/pub/planning/project-queues/gia/af2_306_gia.pdf | Withdrawn | N/A |  |  | N/A | N/A | 9/1/2027 | 3/30/2020 | N/A | N/A | 9/1/2027 | 4/10/2025 |  | 10/31/2027 | 10/31/2027 |  | N | No
AF2-307 - moved to TC1 | Hope-Belvins Valley Tap 69 kV |  | KY | Bath | Active | EKPC | 64.2 | 64.2 | 39.6 |  | Capacity | Generation Interconnection | Solar |  |  | N/A | https://www.pjm.com/pjmfiles/pub/planning/project-queues/feas_docs/af2307_fea.pdf | Document Posted | https://www.pjm.com/pjmfiles/pub/planning/project-queues/impact_studies/af2307_imp.pdf | Document Posted |  | In Progress | N/A |  | N/A |  |  | N/A | N/A |  | 3/30/2020 | N/A | N/A |  |  |  | 9/1/2023 |  |  | N | No
AF2-308 | Central Hardin-Stephensburg 69 kV |  | KY | Hardin | Withdrawn | EKPC | 28 | 28 | 28 |  | Capacity | Generation Interconnection | Storage |  |  | N/A | https://www.pjm.com/pjmfiles/pub/planning/project-queues/feas_docs/af2308_fea.pdf | Document Posted | https://www.pjm.com/pjmfiles/pub/planning/project-queues/impact_studies/af2308_imp.htm | Document Posted |  | Withdrawn | N/A |  | N/A |  |  | N/A | N/A |  | 3/30/2020 | N/A | N/A |  | 10/14/2024 |  | 9/1/2023 |  |  | N | No
AF2-309 | Central Hardin-Stephensburg 69 kV |  | KY | Hardin | Withdrawn | EKPC | 70 | 70 | 42 |  | Capacity | Generation Interconnection | Solar |  |  | N/A | https://www.pjm.com/pjmfiles/pub/planning/project-queues/feas_docs/af2309_fea.pdf | Document Posted | https://www.pjm.com/pjmfiles/pub/planning/project-queues/impact_studies/af2309_imp.htm | Document Posted |  | Withdrawn | N/A |  | N/A |  |  | N/A | N/A |  | 3/30/2020 | N/A | N/A |  | 10/14/2024 |  | 9/1/2023 |  |  | N | No
AF2-310 | Jennings-Hoyes Road 34.5 kV |  | MD | Garrett | Withdrawn | APS | 20 | 20 | 20 |  | Capacity | Generation Interconnection | Solar; Storage |  |  | N/A | https://www.pjm.com/pjmfiles/pub/planning/project-queues/feas_docs/af2310_fea.pdf | Document Posted | https://www.pjm.com/pjmfiles/pub/planning/project-queues/impact_studies/af2310_imp.pdf | Document Posted |  | Withdrawn | N/A |  | N/A |  |  | N/A | N/A |  | 3/30/2020 | N/A | N/A |  | 5/18/2021 |  | 11/30/2022 |  |  | N | No
AF2-311 | Gilboa-Jones Branch 138 kV | Nicholas Solar | WV | Nicholas | Engineering and Procurement | APS | 100 | 100 | 55 |  | Capacity | Generation Interconnection | Solar |  |  | N/A | https://www.pjm.com/pjmfiles/pub/planning/project-queues/feas_docs/af2311_fea.pdf | Document Posted | https://www.pjm.com/pjmfiles/pub/planning/project-queues/impact_studies/af2311_imp.htm | Document Posted | https://www.pjm.com/pjmfiles/pub/planning/project-queues/facilities/af2311_fac.pdf | Document Posted | https://www.pjm.com/pjmfiles/pub/planning/project-queues/gia/af2_311_gia.pdf | Document Posted | N/A | https://www.pjm.com/pjmfiles/pub/planning/project-queues/csa/af2_311_csa.pdf | Document Posted | N/A | N/A | 10/31/2028 | 3/30/2020 | N/A | N/A | 11/14/2028 |  |  | 2/28/2029 | 2/28/2029 |  | N | No
AF2-312 | Carrolltown-Patton 46 kV |  | PA | Cambria | Withdrawn | PENELEC | 18 | 18 | 10.8 |  | Capacity | Generation Interconnection | Solar |  |  | N/A | https://www.pjm.com/pjmfiles/pub/planning/project-queues/feas_docs/af2312_fea.pdf | Document Posted |  |  |  |  | N/A |  | N/A |  |  | N/A | N/A |  | 3/30/2020 | N/A | N/A |  | 9/4/2020 |  | 9/1/2022 |  |  | N | No
AF2-313 | Price 69 kV |  | MD | Queen Anne's | Withdrawn | DPL | 19.9 | 19.9 | 12.7 |  | Capacity | Generation Interconnection | Solar |  |  | N/A | https://www.pjm.com/pjmfiles/pub/planning/project-queues/feas_docs/af2313_fea.pdf | Document Posted | https://www.pjm.com/pjmfiles/pub/planning/project-queues/impact_studies/af2313_imp.html | Document Posted |  | Withdrawn | N/A |  | N/A |  |  | N/A | N/A |  | 3/30/2020 | N/A | N/A |  | 9/12/2023 |  | 8/15/2021 |  |  | N | No
AF2-314 | Vandergrift-Guffy Junction 25 kV | Ponytail Solar | PA | Armstrong | Withdrawn | APS | 10 | 10 | 6 |  | Capacity | Generation Interconnection | Solar |  |  | N/A | https://www.pjm.com/pjmfiles/pub/planning/project-queues/feas_docs/af2314_fea.pdf | Document Posted | https://www.pjm.com/pjmfiles/pub/planning/project-queues/impact_studies/af2314_imp.pdf | Document Posted |  | Not Required | N/A | Wholesale Market Participation Agreement | https://www.pjm.com/pjmfiles/pub/planning/project-queues/wmpa/af2314_wmpa.pdf | https://www.pjm.com/pjmfiles/pub/planning/project-queues/csa/af2314_wmpa.pdf | Not Required | N/A | N/A |  | 3/30/2020 | N/A | N/A | 9/30/2023 | 7/31/2024 |  | 9/30/2023 | 9/30/2023 |  | N | No
AF2-315 | Susquehanna Unit 2 500 kV |  | PA | Luzerne | Withdrawn | PPL | 1310 | 50 | 0 |  | Energy | Generation Interconnection | Nuclear |  |  | N/A | https://www.pjm.com/pjmfiles/pub/planning/project-queues/feas_docs/af2315_fea.pdf | Document Posted | https://www.pjm.com/pjmfiles/pub/planning/project-queues/impact_studies/af2315_imp.pdf | Document Posted |  | Withdrawn | N/A |  | N/A |  |  | N/A | N/A |  | 3/30/2020 | N/A | N/A |  | 11/30/2022 |  | 8/1/2020 |  |  | N | No
AF2-316 | Gilboa-Jones Branch 138 kV II | Deep Lake Solar | WV | Nicholas | Engineering and Procurement | APS | 150 | 150 | 82.7 |  | Capacity | Generation Interconnection | Solar |  |  | N/A | https://www.pjm.com/pjmfiles/pub/planning/project-queues/feas_docs/af2316_fea.pdf | Document Posted | https://www.pjm.com/pjmfiles/pub/planning/project-queues/impact_studies/af2316_imp.htm | Document Posted | https://www.pjm.com/pjmfiles/pub/planning/project-queues/facilities/af2316_fac.pdf | Document Posted | https://www.pjm.com/pjmfiles/pub/planning/project-queues/gia/af2_316_gia.pdf | Document Posted | N/A |  |  | N/A | N/A | 10/31/2028 | 3/30/2020 | N/A | N/A | 11/14/2028 |  |  | 2/28/2029 | 2/28/2029 |  | N | No
AF2-317 | Hill Topper 345 kV | Whitney Hill Wind Farm | IL | Logan | In Service | ComEd | 65 | 0 | 15.68 |  | Capacity | Generation Interconnection | Wind |  |  | N/A | https://www.pjm.com/pjmfiles/pub/planning/project-queues/feas_docs/af2317_fea.pdf | Document Posted | https://www.pjm.com/pjmfiles/pub/planning/project-queues/impact_studies/af2317_imp.pdf | Document Posted |  | Not Required | https://www.pjm.com/pjmfiles/pub/planning/project-queues/isa/af2_317_isa.pdf | Document Posted | N/A |  |  | N/A | N/A |  | 3/31/2020 | N/A | N/A |  |  |  | 9/1/2022 | 9/1/2022 | 9/1/2022 | N | No
AF2-318 | East Towanda-New Albany 34.5 kV |  | PA | Bradford | Withdrawn | PENELEC | 20 | 20 | 12 |  | Capacity | Generation Interconnection | Solar |  |  | N/A | https://www.pjm.com/pjmfiles/pub/planning/project-queues/feas_docs/af2318_fea.pdf | Document Posted | https://www.pjm.com/pjmfiles/pub/planning/project-queues/impact_studies/af2318_imp.pdf | Document Posted |  |  | N/A |  | N/A |  |  | N/A | N/A |  | 3/30/2020 | N/A | N/A |  | 4/14/2021 |  | 4/1/2022 |  |  | N | No
AF2-319 - moved to TC1 | Katydid Road 345 kV |  | IL | Lasalle | Active | ComEd | 50 | 50 | 20 |  | Capacity | Generation Interconnection | Storage |  |  | N/A | https://www.pjm.com/pjmfiles/pub/planning/project-queues/feas_docs/af2319_fea.pdf | Document Posted | https://www.pjm.com/pjmfiles/pub/planning/project-queues/impact_studies/af2319_imp.pdf | Document Posted |  | In Progress | N/A |  | N/A |  |  | N/A | N/A |  | 3/30/2020 | N/A | N/A |  |  |  | 10/31/2023 |  |  | N | No
AF2-321 - moved to TC1 | Stryker-Ridgeville 138 kV |  | OH | Williams | Withdrawn | ATSI | 148 | 148 | 88.8 |  | Capacity | Generation Interconnection | Solar |  |  | N/A | https://www.pjm.com/pjmfiles/pub/planning/project-queues/feas_docs/af2321_fea.pdf | Document Posted |  | Withdrawn |  |  | N/A |  | N/A |  |  | N/A | N/A |  | 3/30/2020 | N/A | N/A |  | 1/22/2025 |  | 12/31/2023 |  |  | N | No
AF2-322 | Hoytdale-McClelland 345 kV | Firefly Solar | PA | Lawrence | Withdrawn | ATSI | 401.62 | 199.67 | 119.802 |  | Capacity | Generation Interconnection | Solar |  |  | N/A | https://www.pjm.com/pjmfiles/pub/planning/project-queues/feas_docs/af2322_fea.pdf | Document Posted | https://www.pjm.com/pjmfiles/pub/planning/project-queues/impact_studies/af2322_imp.htm | Document Posted | https://www.pjm.com/pjmfiles/pub/planning/project-queues/facilities/af2322_fac.pdf | Document Posted | https://www.pjm.com/pjmfiles/pub/planning/project-queues/isa/af2_322_isa.pdf | Document Posted | N/A | https://www.pjm.com/pjmfiles/pub/planning/project-queues/csa/af2_322_csa.pdf | Document Posted | N/A | N/A |  | 3/30/2020 | N/A | N/A |  | 12/2/2024 |  | 9/1/2026 | 9/1/2026 |  | N | No
AF2-323 | Geneva-Franklin Tap 115 kV |  | PA | Crawford | Withdrawn | PENELEC | 44 | 44 | 26.4 |  | Capacity | Generation Interconnection | Solar |  |  | N/A | https://www.pjm.com/pjmfiles/pub/planning/project-queues/feas_docs/af2323_fea.pdf | Document Posted |  |  |  |  | N/A |  | N/A |  |  | N/A | N/A |  | 3/30/2020 | N/A | N/A |  | 9/25/2020 |  | 4/1/2022 |  |  | N | No
AF2-324 - moved to TC1 | Edgecombe 230 kV |  | NC | Edgecombe | Withdrawn | Dominion | 75 | 75 | 45 |  | Capacity | Generation Interconnection | Solar |  |  | N/A | https://www.pjm.com/pjmfiles/pub/planning/project-queues/feas_docs/af2324_fea.pdf | Document Posted |  | Withdrawn |  |  | N/A |  | N/A |  |  | N/A | N/A |  | 3/30/2020 | N/A | N/A |  | 1/22/2025 |  | 11/30/2022 |  |  | N | No
AF2-325 | Jacktown 12 kV | SBC Solar | MD | Dorchester | Engineering and Procurement | DPL | 10 | 10 | 4.2 |  | Capacity | Generation Interconnection | Solar; Storage |  |  | N/A | https://www.pjm.com/pjmfiles/pub/planning/project-queues/feas_docs/af2325_fea.pdf | Document Posted | https://www.pjm.com/pjmfiles/pub/planning/project-queues/impact_studies/af2325_imp.htm | Document Posted |  | Not Required | N/A | Wholesale Market Participation Agreement | https://www.pjm.com/pjmfiles/pub/planning/project-queues/wmpa/af2325_wmpa.pdf | https://www.pjm.com/pjmfiles/pub/planning/project-queues/csa/af2325_wmpa.pdf | Not Required | N/A | N/A |  | 3/30/2020 | N/A | N/A | 12/31/2027 |  |  | 12/31/2027 | 12/31/2027 |  | N | No
AF2-326 | Battleboro 34.5kV |  | NC | Edgecombe | Withdrawn | Dominion | 20 | 20 | 16 |  | Capacity | Generation Interconnection | Solar; Storage |  |  | N/A | https://www.pjm.com/pjmfiles/pub/planning/project-queues/feas_docs/af2326_fea.pdf | Document Posted |  |  |  |  | N/A |  | N/A |  |  | N/A | N/A |  | 3/30/2020 | N/A | N/A |  | 7/22/2020 |  | 8/3/2023 |  |  | N | No
AF2-327 | Wakefield 13 kV |  | VA | Sussex | Withdrawn | Dominion | 20 | 20 | 16 |  | Capacity | Generation Interconnection | Solar; Storage |  |  | N/A | https://www.pjm.com/pjmfiles/pub/planning/project-queues/feas_docs/af2327_fea.pdf | Document Posted |  |  |  |  | N/A |  | N/A |  |  | N/A | N/A |  | 3/30/2020 | N/A | N/A |  | 7/22/2020 |  | 8/3/2023 |  |  | N | No
AF2-328 | Inez-Johns Creek 138 kV |  | KY | Pike | Withdrawn | AEP | 75 | 75 | 45 |  | Capacity | Generation Interconnection | Solar |  |  | N/A | https://www.pjm.com/pjmfiles/pub/planning/project-queues/feas_docs/af2328_fea.pdf | Document Posted | https://www.pjm.com/pjmfiles/pub/planning/project-queues/impact_studies/af2328_imp.pdf | Document Posted |  | Withdrawn | N/A |  | N/A |  |  | N/A | N/A |  | 3/30/2020 | N/A | N/A |  | 3/1/2024 |  | 12/1/2023 |  |  | N | No
AF2-329 - moved to TC1 | Sandwich-Plano 138 kV |  | IL | Kendall | Withdrawn | ComEd | 292.2 | 42.2 | 42.2 |  | Capacity | Generation Interconnection | Storage |  |  | N/A | https://www.pjm.com/pjmfiles/pub/planning/project-queues/feas_docs/af2329_fea.pdf | Document Posted | https://www.pjm.com/pjmfiles/pub/planning/project-queues/impact_studies/af2329_imp.pdf | Document Posted |  | Withdrawn | N/A |  | N/A |  |  | N/A | N/A |  | 3/30/2020 | N/A | N/A |  | 1/22/2025 |  | 12/1/2023 |  |  | N | No
AF2-330 | Claysburg-Summit 115 kV |  | PA | Cambria | Withdrawn | PENELEC | 70 | 70 | 48.7 |  | Capacity | Generation Interconnection | Solar |  |  | N/A | https://www.pjm.com/pjmfiles/pub/planning/project-queues/feas_docs/af2330_fea.pdf | Document Posted |  |  |  |  | N/A |  | N/A |  |  | N/A | N/A |  | 3/30/2020 | N/A | N/A |  | 9/11/2020 |  | 12/31/2022 |  |  | N | No
AF2-331 | Montour 230 kV |  | PA | Montour | Withdrawn | PPL | 50 | 50 | 30 |  | Capacity | Generation Interconnection | Solar |  |  | N/A | https://www.pjm.com/pjmfiles/pub/planning/project-queues/feas_docs/af2331_fea.pdf | Document Posted | https://www.pjm.com/pjmfiles/pub/planning/project-queues/impact_studies/af2331_imp.htm | Document Posted | https://www.pjm.com/pjmfiles/pub/planning/project-queues/facilities/af2331_fac.pdf | Document Posted |  | Withdrawn | N/A |  |  | N/A | N/A |  | 3/30/2020 | N/A | N/A |  | 3/28/2025 |  | 12/31/2023 |  |  | N | No
AF2-332 | Montour 230 kV |  | PA | Montour | Withdrawn | PPL | 100 | 50 | 30 |  | Capacity | Generation Interconnection | Solar |  |  | N/A | https://www.pjm.com/pjmfiles/pub/planning/project-queues/feas_docs/af2332_fea.pdf | Document Posted | https://www.pjm.com/pjmfiles/pub/planning/project-queues/impact_studies/af2332_imp.htm | Document Posted | https://www.pjm.com/pjmfiles/pub/planning/project-queues/facilities/af2332_fac.pdf | Document Posted |  | Withdrawn | N/A |  |  | N/A | N/A |  | 3/30/2020 | N/A | N/A |  | 3/28/2025 |  | 12/31/2023 |  |  | N | No
AF2-333 | Montour 230 kV |  | PA | Montour | Withdrawn | PPL | 120 | 20 | 12 |  | Capacity | Generation Interconnection | Solar |  |  | N/A | https://www.pjm.com/pjmfiles/pub/planning/project-queues/feas_docs/af2333_fea.pdf | Document Posted | https://www.pjm.com/pjmfiles/pub/planning/project-queues/impact_studies/af2333_imp.htm | Document Posted | https://www.pjm.com/pjmfiles/pub/planning/project-queues/facilities/af2333_fac.pdf | Document Posted |  | Withdrawn | N/A |  |  | N/A | N/A |  | 3/30/2020 | N/A | N/A |  | 3/28/2025 |  | 12/31/2023 |  |  | N | No
AF2-334 | Montour 230 kV |  | PA | Montour | Withdrawn | PPL | 140 | 20 | 12 |  | Capacity | Generation Interconnection | Solar |  |  | N/A | https://www.pjm.com/pjmfiles/pub/planning/project-queues/feas_docs/af2334_fea.pdf | Document Posted | https://www.pjm.com/pjmfiles/pub/planning/project-queues/impact_studies/af2334_imp.htm | Document Posted | https://www.pjm.com/pjmfiles/pub/planning/project-queues/facilities/af2334_fac.pdf | Document Posted |  | Withdrawn | N/A |  |  | N/A | N/A |  | 3/30/2020 | N/A | N/A |  | 3/28/2025 |  | 12/31/2023 |  |  | N | No
AF2-335 - moved to TC1 | Delaware-Royerton 138 kV |  | IN | Delaware | Active | AEP | 100 | 100 | 60 |  | Capacity | Generation Interconnection | Solar |  |  | N/A | https://www.pjm.com/pjmfiles/pub/planning/project-queues/feas_docs/af2335_fea.pdf | Document Posted | https://www.pjm.com/pjmfiles/pub/planning/project-queues/impact_studies/af2335_imp.pdf | Document Posted |  | In Progress | N/A |  | N/A |  |  | N/A | N/A |  | 3/31/2020 | N/A | N/A |  |  |  | 12/31/2023 |  |  | N | No
AF2-336 | Snake Spring 115 kV I | Snake Spring Solar I & II | PA | Bedford | Withdrawn | PENELEC | 20 | 20 | 12 |  | Capacity | Generation Interconnection | Solar |  |  | N/A | https://www.pjm.com/pjmfiles/pub/planning/project-queues/feas_docs/af2336_fea.pdf | Document Posted | https://www.pjm.com/pjmfiles/pub/planning/project-queues/impact_studies/af2336_imp.htm | Document Posted | https://www.pjm.com/pjmfiles/pub/planning/project-queues/facilities/af2336_fac.pdf | Document Posted |  | Withdrawn | N/A |  |  | N/A | N/A |  | 3/31/2020 | N/A | N/A |  | 8/14/2024 |  | 2/1/2028 | 2/1/2028 |  | N | No
AF2-337 | Snake Spring 115 kV II |  | PA | Bedford | Withdrawn | PENELEC | 40 | 20 | 12 |  | Capacity | Generation Interconnection | Solar |  |  | N/A | https://www.pjm.com/pjmfiles/pub/planning/project-queues/feas_docs/af2337_fea.pdf | Document Posted | https://www.pjm.com/pjmfiles/pub/planning/project-queues/impact_studies/af2337_imp.htm | Document Posted | https://www.pjm.com/pjmfiles/pub/planning/project-queues/facilities/af2337_fac.pdf | Document Posted |  | Withdrawn | N/A |  |  | N/A | N/A |  | 3/31/2020 | N/A | N/A |  | 8/14/2024 |  | 12/31/2023 |  |  | N | No
AF2-338 | Snake Spring 115 kV III |  | PA | Bedford | Withdrawn | PENELEC | 60 | 20 | 12 |  | Capacity | Generation Interconnection | Solar |  |  | N/A | https://www.pjm.com/pjmfiles/pub/planning/project-queues/feas_docs/af2338_fea.pdf | Document Posted | https://www.pjm.com/pjmfiles/pub/planning/project-queues/impact_studies/af2338_imp.pdf | Document Posted |  | Withdrawn | N/A |  | N/A |  |  | N/A | N/A |  | 3/31/2020 | N/A | N/A |  | 9/12/2023 |  | 12/31/2023 |  |  | N | No
AF2-339 | Snake Spring 115 kV IV |  | PA | Bedford | Withdrawn | PENELEC | 80 | 20 | 12 |  | Capacity | Generation Interconnection | Solar |  |  | N/A | https://www.pjm.com/pjmfiles/pub/planning/project-queues/feas_docs/af2339_fea.pdf | Document Posted | https://www.pjm.com/pjmfiles/pub/planning/project-queues/impact_studies/af2339_imp.pdf | Document Posted |  | Withdrawn | N/A |  | N/A |  |  | N/A | N/A |  | 3/31/2020 | N/A | N/A |  | 9/12/2023 |  | 12/31/2023 |  |  | N | No
AF2-340 |  |  | PA | Adams | Withdrawn | APS | 20 | 20 | 12 |  | Capacity | Generation Interconnection | Solar |  |  | N/A |  | Withdrawn |  |  |  |  | N/A |  | N/A |  |  | N/A | N/A |  | 3/31/2020 | N/A | N/A |  | 4/10/2020 |  | 12/31/2023 |  |  | N | No
AF2-341 | Maysville138 kV |  | PA | Mercer | Withdrawn | ATSI | 20 | 20 | 12 |  | Capacity | Generation Interconnection | Solar |  |  | N/A | https://www.pjm.com/pjmfiles/pub/planning/project-queues/feas_docs/af2341_fea.pdf | Document Posted | https://www.pjm.com/pjmfiles/pub/planning/project-queues/impact_studies/af2341_imp.pdf | Document Posted |  | Withdrawn | N/A |  | N/A |  |  | N/A | N/A |  | 3/31/2020 | N/A | N/A |  | 7/23/2021 |  | 12/31/2023 |  |  | N | No
AF2-342 | Maysville138 kV II |  | PA | Mercer | Withdrawn | ATSI | 40 | 20 | 12 |  | Capacity | Generation Interconnection | Solar |  |  | N/A | https://www.pjm.com/pjmfiles/pub/planning/project-queues/feas_docs/af2342_fea.pdf | Document Posted | https://www.pjm.com/pjmfiles/pub/planning/project-queues/impact_studies/af2342_imp.pdf | Document Posted |  | Withdrawn | N/A |  | N/A |  |  | N/A | N/A |  | 3/31/2020 | N/A | N/A |  | 7/23/2021 |  | 12/31/2023 |  |  | N | No
AF2-343 | Maysville 138 kV III |  | PA | Mercer | Withdrawn | ATSI | 60 | 20 | 12 |  | Capacity | Generation Interconnection | Solar |  |  | N/A | https://www.pjm.com/pjmfiles/pub/planning/project-queues/feas_docs/af2343_fea.pdf | Document Posted | https://www.pjm.com/pjmfiles/pub/planning/project-queues/impact_studies/af2343_imp.pdf | Document Posted |  | Withdrawn | N/A |  | N/A |  |  | N/A | N/A |  | 3/31/2020 | N/A | N/A |  | 7/23/2021 |  | 12/31/2023 |  |  | N | No
AF2-344 | Maysville 138 kV IV |  | PA | Mercer | Withdrawn | ATSI | 80 | 20 | 12 |  | Capacity | Generation Interconnection | Solar |  |  | N/A | https://www.pjm.com/pjmfiles/pub/planning/project-queues/feas_docs/af2344_fea.pdf | Document Posted | https://www.pjm.com/pjmfiles/pub/planning/project-queues/impact_studies/af2344_imp.pdf | Document Posted |  | Withdrawn | N/A |  | N/A |  |  | N/A | N/A |  | 3/31/2020 | N/A | N/A |  | 7/23/2021 |  | 12/31/2023 |  |  | N | No
AF2-345 | Maysville 138 kV V |  | PA | Mercer | Withdrawn | ATSI | 100 | 20 | 12 |  | Capacity | Generation Interconnection | Solar |  |  | N/A | https://www.pjm.com/pjmfiles/pub/planning/project-queues/feas_docs/af2345_fea.pdf | Document Posted | https://www.pjm.com/pjmfiles/pub/planning/project-queues/impact_studies/af2345_imp.pdf | Document Posted |  | Withdrawn | N/A |  | N/A |  |  | N/A | N/A |  | 3/31/2020 | N/A | N/A |  | 7/23/2021 |  | 12/31/2023 |  |  | N | No
AF2-346 | Electric Junction-Nelson 345 kV |  | IL | Lee | Withdrawn | ComEd | 250 | 75 | 45 |  | Capacity | Generation Interconnection | Solar |  |  | N/A | https://www.pjm.com/pjmfiles/pub/planning/project-queues/feas_docs/af2346_fea.pdf | Document Posted | https://www.pjm.com/pjmfiles/pub/planning/project-queues/impact_studies/af2346_imp.pdf | Document Posted |  | Withdrawn | N/A |  | N/A |  |  | N/A | N/A |  | 3/31/2020 | N/A | N/A |  | 10/13/2023 |  | 12/31/2023 |  |  | N | No
AF2-348 - moved to TC1 | North Clark-Spurlock 345 kV |  | KY | Madison | Withdrawn | EKPC | 250 | 250 | 150 |  | Capacity | Generation Interconnection | Solar |  |  | N/A | https://www.pjm.com/pjmfiles/pub/planning/project-queues/feas_docs/af2348_fea.pdf | Document Posted | https://www.pjm.com/pjmfiles/pub/planning/project-queues/impact_studies/af2348_imp.pdf | Document Posted |  | Withdrawn | N/A |  | N/A |  |  | N/A | N/A |  | 3/31/2020 | N/A | N/A |  | 1/22/2025 |  | 7/1/2022 |  |  | N | No
AF2-349 - moved to TC1 | SILVER LAKE- CHERRY VALLEY 345 KV |  | IL | McHenry | Active | ComEd | 300 | 300 | 0 |  | Energy | Generation Interconnection | Solar |  |  | N/A | https://www.pjm.com/pjmfiles/pub/planning/project-queues/feas_docs/af2349_fea.pdf | Document Posted | https://www.pjm.com/pjmfiles/pub/planning/project-queues/impact_studies/af2349_imp.pdf | Document Posted |  | In Progress | N/A |  | N/A |  |  | N/A | N/A |  | 3/31/2020 | N/A | N/A |  |  |  | 12/1/2023 |  |  | N | No
AF2-350 - moved to TC1 | Kensington 138 kV |  | IL | Kankakee | Active | ComEd | 100 | 100 | 60 |  | Capacity | Generation Interconnection | Solar |  |  | N/A | https://www.pjm.com/pjmfiles/pub/planning/project-queues/feas_docs/af2350_fea.pdf | Document Posted | https://www.pjm.com/pjmfiles/pub/planning/project-queues/impact_studies/af2350_imp.pdf | Document Posted |  | In Progress | N/A |  | N/A |  |  | N/A | N/A |  | 3/31/2020 | N/A | N/A |  |  |  | 12/1/2023 |  |  | N | No
AF2-351 - moved to TC1 | Kensington 138 kV |  | IL | Kankakee | Withdrawn | ComEd | 120 | 20 | 8 |  | Capacity | Generation Interconnection | Storage |  |  | N/A | https://www.pjm.com/pjmfiles/pub/planning/project-queues/feas_docs/af2351_fea.pdf | Document Posted | https://www.pjm.com/pjmfiles/pub/planning/project-queues/impact_studies/af2351_imp.pdf | Document Posted |  | Withdrawn | N/A |  | N/A |  |  | N/A | N/A |  | 3/31/2020 | N/A | N/A |  | 6/24/2024 |  | 12/1/2023 |  |  | N | No
AF2-352 | Blue Mound 345 kV | Twin Groves Storage II | IL | McLean | Engineering and Procurement | ComEd | 248 | 50 | 20 |  | Capacity | Generation Interconnection | Storage |  |  | N/A | https://www.pjm.com/pjmfiles/pub/planning/project-queues/feas_docs/af2352_fea.pdf | Document Posted | https://www.pjm.com/pjmfiles/pub/planning/project-queues/impact_studies/af2352_imp.htm | Document Posted |  | Not Required | https://www.pjm.com/pjmfiles/pub/planning/project-queues/gia/af2_352_gia.pdf | Document Posted | N/A |  |  | N/A | N/A | 10/27/2027 | 3/31/2020 | N/A | N/A | 11/10/2027 |  |  | 1/28/2028 | 1/28/2028 |  | N | No
AF2-353 | Rockport 765 kV |  | IN | Spencer | Withdrawn | AEP | 800 | 800 | 560 |  | Capacity | Generation Interconnection | Solar; Storage |  |  | N/A | https://www.pjm.com/pjmfiles/pub/planning/project-queues/feas_docs/af2353_fea.pdf | Document Posted |  |  |  |  | N/A |  | N/A |  |  | N/A | N/A |  | 3/31/2020 | N/A | N/A |  | 9/14/2020 |  | 9/1/2023 |  |  | N | No
AF2-354 | Washington 34.5 kV II | Washington Solar PH II | NJ | Warren | Engineering and Procurement | JCPL | 19.8 | 11 | 4.62 |  | Capacity | Generation Interconnection | Solar |  |  | N/A | https://www.pjm.com/pjmfiles/pub/planning/project-queues/feas_docs/af2354_fea.pdf | Document Posted | https://www.pjm.com/pjmfiles/pub/planning/project-queues/impact_studies/af2354_imp.pdf | Document Posted |  | Not Required | https://www.pjm.com/pjmfiles/pub/planning/project-queues/isa/af2_354_isa.pdf | Document Posted | N/A | https://www.pjm.com/pjmfiles/pub/planning/project-queues/csa/af2_354_csa.pdf | Document Posted | N/A | N/A |  | 3/31/2020 | N/A | N/A | 8/1/2026 |  |  | 8/29/2025 | 8/29/2025 |  | N | No
AF2-355 - moved to TC1 | West Gerrard-J.K. Smith 345 kV |  | KY | Madison | Withdrawn | EKPC | 225 | 225 | 135 |  | Capacity | Generation Interconnection | Solar |  |  | N/A | https://www.pjm.com/pjmfiles/pub/planning/project-queues/feas_docs/af2355_fea.pdf | Document Posted | https://www.pjm.com/pjmfiles/pub/planning/project-queues/impact_studies/af2355_imp.pdf | Document Posted |  | Withdrawn | N/A |  | N/A |  |  | N/A | N/A |  | 3/31/2020 | N/A | N/A |  | 1/22/2025 |  | 7/1/2022 |  |  | N | No
AF2-356 | Albright-Mt. Zion 138 kV | CPV Backbone Solar | MD | Garrett | Under Construction | APS | 175 | 175 | 105 |  | Capacity | Generation Interconnection | Solar |  |  | N/A | https://www.pjm.com/pjmfiles/pub/planning/project-queues/feas_docs/af2356_fea.pdf | Document Posted | https://www.pjm.com/pjmfiles/pub/planning/project-queues/impact_studies/af2356_imp.htm | Document Posted | https://www.pjm.com/pjmfiles/pub/planning/project-queues/facilities/af2356_fac.pdf | Document Posted | https://www.pjm.com/pjmfiles/pub/planning/project-queues/isa/af2_356_isa.pdf | Document Posted | N/A | https://www.pjm.com/pjmfiles/pub/planning/project-queues/csa/af2_356_csa.pdf | Document Posted | N/A | N/A | 4/18/2025 | 3/31/2020 | N/A | N/A | 12/29/2025 |  |  | 8/31/2025 | 8/31/2025 |  | N | No
AF2-357 | Nipetown-Reid 138 kV |  | MD | Washington | Withdrawn | APS | 24 | 24 | 14.4 |  | Capacity | Generation Interconnection | Solar |  |  | N/A | https://www.pjm.com/pjmfiles/pub/planning/project-queues/feas_docs/af2357_fea.pdf | Document Posted | https://www.pjm.com/pjmfiles/pub/planning/project-queues/impact_studies/af2357_imp.pdf | Document Posted |  |  | N/A |  | N/A |  |  | N/A | N/A |  | 3/31/2020 | N/A | N/A |  | 3/29/2021 |  | 12/31/2023 |  |  | N | No
AF2-358 - moved to TC1 | Airey-Vienna 69 kV |  | MD | Dorchester | Active | DPL | 100 | 100 | 60 |  | Capacity | Generation Interconnection | Solar |  |  | N/A | https://www.pjm.com/pjmfiles/pub/planning/project-queues/feas_docs/af2358_fea.pdf | Document Posted | https://www.pjm.com/pjmfiles/pub/planning/project-queues/impact_studies/af2358_imp.pdf | Document Posted |  | In Progress | N/A |  | N/A |  |  | N/A | N/A |  | 3/31/2020 | N/A | N/A |  |  |  | 12/15/2023 |  |  | N | No
AF2-359 | Olive-University Park 345 kV | Bluestem Solar | IN | LaPorte | Engineering and Procurement | AEP | 125 | 125 | 75 |  | Capacity | Generation Interconnection | Solar |  |  | N/A | https://www.pjm.com/pjmfiles/pub/planning/project-queues/feas_docs/af2359_fea.pdf | Document Posted | https://www.pjm.com/pjmfiles/pub/planning/project-queues/impact_studies/af2359_imp.htm | Document Posted | https://www.pjm.com/pjmfiles/pub/planning/project-queues/facilities/af2359_fac.pdf | Document Posted | https://www.pjm.com/pjmfiles/pub/planning/project-queues/gia/af2_359_gia.pdf | Document Posted | N/A | https://www.pjm.com/pjmfiles/pub/planning/project-queues/csa/af2_359_csa.pdf | Document Posted | N/A | N/A | 5/15/2027 | 3/31/2020 | N/A | N/A | 6/15/2027 |  |  | 12/1/2027 | 12/1/2027 |  | N | No
AF2-360 | Keeney-Steele 230 kV |  | MD | Allegany | Withdrawn | DPL | 125 | 125 | 75 |  | Capacity | Generation Interconnection | Solar |  |  | N/A |  | Withdrawn |  |  |  |  | N/A |  | N/A |  |  | N/A | N/A |  | 3/31/2020 | N/A | N/A |  | 5/1/2020 |  | 12/15/2023 |  |  | N | No
AF2-361 | Mifflintown Tap 69 kV | Walker Solar Two | PA | Juniata | Engineering and Procurement | PPL | 80 | 80 | 35 |  | Capacity | Generation Interconnection | Solar |  |  | N/A | https://www.pjm.com/pjmfiles/pub/planning/project-queues/feas_docs/af2361_fea.pdf | Document Posted | https://www.pjm.com/pjmfiles/pub/planning/project-queues/impact_studies/af2361_imp.pdf | Document Posted | https://www.pjm.com/pjmfiles/pub/planning/project-queues/facilities/af2361_fac.pdf | Document Posted | https://www.pjm.com/pjmfiles/pub/planning/project-queues/isa/af2_361_isa.pdf | Document Posted | N/A | https://www.pjm.com/pjmfiles/pub/planning/project-queues/csa/af2_361_csa.pdf | Document Posted | N/A | N/A | 5/19/2026 | 3/31/2020 | N/A | N/A | 5/26/2026 |  |  | 9/19/2026 | 9/19/2026 |  | N | No
AF2-362 |  |  | VA | Lancaster | Withdrawn | Dominion | 50 | 50 | 30 |  | Capacity | Generation Interconnection | Solar |  |  | N/A |  | Withdrawn |  |  |  |  | N/A |  | N/A |  |  | N/A | N/A |  | 3/31/2020 | N/A | N/A |  | 4/22/2020 |  | 12/12/2023 |  |  | N | No
AF2-363 | Cherry Valley-Glidden 138 kV |  | IL | DeKalb | Withdrawn | ComEd | 81.4 | 81.4 | 48.84 |  | Capacity | Generation Interconnection | Solar |  |  | N/A | https://www.pjm.com/pjmfiles/pub/planning/project-queues/feas_docs/af2363_fea.pdf | Document Posted | https://www.pjm.com/pjmfiles/pub/planning/project-queues/impact_studies/af2363_imp.htm | Document Posted | https://www.pjm.com/pjmfiles/pub/planning/project-queues/facilities/af2363_fac.pdf | Document Posted |  | Withdrawn | N/A |  |  | N/A | N/A |  | 3/31/2020 | N/A | N/A |  | 12/2/2024 |  | 12/31/2020 |  |  | N | No
AF2-364 | Wayne Red 138 kV |  | IL | N/A | Withdrawn | ComEd | 81.4 | 81.4 | 48.84 |  | Capacity | Generation Interconnection | Solar |  |  | N/A | https://www.pjm.com/pjmfiles/pub/planning/project-queues/feas_docs/af2364_fea.pdf | Document Posted | https://www.pjm.com/pjmfiles/pub/planning/project-queues/impact_studies/af2364_imp.pdf | Document Posted |  |  | N/A |  | N/A |  |  | N/A | N/A |  | 3/31/2020 | N/A | N/A |  | 4/1/2021 |  | 12/31/2022 |  |  | N | No
AF2-365 - moved to TC1 | Munfordville KU Tap-Horse Cave Jct. 69 kV |  | KY | Hart | Active | EKPC | 50 | 50 | 30 |  | Capacity | Generation Interconnection | Solar |  |  | N/A | https://www.pjm.com/pjmfiles/pub/planning/project-queues/feas_docs/af2365_fea.pdf | Document Posted | https://www.pjm.com/pjmfiles/pub/planning/project-queues/impact_studies/af2365_imp.htm | Document Posted |  | In Progress | N/A |  | N/A |  |  | N/A | N/A |  | 3/31/2020 | N/A | N/A |  |  |  | 12/31/2022 |  |  | N | No
AF2-366 | Crego Rd 138 kV | Red Maple Solar | IL | Adams | Engineering and Procurement | ComEd | 94.9 | 94.9 | 56.94 |  | Capacity | Generation Interconnection | Solar |  |  | N/A | https://www.pjm.com/pjmfiles/pub/planning/project-queues/feas_docs/af2366_fea.pdf | Document Posted | https://www.pjm.com/pjmfiles/pub/planning/project-queues/impact_studies/af2366_imp.htm | Document Posted | https://www.pjm.com/pjmfiles/pub/planning/project-queues/facilities/af2366_fac.pdf | Document Posted | https://www.pjm.com/pjmfiles/pub/planning/project-queues/gia/af2_366_gia.pdf | Document Posted | N/A |  |  | N/A | N/A | 11/8/2027 | 3/31/2020 | N/A | N/A | 11/22/2027 |  |  | 2/7/2028 | 2/7/2028 |  | N | No
AF2-367 | Neville 23 kV | Emsworth Back Channel Dam Hydroelectric Project | PA | Allegheny | Withdrawn | DL | 12 | 12 | 12 |  | Capacity | Generation Interconnection | Hydro |  |  | N/A | https://www.pjm.com/pjmfiles/pub/planning/project-queues/feas_docs/af2367_fea.pdf | Document Posted | https://www.pjm.com/pjmfiles/pub/planning/project-queues/impact_studies/af2367_imp.pdf | Document Posted |  | Not Required | N/A | Wholesale Market Participation Agreement | https://www.pjm.com/pjmfiles/pub/planning/project-queues/wmpa/af2367_wmpa.pdf | https://www.pjm.com/pjmfiles/pub/planning/project-queues/csa/af2367_wmpa.pdf | Not Required | N/A | N/A |  | 3/31/2020 | N/A | N/A | 10/31/2031 | 2/14/2025 |  | 12/31/2024 | 12/31/2024 |  | N | No
AF2-368 | Pine Creek 23 kV | Allegheny Lock and Dam No. 2 Hydroelectric Project | PA | Allegheny | Withdrawn | DL | 9.5 | 9.5 | 9.5 |  | Capacity | Generation Interconnection | Hydro |  |  | N/A | https://www.pjm.com/pjmfiles/pub/planning/project-queues/feas_docs/af2368_fea.pdf | Document Posted | https://www.pjm.com/pjmfiles/pub/planning/project-queues/impact_studies/af2368_imp.pdf | Document Posted |  | Not Required | N/A | Wholesale Market Participation Agreement | https://www.pjm.com/pjmfiles/pub/planning/project-queues/wmpa/af2368_wmpa.pdf | https://www.pjm.com/pjmfiles/pub/planning/project-queues/csa/af2368_wmpa.pdf | Not Required | N/A | N/A |  | 3/31/2020 | N/A | N/A | 10/31/2029 | 2/13/2025 |  | 12/31/2029 | 12/31/2029 |  | N | No
AF2-369 | Kirby 138 kV |  | OH | Union | Withdrawn | ATSI | 100 | 100 | 60 |  | Capacity | Generation Interconnection | Solar |  |  | N/A | https://www.pjm.com/pjmfiles/pub/planning/project-queues/feas_docs/af2369_fea.pdf | Document Posted |  |  |  |  | N/A |  | N/A |  |  | N/A | N/A |  | 3/31/2020 | N/A | N/A |  | 9/11/2020 |  | 12/31/2022 |  |  | N | No
AF2-370 - moved to TC1 | Delaware-Royerton 138 kV |  | IN | Delaware | Active | AEP | 100 | 0 | 20 |  | Capacity | Generation Interconnection | Storage |  |  | N/A | https://www.pjm.com/pjmfiles/pub/planning/project-queues/feas_docs/af2370_fea.pdf | Document Posted | https://www.pjm.com/pjmfiles/pub/planning/project-queues/impact_studies/af2370_imp.pdf | Document Posted |  | In Progress | N/A |  | N/A |  |  | N/A | N/A |  | 3/31/2020 | N/A | N/A |  |  |  | 12/31/2023 |  |  | N | No
AF2-371 | Harrison-Good Hope 138 kV | Carnation | OH | Fairfield | Engineering and Procurement | AEP | 84 | 84 | 50.4 |  | Capacity | Generation Interconnection | Solar |  |  | N/A | https://www.pjm.com/pjmfiles/pub/planning/project-queues/feas_docs/af2371_fea.pdf | Document Posted | https://www.pjm.com/pjmfiles/pub/planning/project-queues/impact_studies/af2371_imp.htm | Document Posted | https://www.pjm.com/pjmfiles/pub/planning/project-queues/facilities/af2371_fac.pdf | Document Posted | https://www.pjm.com/pjmfiles/pub/planning/project-queues/gia/af2_371_gia.pdf | Document Posted | N/A | https://www.pjm.com/pjmfiles/pub/planning/project-queues/csa/af2_371_csa.pdf | Document Posted | N/A | N/A | 12/31/2027 | 3/31/2020 | N/A | N/A | 1/30/2028 |  |  | 3/31/2028 | 3/31/2028 |  | N | No
AF2-372 | Black Branch 34.5 kV |  | VA | Lunenburg | Withdrawn | Dominion | 19.95 | 19.95 | 7.58 |  | Capacity | Generation Interconnection | Solar |  |  | N/A | https://www.pjm.com/pjmfiles/pub/planning/project-queues/feas_docs/af2372_fea.pdf | Document Posted |  |  |  |  | N/A |  | N/A |  |  | N/A | N/A |  | 3/31/2020 | N/A | N/A |  | 8/20/2020 |  | 11/26/2021 |  |  | N | No
AF2-373 | Mount Laurel 115 kV |  | VA | Halifax | Withdrawn | Dominion | 14.25 | 14.25 | 5.7 |  | Capacity | Generation Interconnection | Solar |  |  | N/A | https://www.pjm.com/pjmfiles/pub/planning/project-queues/feas_docs/af2373_fea.pdf | Document Posted |  |  |  |  | N/A |  | N/A |  |  | N/A | N/A |  | 3/31/2020 | N/A | N/A |  | 8/26/2020 |  | 5/30/2022 |  |  | N | No
AF2-374 | Woodland 34.5 kV |  | VA | Southampton | Withdrawn | Dominion | 20 | 20 | 7.6 |  | Capacity | Generation Interconnection | Solar |  |  | N/A | https://www.pjm.com/pjmfiles/pub/planning/project-queues/feas_docs/af2374_fea.pdf | Document Posted |  |  |  |  | N/A |  | N/A |  |  | N/A | N/A |  | 3/31/2020 | N/A | N/A |  | 9/3/2020 |  | 10/29/2021 |  |  | N | No
AF2-375 | Ebersole-Fostoria 138 kV | South Branch Solar | OH | Hancock | Engineering and Procurement | AEP | 129.6 | 129.6 | 77.76 |  | Capacity | Generation Interconnection | Solar |  |  | N/A | https://www.pjm.com/pjmfiles/pub/planning/project-queues/feas_docs/af2375_fea.pdf | Document Posted | https://www.pjm.com/pjmfiles/pub/planning/project-queues/impact_studies/af2375_imp.htm | Document Posted | https://www.pjm.com/pjmfiles/pub/planning/project-queues/facilities/af2375_fac.pdf | Document Posted | https://www.pjm.com/pjmfiles/pub/planning/project-queues/gia/af2_375_gia.pdf | Document Posted | N/A | https://www.pjm.com/pjmfiles/pub/planning/project-queues/csa/af2_375_csa.pdf | Document Posted | N/A | N/A | 4/15/2027 | 3/31/2020 | N/A | N/A | 5/15/2027 |  |  | 2/28/2026 | 2/28/2026 |  | N | No
AF2-376 - moved to TC1 | Timber Switch 138 kV |  | OH | Paulding | Active | AEP | 50 | 50 | 20 |  | Capacity | Generation Interconnection | Storage |  |  | N/A | https://www.pjm.com/pjmfiles/pub/planning/project-queues/feas_docs/af2376_fea.pdf | Document Posted | https://www.pjm.com/pjmfiles/pub/planning/project-queues/impact_studies/af2376_imp.htm | Document Posted |  | In Progress | N/A |  | N/A |  |  | N/A | N/A |  | 3/31/2020 | N/A | N/A |  |  |  | 10/31/2023 |  |  | N | No
AF2-377 | Logtown 138 kV | Timber Road Storage III | OH | Paulding | Engineering and Procurement | AEP | 50 | 50 | 20 |  | Capacity | Generation Interconnection | Storage |  |  | N/A | https://www.pjm.com/pjmfiles/pub/planning/project-queues/feas_docs/af2377_fea.pdf | Document Posted | https://www.pjm.com/pjmfiles/pub/planning/project-queues/impact_studies/af2377_imp.htm | Document Posted | https://www.pjm.com/pjmfiles/pub/planning/project-queues/facilities/af2377_fac.pdf | Document Posted | https://www.pjm.com/pjmfiles/pub/planning/project-queues/gia/af2_377_gia.pdf | Document Posted | N/A |  |  | N/A | N/A | 10/18/2028 | 3/31/2020 | N/A | N/A | 11/1/2028 |  |  | 3/17/2029 | 3/17/2029 |  | N | No
AF2-378 | Cambridge 12 kV | GGC Solar | MD | Dorchester | Engineering and Procurement | DPL | 2.65 | 2.65 | 1.11 |  | Capacity | Generation Interconnection | Solar; Storage |  |  | N/A | https://www.pjm.com/pjmfiles/pub/planning/project-queues/feas_docs/af2378_fea.pdf | Document Posted | https://www.pjm.com/pjmfiles/pub/planning/project-queues/impact_studies/af2378_imp.pdf | Document Posted |  | Not Required | N/A | Wholesale Market Participation Agreement | https://www.pjm.com/pjmfiles/pub/planning/project-queues/wmpa/af2378_wmpa.pdf | https://www.pjm.com/pjmfiles/pub/planning/project-queues/csa/af2378_wmpa.pdf | Not Required | N/A | N/A |  | 3/31/2020 | N/A | N/A | 3/31/2026 |  |  | 3/31/2024 | 3/31/2024 |  | N | No
AF2-379 | Princess Anne 25 kV | RHC Solar | MD | Somerset | Under Construction | DPL | 3.9 | 3.9 | 1.638 |  | Capacity | Generation Interconnection | Solar; Storage |  |  | N/A | https://www.pjm.com/pjmfiles/pub/planning/project-queues/feas_docs/af2379_fea.pdf | Document Posted | https://www.pjm.com/pjmfiles/pub/planning/project-queues/impact_studies/af2379_imp.pdf | Document Posted |  | Not Required | N/A | Wholesale Market Participation Agreement | https://www.pjm.com/pjmfiles/pub/planning/project-queues/wmpa/af2379_wmpa.pdf | https://www.pjm.com/pjmfiles/pub/planning/project-queues/csa/af2379_wmpa.pdf | Not Required | N/A | N/A |  | 4/1/2020 | N/A | N/A | 3/16/2026 |  |  | 12/1/2024 | 12/1/2024 |  | N | No
AF2-380 | Karns City-Bear Creek 25 kV | Richardson Solar | PA | Clarion | Withdrawn | APS | 15 | 15 | 9 |  | Capacity | Generation Interconnection | Solar |  |  | N/A | https://www.pjm.com/pjmfiles/pub/planning/project-queues/feas_docs/af2380_fea.pdf | Document Posted | https://www.pjm.com/pjmfiles/pub/planning/project-queues/impact_studies/af2380_imp.htm | Document Posted |  | Not Required | N/A | Wholesale Market Participation Agreement | https://www.pjm.com/pjmfiles/pub/planning/project-queues/wmpa/af2380_wmpa.pdf | https://www.pjm.com/pjmfiles/pub/planning/project-queues/csa/af2380_wmpa.pdf | Not Required | N/A | N/A | 4/30/2027 | 3/31/2020 | N/A | N/A | 5/31/2027 | 3/17/2025 |  | 7/30/2027 | 7/30/2027 |  | N | No
AF2-381 - moved to TC1 | Bedford North-Central City West 115 kV |  | PA | Somerset | Withdrawn | PENELEC | 60 | 60 | 40.2 |  | Capacity | Generation Interconnection | Solar |  |  | N/A | https://www.pjm.com/pjmfiles/pub/planning/project-queues/feas_docs/af2381_fea.pdf | Document Posted |  | Withdrawn |  |  | N/A |  | N/A |  |  | N/A | N/A |  | 4/1/2020 | N/A | N/A |  | 6/21/2024 |  | 6/30/2023 |  |  | N | No | This project slid to the next queue
AF2-382 | Hurley 69 kV | Buchanan County Solar | VA | Buchanan | Engineering and Procurement | AEP | 75 | 75 | 45 |  | Capacity | Generation Interconnection | Solar |  |  | N/A | https://www.pjm.com/pjmfiles/pub/planning/project-queues/feas_docs/af2382_fea.pdf | Document Posted | https://www.pjm.com/pjmfiles/pub/planning/project-queues/impact_studies/af2382_imp.htm | Document Posted | https://www.pjm.com/pjmfiles/pub/planning/project-queues/facilities/af2382_fac.pdf | Document Posted | https://www.pjm.com/pjmfiles/pub/planning/project-queues/gia/af2_382_gia.pdf | Document Posted | N/A |  |  | N/A | N/A | 5/15/2028 | 3/31/2020 | N/A | N/A | 5/22/2028 |  |  | 9/30/2028 | 9/30/2028 |  | N | No
AF2-383 | Tolna 115 kV | Tolna Energy Center | PA | York | Engineering and Procurement | ME | 20 | 20 | 20 |  | Capacity | Generation Interconnection | Solar; Storage |  |  | N/A | https://www.pjm.com/pjmfiles/pub/planning/project-queues/feas_docs/af2383_fea.pdf | Document Posted | https://www.pjm.com/pjmfiles/pub/planning/project-queues/impact_studies/af2383_imp.htm | Document Posted | https://www.pjm.com/pjmfiles/pub/planning/project-queues/facilities/af2383_fac.pdf | Document Posted | https://www.pjm.com/pjmfiles/pub/planning/project-queues/gia/af2_383_gia.pdf | Document Posted | N/A |  |  | N/A | N/A | 10/31/2027 | 3/31/2020 | N/A | N/A | 12/15/2027 |  |  | 1/31/2028 | 1/31/2028 |  | N | No
AF2-384 | Brunot Island 138 kV | Brunot Island | PA | Allegheny | Withdrawn | DL | 20 | 20 | 20 |  | Capacity | Generation Interconnection | Solar; Storage |  |  | N/A | https://www.pjm.com/pjmfiles/pub/planning/project-queues/feas_docs/af2384_fea.pdf | Document Posted | https://www.pjm.com/pjmfiles/pub/planning/project-queues/impact_studies/af2384_imp.htm | Document Posted | https://www.pjm.com/pjmfiles/pub/planning/project-queues/facilities/af2384_fac.pdf | Document Posted |  | Withdrawn | N/A |  |  | N/A | N/A |  | 3/31/2020 | N/A | N/A |  | 3/25/2025 |  | 12/31/2027 | 12/31/2027 |  | N | No
AF2-385 | Nelson 69 kV |  | DE | Sussex | Withdrawn | DPL | 75 | 75 | 47.8 |  | Capacity | Generation Interconnection | Solar |  |  | N/A | https://www.pjm.com/pjmfiles/pub/planning/project-queues/feas_docs/af2385_fea.pdf | Document Posted | https://www.pjm.com/pjmfiles/pub/planning/project-queues/impact_studies/af2385_imp.pdf | Document Posted |  | Withdrawn | N/A |  | N/A |  |  | N/A | N/A |  | 3/31/2020 | N/A | N/A |  | 10/14/2021 |  | 10/31/2022 |  |  | N | No
AF2-386 | Bryan 69 kV |  | OH | Williams | Withdrawn | ATSI | 15 | 15 | 6.3 |  | Capacity | Generation Interconnection | Solar |  |  | N/A | https://www.pjm.com/pjmfiles/pub/planning/project-queues/feas_docs/af2386_fea.pdf | Document Posted |  |  |  |  | N/A |  | N/A |  |  | N/A | N/A |  | 3/31/2020 | N/A | N/A |  | 10/16/2020 |  | 12/31/2022 |  |  | N | No
AF2-387 | Hillsboro-Steele 138 kV |  | MD | Queen Anne's | Withdrawn | DPL | 100 | 100 | 66.6 |  | Capacity | Generation Interconnection | Solar |  |  | N/A | https://www.pjm.com/pjmfiles/pub/planning/project-queues/feas_docs/af2387_fea.pdf | Document Posted | https://www.pjm.com/pjmfiles/pub/planning/project-queues/impact_studies/af2387_imp.pdf | Document Posted |  |  | N/A |  | N/A |  |  | N/A | N/A |  | 3/31/2020 | N/A | N/A |  | 4/1/2021 |  | 12/1/2023 |  |  | N | No
AF2-388 - moved to TC1 | Keystone-Desoto 345 kV |  | IN | Blackford | Active | AEP | 200 | 200 | 35.2 |  | Capacity | Generation Interconnection | Wind |  |  | N/A | https://www.pjm.com/pjmfiles/pub/planning/project-queues/feas_docs/af2388_fea.pdf | Document Posted | https://www.pjm.com/pjmfiles/pub/planning/project-queues/impact_studies/af2388_imp.pdf | Document Posted |  | In Progress | N/A |  | N/A |  |  | N/A | N/A |  | 3/31/2020 | N/A | N/A |  |  |  | 12/15/2023 |  |  | N | No
AF2-389 | Kenzie Creek-Stone Lake 69 kV | Prairie Refuge Solar | MI | Cass | Engineering and Procurement | AEP | 50 | 50 | 30 |  | Capacity | Generation Interconnection | Solar |  |  | N/A | https://www.pjm.com/pjmfiles/pub/planning/project-queues/feas_docs/af2389_fea.pdf | Document Posted | https://www.pjm.com/pjmfiles/pub/planning/project-queues/impact_studies/af2389_imp.htm | Document Posted | https://www.pjm.com/pjmfiles/pub/planning/project-queues/facilities/af2389_fac.pdf | Document Posted | https://www.pjm.com/pjmfiles/pub/planning/project-queues/gia/af2_389_gia.pdf | Document Posted | N/A |  |  | N/A | N/A | 11/26/2027 | 3/31/2020 | N/A | N/A | 12/13/2027 |  |  | 5/31/2028 | 5/31/2028 |  | N | No
AF2-390 | Kenzie Creek138 kV |  | MI | Cass | Withdrawn | AEP | 100 | 100 | 60 |  | Capacity | Generation Interconnection | Solar |  |  | N/A |  | Withdrawn |  |  |  |  | N/A |  | N/A |  |  | N/A | N/A |  | 3/31/2020 | N/A | N/A |  | 4/30/2020 |  | 10/31/2023 |  |  | N | No
AF2-391 - moved to TC1 | Central Hardin 69 kV |  | KY | Hardin | Withdrawn | EKPC | 120 | 120 | 72 |  | Capacity | Generation Interconnection | Solar; Storage |  |  | N/A | https://www.pjm.com/pjmfiles/pub/planning/project-queues/feas_docs/af2391_fea.pdf | Document Posted | https://www.pjm.com/pjmfiles/pub/planning/project-queues/impact_studies/af2391_imp.htm | Document Posted |  | Withdrawn | N/A |  | N/A |  |  | N/A | N/A |  | 3/31/2020 | N/A | N/A |  | 1/14/2025 |  | 6/15/2023 |  |  | N | No
AF2-392 - moved to TC1 | Nelson-Dixon 138 kV |  | IL | Lee | Active | ComEd | 199 | 199 | 35.2 |  | Capacity | Generation Interconnection | Wind |  |  | N/A | https://www.pjm.com/pjmfiles/pub/planning/project-queues/feas_docs/af2392_fea.pdf | Document Posted |  | In Progress |  |  | N/A |  | N/A |  |  | N/A | N/A |  | 3/31/2020 | N/A | N/A |  |  |  | 9/1/2024 |  |  | N | No
AF2-393 - moved to TC1 | Nelson-Dixon 138 kV |  | IL | Adams | Withdrawn | ComEd | 259 | 60 | 55 |  | Capacity | Generation Interconnection | Storage |  |  | N/A | https://www.pjm.com/pjmfiles/pub/planning/project-queues/feas_docs/af2393_fea.pdf | Document Posted | https://www.pjm.com/pjmfiles/pub/planning/project-queues/impact_studies/af2393_imp.pdf | Document Posted |  | Withdrawn | N/A |  | N/A |  |  | N/A | N/A |  | 3/31/2020 | N/A | N/A |  | 1/22/2025 |  | 9/1/2024 |  |  | N | No
AF2-394 - moved to TC1 | Nelson-Dixon 138 kV |  | IL | Adams | Withdrawn | ComEd | 299 | 40 | 40 |  | Capacity | Generation Interconnection | Storage |  |  | N/A | https://www.pjm.com/pjmfiles/pub/planning/project-queues/feas_docs/af2394_fea.pdf | Document Posted | https://www.pjm.com/pjmfiles/pub/planning/project-queues/impact_studies/af2394_imp.pdf | Document Posted |  | Withdrawn | N/A |  | N/A |  |  | N/A | N/A |  | 3/31/2020 | N/A | N/A |  | 1/22/2025 |  | 9/1/2024 |  |  | N | No
AF2-395 | Flatlick 765 kV | Rolling Hills Generating | OH | Vinton | In Service | AEP | 1045 | 51.1 | 89.6 | 51.1 | Capacity | Generation Interconnection | Natural Gas |  |  | N/A | https://www.pjm.com/pjmfiles/pub/planning/project-queues/feas_docs/af2395_fea.pdf | Document Posted | https://www.pjm.com/pjmfiles/pub/planning/project-queues/impact_studies/af2395_imp.pdf | Document Posted |  | Not Required | https://www.pjm.com/pjmfiles/pub/planning/project-queues/isa/af2_395_isa.pdf | Document Posted | N/A | https://www.pjm.com/pjmfiles/pub/planning/project-queues/csa/af2_395_csa.pdf | Document Posted | N/A | N/A |  | 3/31/2020 | N/A | N/A |  |  |  | 4/1/2023 | 4/1/2023 | 2/7/2023 | N | No
AF2-396 - moved to TC1 | Stinger 138 kV |  | MI | Cass | Active | AEP | 200 | 200 | 200 |  | Capacity | Generation Interconnection | Solar; Storage |  |  | N/A | https://www.pjm.com/pjmfiles/pub/planning/project-queues/feas_docs/af2396_fea.pdf | Document Posted | https://www.pjm.com/pjmfiles/pub/planning/project-queues/impact_studies/af2396_imp.pdf | Document Posted |  | In Progress | N/A |  | N/A |  |  | N/A | N/A |  | 3/31/2020 | N/A | N/A |  |  |  | 12/31/2023 |  |  | N | No
AF2-397 - moved to TC1 | Fork Union-Mt. Eagle 230 kV |  | VA | Fluvanna | Withdrawn | Dominion | 130 | 130 | 78 |  | Capacity | Generation Interconnection | Solar; Storage |  |  | N/A | https://www.pjm.com/pjmfiles/pub/planning/project-queues/feas_docs/af2397_fea.pdf | Document Posted | https://www.pjm.com/pjmfiles/pub/planning/project-queues/impact_studies/af2397_imp.pdf | Document Posted |  | Withdrawn | N/A |  | N/A |  |  | N/A | N/A |  | 4/1/2020 | N/A | N/A |  | 6/24/2024 |  | 12/15/2023 |  |  | N | No
AF2-398 | Necessity-Dinnerbell 12.47 kV | Fike Solar | PA | Fayette | Withdrawn | APS | 3 | 3 | 1.9 |  | Capacity | Generation Interconnection | Solar |  |  | N/A | https://www.pjm.com/pjmfiles/pub/planning/project-queues/feas_docs/af2398_fea.pdf | Document Posted | https://www.pjm.com/pjmfiles/pub/planning/project-queues/impact_studies/af2398_imp.pdf | Document Posted |  | Not Required | N/A | Wholesale Market Participation Agreement | https://www.pjm.com/pjmfiles/pub/planning/project-queues/wmpa/af2398_wmpa.pdf | https://www.pjm.com/pjmfiles/pub/planning/project-queues/csa/af2398_wmpa.pdf | Not Required | N/A | N/A |  | 3/31/2020 | N/A | N/A |  | 10/8/2024 |  | 9/30/2023 | 9/30/2023 |  | N | No
AF2-399 | Crewe 12.5 kV |  | VA | Nottoway | Withdrawn | Dominion | 5.225 | 5.225 | 1.938 |  | Capacity | Generation Interconnection | Solar |  |  | N/A | https://www.pjm.com/pjmfiles/pub/planning/project-queues/feas_docs/af2399_fea.pdf | Document Posted |  |  |  |  | N/A |  | N/A |  |  | N/A | N/A |  | 3/31/2020 | N/A | N/A |  | 9/8/2020 |  | 10/29/2021 |  |  | N | No
AF2-400 | Franklin 13.2 kV | Delaware Road Solar | VA | Southampton | Withdrawn | Dominion | 7.13 | 7.125 | 2.7075 |  | Capacity | Generation Interconnection | Solar |  |  | N/A | https://www.pjm.com/pjmfiles/pub/planning/project-queues/feas_docs/af2400_fea.pdf | Document Posted | https://www.pjm.com/pjmfiles/pub/planning/project-queues/impact_studies/af2400_imp.pdf | Document Posted |  | Not Required | N/A | Wholesale Market Participation Agreement | https://www.pjm.com/pjmfiles/pub/planning/project-queues/wmpa/af2400_wmpa.pdf | https://www.pjm.com/pjmfiles/pub/planning/project-queues/csa/af2400_wmpa.pdf | Not Required | N/A | N/A |  | 4/1/2020 | N/A | N/A | 5/1/2024 | 9/6/2023 |  | 5/31/2022 | 5/31/2022 |  | N | No
AF2-401 | Culpeper 34.5 kV | Stevensburg Road Solar | VA | Culpeper | Withdrawn | Dominion | 9.27 | 9.272 | 3.523 |  | Capacity | Generation Interconnection | Solar |  |  | N/A | https://www.pjm.com/pjmfiles/pub/planning/project-queues/feas_docs/af2401_fea.pdf | Document Posted | https://www.pjm.com/pjmfiles/pub/planning/project-queues/impact_studies/af2401_imp.pdf | Document Posted |  | Not Required | N/A | Wholesale Market Participation Agreement | https://www.pjm.com/pjmfiles/pub/planning/project-queues/wmpa/af2401_wmpa.pdf | https://www.pjm.com/pjmfiles/pub/planning/project-queues/csa/af2401_wmpa.pdf | Not Required | N/A | N/A |  | 3/31/2020 | N/A | N/A |  | 5/11/2021 |  | 10/31/2022 | 10/31/2022 |  | N | No
AF2-402 | Ivor-Oak Ridge 115 kV |  | VA | Southampton | Withdrawn | Dominion | 16.625 | 16.625 | 6.3175 |  | Capacity | Generation Interconnection | Solar |  |  | N/A | https://www.pjm.com/pjmfiles/pub/planning/project-queues/feas_docs/af2402_fea.pdf | Document Posted |  |  |  |  | N/A |  | N/A |  |  | N/A | N/A |  | 3/31/2020 | N/A | N/A |  | 9/3/2020 |  | 6/30/2022 |  |  | N | No
AF2-403 - moved to TC1 | Shockoe DP-Chatham 69 kV | Shockoe Storage / Shockoe DP-Chatham 69 kV | VA | Fluvanna | Withdrawn | Dominion | 60 | 0 | 8 |  | Capacity | Generation Interconnection | Storage |  |  | N/A | https://www.pjm.com/pjmfiles/pub/planning/project-queues/feas_docs/af2403_fea.pdf | Document Posted | https://www.pjm.com/pjmfiles/pub/planning/project-queues/impact_studies/af2403_imp.pdf | Document Posted |  | Withdrawn | N/A |  | N/A |  |  | N/A | N/A |  | 3/31/2020 | N/A | N/A |  | 1/22/2025 |  | 12/15/2022 |  |  | N | No
AF2-404 - moved to TC1 | Gladys DP-Stonemill 69 kV |  | VA | Campbell | Active | Dominion | 60 | 0 | 0 |  | Energy | Generation Interconnection | Storage |  |  | N/A | https://www.pjm.com/pjmfiles/pub/planning/project-queues/feas_docs/af2404_fea.pdf | Document Posted | https://www.pjm.com/pjmfiles/pub/planning/project-queues/impact_studies/af2404_imp.pdf | Document Posted |  | In Progress | N/A |  | N/A |  |  | N/A | N/A |  | 3/31/2020 | N/A | N/A |  |  |  | 12/15/2022 |  |  | N | No
AF2-405 | East Sayre 34.5 kV III | Elm Line Energy Storage | PA | Bradford | Withdrawn | PENELEC | 10 | 10 | 10 |  | Capacity | Generation Interconnection | Storage |  |  | N/A | https://www.pjm.com/pjmfiles/pub/planning/project-queues/feas_docs/af2405_fea.pdf | Document Posted | https://www.pjm.com/pjmfiles/pub/planning/project-queues/impact_studies/af2405_imp.htm | Document Posted |  | Withdrawn |  | Withdrawn | N/A |  | Not Required | N/A | N/A |  | 3/31/2020 | N/A | N/A |  | 12/24/2024 |  | 6/1/2021 |  |  | N | No
AF2-406 - moved to TC1 | Sayre 115 kV |  | PA | Bradford | Withdrawn | PENELEC | 75 | 75 | 75 |  | Capacity | Generation Interconnection | Storage |  |  | N/A | https://www.pjm.com/pjmfiles/pub/planning/project-queues/feas_docs/af2406_fea.pdf | Document Posted |  | Withdrawn |  |  | N/A |  | N/A |  |  | N/A | N/A |  | 3/31/2020 | N/A | N/A |  | 6/21/2024 |  | 6/1/2022 |  |  | N | No
AF2-407 - moved to TC1 | Fall Creek 345 kV |  | IN | Madison | Active | AEP | 300 | 300 | 300 |  | Capacity | Generation Interconnection | Storage |  |  | N/A | https://www.pjm.com/pjmfiles/pub/planning/project-queues/feas_docs/af2407_fea.pdf | Document Posted | https://www.pjm.com/pjmfiles/pub/planning/project-queues/impact_studies/af2407_imp.pdf | Document Posted |  | In Progress | N/A |  | N/A |  |  | N/A | N/A |  | 3/31/2020 | N/A | N/A |  |  |  | 6/1/2022 |  |  | N | No
AF2-408 | Fall Creek 138 kV | Fall Creek Energy Storage | IN | Madison | Engineering and Procurement | AEP | 80 | 80 | 80 |  | Capacity | Generation Interconnection | Storage |  |  | N/A | https://www.pjm.com/pjmfiles/pub/planning/project-queues/feas_docs/af2408_fea.pdf | Document Posted | https://www.pjm.com/pjmfiles/pub/planning/project-queues/impact_studies/af2408_imp.htm | Document Posted | https://www.pjm.com/pjmfiles/pub/planning/project-queues/facilities/af2408_fac.pdf | Document Posted | https://www.pjm.com/pjmfiles/pub/planning/project-queues/gia/af2_408_gia.pdf | Document Posted | N/A |  |  | N/A | N/A | 10/15/2027 | 3/31/2020 | N/A | N/A | 10/30/2027 |  |  | 1/15/2028 | 1/15/2028 |  | N | No
AF2-409 | Vienna 138 kV |  | MD | Dorchester | Withdrawn | DPL | 100 | 100 | 100 |  | Capacity | Generation Interconnection | Storage |  |  | N/A | https://www.pjm.com/pjmfiles/pub/planning/project-queues/feas_docs/af2409_fea.pdf | Document Posted | https://www.pjm.com/pjmfiles/pub/planning/project-queues/impact_studies/af2409_imp.pdf | Document Posted |  |  | N/A |  | N/A |  |  | N/A | N/A |  | 3/31/2020 | N/A | N/A |  | 7/6/2021 |  | 6/1/2022 |  |  | N | No
AF2-410 | Vienna 18 kV |  | MD | Dorchester | Withdrawn | DPL | 10 | 10 | 10 |  | Capacity | Generation Interconnection | Storage |  |  | N/A |  | Withdrawn |  |  |  |  | N/A |  | N/A |  |  | N/A | N/A |  | 3/31/2020 | N/A | N/A |  | 4/24/2020 |  | 6/1/2021 |  |  | N | No
AF2-411 | Mainesburg 345 kV |  | PA | Clinton | Withdrawn | PENELEC | 300 | 300 | 300 |  | Capacity | Generation Interconnection | Storage |  |  | N/A | https://www.pjm.com/pjmfiles/pub/planning/project-queues/feas_docs/af2411_fea.pdf | Document Posted |  |  |  |  | N/A |  | N/A |  |  | N/A | N/A |  | 3/31/2020 | N/A | N/A |  | 12/8/2020 |  | 6/1/2023 |  |  | N | No
AF2-412 - moved to TC1 | Mainesburg 115 kV |  | PA | Tioga | Withdrawn | PENELEC | 100 | 100 | 100 |  | Capacity | Generation Interconnection | Storage |  |  | N/A | https://www.pjm.com/pjmfiles/pub/planning/project-queues/feas_docs/af2412_fea.pdf | Document Posted |  | Withdrawn |  |  | N/A |  | N/A |  |  | N/A | N/A |  | 3/31/2020 | N/A | N/A |  | 1/22/2025 |  | 6/1/2022 |  |  | N | No
AF2-413 | Raritan River 230 kV | Woods Landing Energy Storage | NJ | Atlantic | Engineering and Procurement | JCPL | 250 | 250 | 250 |  | Capacity | Generation Interconnection | Storage |  |  | N/A | https://www.pjm.com/pjmfiles/pub/planning/project-queues/feas_docs/af2413_fea.pdf | Document Posted | https://www.pjm.com/pjmfiles/pub/planning/project-queues/impact_studies/af2413_imp.htm | Document Posted | https://www.pjm.com/pjmfiles/pub/planning/project-queues/facilities/af2413_fac.pdf | Document Posted | https://www.pjm.com/pjmfiles/pub/planning/project-queues/gia/af2_413_gia.pdf | Document Posted | N/A | https://www.pjm.com/pjmfiles/pub/planning/project-queues/csa/af2_413_csa.pdf | Document Posted | N/A | N/A | 11/30/2029 | 3/31/2020 | N/A | N/A | 12/29/2028 |  |  | 1/31/2030 | 1/31/2030 |  | N | No
AF2-414 | Bergen 345 kV |  | NJ | Hudson | Withdrawn | PSEG | 300 | 300 | 300 |  | Capacity | Generation Interconnection | Storage |  |  | N/A | https://www.pjm.com/pjmfiles/pub/planning/project-queues/feas_docs/af2414_fea.pdf | Document Posted | https://www.pjm.com/pjmfiles/pub/planning/project-queues/impact_studies/af2414_imp.pdf | Document Posted |  | Withdrawn | N/A |  | N/A |  |  | N/A | N/A |  | 3/31/2020 | N/A | N/A |  | 9/11/2023 |  | 6/1/2023 |  |  | N | No
AF2-415 | Bergen 138 kV | Two Rivers Storage | NJ | Hudson | Engineering and Procurement | PSEG | 150 | 150 | 150 |  | Capacity | Generation Interconnection | Storage |  |  | N/A | https://www.pjm.com/pjmfiles/pub/planning/project-queues/feas_docs/af2415_fea.pdf | Document Posted | https://www.pjm.com/pjmfiles/pub/planning/project-queues/impact_studies/af2415_imp.htm | Document Posted | https://www.pjm.com/pjmfiles/pub/planning/project-queues/facilities/af2415_fac.pdf | Document Posted | https://www.pjm.com/pjmfiles/pub/planning/project-queues/gia/af2_415_gia.pdf | Document Posted | N/A |  |  | N/A | N/A | 4/30/2028 | 3/31/2020 | N/A | N/A | 5/15/2028 |  |  | 5/30/2028 | 5/30/2028 |  | N | No
AF2-416 | Bergen 26 kV | Railroad Avenue Energy Storage | NJ | Hudson | Suspended | PSEG | 10 | 10 | 10 |  | Capacity | Generation Interconnection | Storage |  |  | N/A | https://www.pjm.com/pjmfiles/pub/planning/project-queues/feas_docs/af2416_fea.pdf | Document Posted | https://www.pjm.com/pjmfiles/pub/planning/project-queues/impact_studies/af2416_imp.html | Document Posted |  | Not Required | N/A | Wholesale Market Participation Agreement | https://www.pjm.com/pjmfiles/pub/planning/project-queues/wmpa/af2416_wmpa.pdf | https://www.pjm.com/pjmfiles/pub/planning/project-queues/csa/af2416_wmpa.pdf | Not Required | N/A | N/A |  | 4/1/2020 | N/A | N/A | 4/1/2026 |  |  | 6/1/2026 | 6/1/2026 |  | N | No
AF2-417 | West Damascus Tap-West Damascus 69 kV | WA-Cochecton 2 | PA | Adams | Engineering and Procurement | PPL | 20 | 20 | 12 |  | Capacity | Generation Interconnection | Solar |  |  | N/A | https://www.pjm.com/pjmfiles/pub/planning/project-queues/feas_docs/af2417_fea.pdf | Document Posted | https://www.pjm.com/pjmfiles/pub/planning/project-queues/impact_studies/af2417_imp.htm | Document Posted | https://www.pjm.com/pjmfiles/pub/planning/project-queues/facilities/af2417_fac.pdf | Document Posted | https://www.pjm.com/pjmfiles/pub/planning/project-queues/gia/af2_417_gia.pdf | Document Posted | N/A |  |  | N/A | N/A | 9/30/2026 | 3/31/2020 | N/A | N/A | 10/31/2026 |  |  | 12/31/2027 | 12/31/2027 |  | N | No
AF2-418 | Millville Tap 69 kV |  | PA | Columbia | Withdrawn | PPL | 20 | 20 | 12 |  | Capacity | Generation Interconnection | Solar |  |  | N/A | https://www.pjm.com/pjmfiles/pub/planning/project-queues/feas_docs/af2418_fea.pdf | Document Posted | https://www.pjm.com/pjmfiles/pub/planning/project-queues/impact_studies/af2418_imp.pdf | Document Posted |  | Withdrawn | N/A |  | N/A |  |  | N/A | N/A |  | 3/31/2020 | N/A | N/A |  | 9/13/2023 |  | 10/1/2021 |  |  | N | No
AF2-419 | Hunt Farm-Ballard 69 kV |  | KY | Boyle | Withdrawn | EKPC | 20 | 20 | 12 |  | Capacity | Generation Interconnection | Solar |  |  | N/A | https://www.pjm.com/pjmfiles/pub/planning/project-queues/feas_docs/af2419_fea.pdf | Document Posted |  | Withdrawn |  |  | N/A |  | N/A |  |  | N/A | N/A |  | 3/31/2020 | N/A | N/A |  | 9/14/2020 |  | 11/1/2021 |  |  | N | No
AF2-420 | Hunt Farm-Ballard 69 kV |  | KY | Boyle | Withdrawn | EKPC | 20 | 20 | 12 |  | Capacity | Generation Interconnection | Solar |  |  | N/A | https://www.pjm.com/pjmfiles/pub/planning/project-queues/feas_docs/af2420_fea.pdf | Document Posted |  |  |  |  | N/A |  | N/A |  |  | N/A | N/A |  | 3/31/2020 | N/A | N/A |  | 9/14/2020 |  | 10/1/2021 |  |  | N | No
AF2-421 | East Hazelton-Weatherly Tap 69 | Club Ford Energy Center | PA | Adams | Engineering and Procurement | PPL | 20 | 20 | 12 |  | Capacity | Generation Interconnection | Solar |  |  | N/A | https://www.pjm.com/pjmfiles/pub/planning/project-queues/feas_docs/af2421_fea.pdf | Document Posted | https://www.pjm.com/pjmfiles/pub/planning/project-queues/impact_studies/af2421_imp.htm | Document Posted | https://www.pjm.com/pjmfiles/pub/planning/project-queues/facilities/af2421_fac.pdf | Document Posted | https://www.pjm.com/pjmfiles/pub/planning/project-queues/gia/af2_421_gia.pdf | Document Posted | N/A |  |  | N/A | N/A | 11/30/2026 | 4/1/2020 | N/A | N/A | 12/30/2026 |  |  | 3/1/2027 | 3/1/2027 |  | N | No
AF2-422 | East Hazelton 12.47 kV |  | PA | Luzerne | Withdrawn | PPL | 20 | 20 | 12 |  | Capacity | Generation Interconnection | Solar |  |  | N/A | https://www.pjm.com/pjmfiles/pub/planning/project-queues/feas_docs/af2422_fea.pdf | Document Posted |  |  |  |  | N/A |  | N/A |  |  | N/A | N/A |  | 3/31/2020 | N/A | N/A |  | 8/27/2020 |  | 3/1/2022 |  |  | N | No
AF2-423 | East Hazelton 12.47 kV |  | PA | Luzerne | Withdrawn | PPL | 20 | 20 | 12 |  | Capacity | Generation Interconnection | Solar |  |  | N/A | https://www.pjm.com/pjmfiles/pub/planning/project-queues/feas_docs/af2423_fea.pdf | Document Posted |  |  |  |  | N/A |  | N/A |  |  | N/A | N/A |  | 3/31/2020 | N/A | N/A |  | 9/16/2020 |  | 3/1/2022 |  |  | N | No
AF2-424 | Reed-Reed Tap #1 69 kV | Shamrock Energy Center | PA | Northumberland | Engineering and Procurement | PPL | 20 | 20 | 12 |  | Capacity | Generation Interconnection | Solar |  |  | N/A | https://www.pjm.com/pjmfiles/pub/planning/project-queues/feas_docs/af2424_fea.pdf | Document Posted | https://www.pjm.com/pjmfiles/pub/planning/project-queues/impact_studies/af2424_imp.htm | Document Posted | https://www.pjm.com/pjmfiles/pub/planning/project-queues/facilities/af2424_fac.pdf | Document Posted | https://www.pjm.com/pjmfiles/pub/planning/project-queues/gia/af2_424_gia.pdf | Document Posted | N/A |  |  | N/A | N/A | 11/2/2026 | 3/31/2020 | N/A | N/A | 12/18/2026 |  |  | 2/1/2027 | 2/1/2027 |  | N | No
AF2-425 | Reed-Reed Tap#1 69 kV | Shamrock Energy Center | PA | Adams | Engineering and Procurement | PPL | 20 | 20 | 12 |  | Capacity | Generation Interconnection | Solar |  |  | N/A | https://www.pjm.com/pjmfiles/pub/planning/project-queues/feas_docs/af2425_fea.pdf | Document Posted | https://www.pjm.com/pjmfiles/pub/planning/project-queues/impact_studies/af2425_imp.htm | Document Posted | https://www.pjm.com/pjmfiles/pub/planning/project-queues/facilities/af2425_fac.pdf | Document Posted | https://www.pjm.com/pjmfiles/pub/planning/project-queues/gia/af2_425_gia.pdf | Document Posted | N/A |  |  | N/A | N/A | 11/2/2026 | 3/31/2020 | N/A | N/A | 12/18/2026 |  |  | 2/1/2027 | 2/1/2027 |  | N | No
AF2-426 | Bethelboro 12.47 kV | FA-Auto Auction | PA | Fayette | Withdrawn | APS | 1.17 | 1.17 | 0 |  | Energy | Generation Interconnection | Solar; Storage |  |  | N/A | https://www.pjm.com/pjmfiles/pub/planning/project-queues/feas_docs/af2426_fea.pdf | Document Posted | https://www.pjm.com/pjmfiles/pub/planning/project-queues/impact_studies/af2426_imp.pdf | Document Posted |  | Not Required | N/A | Wholesale Market Participation Agreement | https://www.pjm.com/pjmfiles/pub/planning/project-queues/wmpa/af2426_wmpa.pdf | https://www.pjm.com/pjmfiles/pub/planning/project-queues/csa/af2426_wmpa.pdf | Not Required | N/A | N/A |  | 3/31/2020 | N/A | N/A |  | 1/2/2024 |  | 4/9/2026 | 4/9/2026 |  | Y | No
AF2-427 | Watson 12.47 kV | Glidepath Ventures | PA | Northumberland | Withdrawn | PPL | 3 | 3 | 0 |  | Energy | Generation Interconnection | Solar; Storage |  |  | N/A | https://www.pjm.com/pjmfiles/pub/planning/project-queues/feas_docs/af2427_fea.pdf | Document Posted | https://www.pjm.com/pjmfiles/pub/planning/project-queues/impact_studies/af2427_imp.pdf | Document Posted |  | Not Required | N/A | Wholesale Market Participation Agreement | https://www.pjm.com/pjmfiles/pub/planning/project-queues/wmpa/af2427_wmpa.pdf | https://www.pjm.com/pjmfiles/pub/planning/project-queues/csa/af2427_wmpa.pdf | Not Required | N/A | N/A |  | 3/31/2020 | N/A | N/A | 9/1/2024 | 11/22/2023 |  | 2/1/2023 | 2/1/2023 |  | Y | No
AF2-428 | West Boyertown 13.2 kV | BR-Water | PA | Berks | Withdrawn | ME | 3 | 3 | 0 |  | Energy | Generation Interconnection | Solar; Storage |  |  | N/A | https://www.pjm.com/pjmfiles/pub/planning/project-queues/feas_docs/af2428_fea.pdf | Document Posted | https://www.pjm.com/pjmfiles/pub/planning/project-queues/impact_studies/af2428_imp.pdf | Document Posted |  | Not Required | N/A | Wholesale Market Participation Agreement | https://www.pjm.com/pjmfiles/pub/planning/project-queues/wmpa/af2428_wmpa.pdf | https://www.pjm.com/pjmfiles/pub/planning/project-queues/csa/af2428_wmpa.pdf | Not Required | N/A | N/A |  | 3/31/2020 | N/A | N/A |  | 4/24/2024 |  | 9/30/2022 | 9/30/2022 |  | Y | No
AF2-429 | South Hamburg 34.5 kV | BR-Mountain View | PA | Berks | Withdrawn | ME | 3.721 | 3.72 | 0 |  | Energy | Generation Interconnection | Solar; Storage |  |  | N/A | https://www.pjm.com/pjmfiles/pub/planning/project-queues/feas_docs/af2429_fea.pdf | Document Posted | https://www.pjm.com/pjmfiles/pub/planning/project-queues/impact_studies/af2429_imp.pdf | Document Posted |  | Not Required | N/A | Wholesale Market Participation Agreement | https://www.pjm.com/pjmfiles/pub/planning/project-queues/wmpa/af2429_wmpa.pdf | https://www.pjm.com/pjmfiles/pub/planning/project-queues/csa/af2429_wmpa.pdf | Not Required | N/A | N/A |  | 3/31/2020 | N/A | N/A |  | 1/2/2024 |  | 9/30/2022 | 9/30/2022 |  | Y | No
AF2-430 | Moselem 13.2 kV | BR-Allentown | PA | Berks | Withdrawn | ME | 3 | 3 | 0 |  | Energy | Generation Interconnection | Solar; Storage |  |  | N/A | https://www.pjm.com/pjmfiles/pub/planning/project-queues/feas_docs/af2430_fea.pdf | Document Posted | https://www.pjm.com/pjmfiles/pub/planning/project-queues/impact_studies/af2430_imp.pdf | Document Posted |  | Not Required | N/A | Wholesale Market Participation Agreement | https://www.pjm.com/pjmfiles/pub/planning/project-queues/wmpa/af2430_wmpa.pdf | https://www.pjm.com/pjmfiles/pub/planning/project-queues/csa/af2430_wmpa.pdf | Not Required | N/A | N/A |  | 3/31/2020 | N/A | N/A |  | 1/2/2024 |  | 9/30/2022 | 9/30/2022 |  | Y | No
AF2-431 | Baldy 13.2 kV | BR-Kutztown | PA | Berks | Withdrawn | ME | 1.166 | 1.17 | 0 |  | Energy | Generation Interconnection | Solar; Storage |  |  | N/A | https://www.pjm.com/pjmfiles/pub/planning/project-queues/feas_docs/af2431_fea.pdf | Document Posted | https://www.pjm.com/pjmfiles/pub/planning/project-queues/impact_studies/af2431_imp.pdf | Document Posted |  | Not Required | N/A | Wholesale Market Participation Agreement | https://www.pjm.com/pjmfiles/pub/planning/project-queues/wmpa/af2431_wmpa.pdf | https://www.pjm.com/pjmfiles/pub/planning/project-queues/csa/af2431_wmpa.pdf | Not Required | N/A | N/A |  | 3/31/2020 | N/A | N/A |  | 1/2/2024 |  | 9/30/2022 | 9/30/2022 |  | Y | No
AF2-432 | University 12.47 kV |  | PA | Columbia | Withdrawn | PPL | 2 | 2 | 0 |  | Energy | Generation Interconnection | Solar; Storage |  |  | N/A | https://www.pjm.com/pjmfiles/pub/planning/project-queues/feas_docs/af2432_fea.pdf | Document Posted | https://www.pjm.com/pjmfiles/pub/planning/project-queues/impact_studies/af2432_imp.pdf | Document Posted |  | Not Required | N/A | Wholesale Market Participation Agreement | https://www.pjm.com/pjmfiles/pub/planning/project-queues/wmpa/af2432_wmpa.pdf | https://www.pjm.com/pjmfiles/pub/planning/project-queues/csa/af2432_wmpa.pdf | Not Required | N/A | N/A |  | 3/31/2020 | N/A | N/A | 9/1/2024 | 11/22/2023 |  | 2/1/2023 | 2/1/2023 |  | Y | No
AF2-433 | Columbia-Geisinger Tap #1 69 kV | Frosty Valley Energy Center | PA | Columbia | Engineering and Procurement | PPL | 20 | 20 | 12 |  | Capacity | Generation Interconnection | Solar |  |  | N/A | https://www.pjm.com/pjmfiles/pub/planning/project-queues/feas_docs/af2433_fea.pdf | Document Posted | https://www.pjm.com/pjmfiles/pub/planning/project-queues/impact_studies/af2433_imp.htm | Document Posted | https://www.pjm.com/pjmfiles/pub/planning/project-queues/facilities/af2433_fac.pdf | Document Posted | https://www.pjm.com/pjmfiles/pub/planning/project-queues/gia/af2_433_gia.pdf | Document Posted | N/A |  |  | N/A | N/A | 10/30/2026 | 3/31/2020 | N/A | N/A | 12/1/2026 |  |  | 1/15/2027 | 1/15/2027 |  | N | No
AF2-434 | Columbia-Geisinger Tap #1 69 kV | Frosty Valley Energy Center | MD | Anne Arundel | Engineering and Procurement | PPL | 40 | 20 | 12 |  | Capacity | Generation Interconnection | Solar |  |  | N/A | https://www.pjm.com/pjmfiles/pub/planning/project-queues/feas_docs/af2434_fea.pdf | Document Posted | https://www.pjm.com/pjmfiles/pub/planning/project-queues/impact_studies/af2434_imp.htm | Document Posted | https://www.pjm.com/pjmfiles/pub/planning/project-queues/facilities/af2434_fac.pdf | Document Posted | https://www.pjm.com/pjmfiles/pub/planning/project-queues/gia/af2_434_gia.pdf | Document Posted | N/A |  |  | N/A | N/A | 10/30/2026 | 3/31/2020 | N/A | N/A | 12/1/2026 |  |  | 1/15/2027 | 1/15/2027 |  | N | No
AF2-435 | Waugh Chapel 115 kV |  | MD | Anne Arundel | Withdrawn | BGE | 55 | 55 | 33 |  | Capacity | Generation Interconnection | Solar |  |  | N/A | https://www.pjm.com/pjmfiles/pub/planning/project-queues/feas_docs/af2435_fea.pdf | Document Posted |  |  |  |  | N/A |  | N/A |  |  | N/A | N/A |  | 3/31/2020 | N/A | N/A |  | 9/2/2020 |  | 9/1/2023 |  |  | N | No
AF2-436 | Wyalusing 34.5 kV II | Wyalusing 34.5 kV | PA | Bradford | In Service | PENELEC | 21.4 | 1.5 | 1.5 | 1.5 | Capacity | Generation Interconnection | Natural Gas |  |  | N/A | https://www.pjm.com/pjmfiles/pub/planning/project-queues/feas_docs/af2436_fea.pdf | Document Posted | https://www.pjm.com/pjmfiles/pub/planning/project-queues/impact_studies/af2436_imp.pdf | Document Posted |  |  | https://www.pjm.com/pjmfiles/pub/planning/project-queues/isa/af2_436_isa.pdf | Document Posted | N/A | https://www.pjm.com/pjmfiles/pub/planning/project-queues/csa/af2_436_csa.pdf | Document Posted | N/A | N/A |  | 3/31/2020 | N/A | N/A |  |  |  | 9/30/2023 | 9/30/2023 | 3/18/2021 | N | No
AF2-437 | Oxbow 34.5 kV III | Oxbow Creek Energy | PA | Wyoming | In Service | PENELEC | 21.4 | 1.5 | 1.5 | 1.5 | Capacity | Generation Interconnection | Natural Gas |  |  | N/A | https://www.pjm.com/pjmfiles/pub/planning/project-queues/feas_docs/af2437_fea.pdf | Document Posted | https://www.pjm.com/pjmfiles/pub/planning/project-queues/impact_studies/af2437_imp.pdf | Document Posted |  | Not Required | https://www.pjm.com/pjmfiles/pub/planning/project-queues/isa/af2_437_isa.pdf | Document Posted | N/A | https://www.pjm.com/pjmfiles/pub/planning/project-queues/csa/af2_437_csa.pdf | Document Posted | N/A | N/A |  | 3/31/2020 | N/A | N/A |  |  |  | 9/30/2023 | 9/30/2023 | 1/11/2021 | N | No
AF2-438 | Heidleberg-Lavino 69 kV |  | PA | Mercer | Withdrawn | PPL | 20 | 20 | 12 |  | Capacity | Generation Interconnection | Solar |  |  | N/A | https://www.pjm.com/pjmfiles/pub/planning/project-queues/feas_docs/af2438_fea.pdf | Document Posted | https://www.pjm.com/pjmfiles/pub/planning/project-queues/impact_studies/af2438_imp.pdf | Document Posted |  | Withdrawn | N/A |  | N/A |  |  | N/A | N/A |  | 3/31/2020 | N/A | N/A |  | 9/13/2023 |  | 12/31/2023 |  |  | N | No
AF2-439 | Roxbury-Carlisle 115 kV |  | PA | Adams | Withdrawn | PENELEC | 50 | 50 | 26 |  | Capacity | Generation Interconnection | Solar |  |  | N/A | https://www.pjm.com/pjmfiles/pub/planning/project-queues/feas_docs/af2439_fea.pdf | Document Posted | https://www.pjm.com/pjmfiles/pub/planning/project-queues/impact_studies/af2439_imp.pdf | Document Posted |  |  | N/A |  | N/A |  |  | N/A | N/A |  | 3/31/2020 | N/A | N/A |  | 4/23/2021 |  | 12/31/2023 |  |  | N | No
AF2-440 | Hillsboro-Middleboro 138 kV | Palomino Solar | OH | Highland | Engineering and Procurement | AEP | 50 | 50 | 25 |  | Capacity | Generation Interconnection | Solar |  |  | N/A | https://www.pjm.com/pjmfiles/pub/planning/project-queues/feas_docs/af2440_fea.pdf | Document Posted | https://www.pjm.com/pjmfiles/pub/planning/project-queues/impact_studies/af2440_imp.htm | Document Posted | https://www.pjm.com/pjmfiles/pub/planning/project-queues/facilities/af2440_fac.pdf | Document Posted | https://www.pjm.com/pjmfiles/pub/planning/project-queues/gia/af2_440_gia.pdf | Document Posted | N/A | https://www.pjm.com/pjmfiles/pub/planning/project-queues/csa/af2_440_csa.pdf | Document Posted | N/A | N/A | 6/15/2027 | 3/31/2020 | N/A | N/A | 5/15/2027 |  |  | 8/15/2027 | 8/15/2027 |  | N | No
AF2-441 - moved to TC1 | Burnham 138kV |  | IL | Cook | Active | ComEd | 200 | 200 | 80 |  | Capacity | Generation Interconnection | Storage |  |  | N/A | https://www.pjm.com/pjmfiles/pub/planning/project-queues/feas_docs/af2441_fea.pdf | Document Posted |  | In Progress |  |  | N/A |  | N/A |  |  | N/A | N/A |  | 3/31/2020 | N/A | N/A |  |  |  | 5/31/2024 |  |  | N | No
AF2-444 | Reed-Reed Tap #2 69 kV |  | PA | Northumberland | Withdrawn | PPL | 19.8 | 19.8 | 11.8 |  | Capacity | Generation Interconnection | Solar |  |  | N/A | https://www.pjm.com/pjmfiles/pub/planning/project-queues/feas_docs/af2444_fea.pdf | Document Posted | https://www.pjm.com/pjmfiles/pub/planning/project-queues/impact_studies/af2444_imp.htm | Document Posted | https://www.pjm.com/pjmfiles/pub/planning/project-queues/facilities/af2444_fac.pdf | Document Posted | N/A |  | N/A |  |  | N/A | N/A |  | 3/31/2020 | N/A | N/A |  | 12/18/2024 |  | 6/1/2021 |  |  | N | No
AF2-445A | Fishbach-Port Carbon 69 kV | Norwegian Solar | PA | Northumberland | Suspended | PPL | 19.8 | 19.8 | 11.8 |  | Capacity | Generation Interconnection | Solar |  |  | N/A | https://www.pjm.com/pjmfiles/pub/planning/project-queues/feas_docs/af2445a_fea.pdf | Document Posted | https://www.pjm.com/pjmfiles/pub/planning/project-queues/impact_studies/af2445a_imp.pdf | Document Posted | https://www.pjm.com/pjmfiles/pub/planning/project-queues/facilities/af2445a_fac.pdf | Document Posted | https://www.pjm.com/pjmfiles/pub/planning/project-queues/isa/af2_445a_isa.pdf | Document Posted | N/A | https://www.pjm.com/pjmfiles/pub/planning/project-queues/csa/af2_445a_csa.pdf | Document Posted | N/A | N/A | 9/2/2024 | 4/1/2020 | N/A | N/A |  |  |  | 9/24/2024 | 9/24/2024 |  | N | No
AG1-001 | US Silica-Unimin 69 kV | Santos Solar | NJ | Cumberland | Withdrawn | AEC | 31 | 31 | 11.78 |  | Capacity | Generation Interconnection | Solar |  |  | N/A | https://www.pjm.com/pjmfiles/pub/planning/project-queues/feas_docs/ag1001_fea.pdf | Document Posted | https://www.pjm.com/pjmfiles/pub/planning/project-queues/impact_studies/ag1001_imp.htm | Document Posted | https://www.pjm.com/pjmfiles/pub/planning/project-queues/facilities/ag1001_fac.pdf | Document Posted |  | Withdrawn | N/A |  |  | N/A | N/A |  | 4/3/2020 | N/A | N/A |  | 1/10/2025 |  | 3/1/2023 |  |  | N | No
AG1-002 | Kennywood 23 kV |  | PA | Allegheny | Withdrawn | DL | 5.25 | 5.25 | 5.25 |  | Capacity | Generation Interconnection | Hydro |  |  | N/A |  | Withdrawn |  |  |  |  | N/A |  | N/A |  |  | N/A | N/A |  | 4/16/2020 | N/A | N/A |  | 5/22/2020 |  | 12/31/2022 |  |  | N | No
AG1-003 | Marysville-Sorenson 765 kV | Grange Solar | OH | Logan | Withdrawn | AEP | 900 | 400 | 226 |  | Capacity | Generation Interconnection | Solar; Storage |  |  | N/A | https://www.pjm.com/pjmfiles/pub/planning/project-queues/feas_docs/ag1003_fea.pdf | Document Posted | https://www.pjm.com/pjmfiles/pub/planning/project-queues/impact_studies/ag1003_imp.htm | Document Posted | https://www.pjm.com/pjmfiles/pub/planning/project-queues/facilities/ag1003_fac.pdf | Document Posted | N/A |  | N/A |  |  | N/A | N/A |  | 4/20/2020 | N/A | N/A |  | 2/12/2025 |  | 12/31/2023 |  |  | N | No
AG1-004 | Marysville-Sorenson 765 kV | Grange Solar | OH | Logan | Withdrawn | AEP | 1100 | 200 | 200 |  | Capacity | Generation Interconnection | Storage |  |  | N/A | https://www.pjm.com/pjmfiles/pub/planning/project-queues/feas_docs/ag1004_fea.pdf | Document Posted | https://www.pjm.com/pjmfiles/pub/planning/project-queues/impact_studies/ag1004_imp.htm | Document Posted | https://www.pjm.com/pjmfiles/pub/planning/project-queues/facilities/ag1004_fac.pdf | Document Posted | N/A |  | N/A |  |  | N/A | N/A |  | 4/20/2020 | N/A | N/A |  | 2/12/2025 |  | 12/31/2023 |  |  | N | No
AG1-005 - moved to TC1 | Corbin-Crescent Ridge 138 kV |  | IL | Stephenson | Withdrawn | ComEd | 200 | 200 | 120 |  | Capacity | Generation Interconnection | Solar |  |  | N/A | https://www.pjm.com/pjmfiles/pub/planning/project-queues/feas_docs/ag1005_fea.pdf | Document Posted |  | Withdrawn |  |  | N/A |  | N/A |  |  | N/A | N/A |  | 4/29/2020 | N/A | N/A |  | 1/22/2025 |  | 10/1/2023 |  |  | N | No
AG1-006 | Jay 138 kV |  | IN | Jay | Withdrawn | AEP | 100 | 100 | 60 |  | Capacity | Generation Interconnection | Solar |  |  | N/A |  | Withdrawn |  |  |  |  | N/A |  | N/A |  |  | N/A | N/A |  | 4/29/2020 | N/A | N/A |  | 6/15/2020 |  | 10/1/2023 |  |  | N | No
AG1-007 | Tar River 12.5 kV | Lillie Solar | NC | Edgecombe | Engineering and Procurement | Dominion | 9.4 | 9.4 | 6 |  | Capacity | Generation Interconnection | Solar |  |  | N/A | https://www.pjm.com/pjmfiles/pub/planning/project-queues/feas_docs/ag1007_fea.pdf | Document Posted | https://www.pjm.com/pjmfiles/pub/planning/project-queues/impact_studies/ag1007_imp.htm | Document Posted |  | Not Required | https://www.pjm.com/pjmfiles/pub/planning/project-queues/gia/ag1_007_gia.pdf | Document Posted | N/A |  |  | N/A | N/A | 9/1/2026 | 5/1/2020 | N/A | N/A | 10/1/2026 |  |  | 6/1/2028 | 6/1/2028 |  | N | No
AG1-008 - moved to TC1 | Tunis-Mapleton 115 kV |  | NC | Hertford | Active | Dominion | 126 | 126 | 83.7 |  | Capacity | Generation Interconnection | Solar |  |  | N/A | https://www.pjm.com/pjmfiles/pub/planning/project-queues/feas_docs/ag1008_fea.pdf | Document Posted |  | In Progress |  |  | N/A |  | N/A |  |  | N/A | N/A |  | 5/1/2020 | N/A | N/A |  |  |  | 12/15/2024 |  |  | N | No
AG1-009 | Hopewell-Surry 230kV |  | VA | Surry | Withdrawn | Dominion | 150 | 0 | 0 |  | Energy | Generation Interconnection | Storage |  |  | N/A | https://www.pjm.com/pjmfiles/pub/planning/project-queues/feas_docs/ag1009_fea.pdf | Document Posted | https://www.pjm.com/pjmfiles/pub/planning/project-queues/impact_studies/ag1009_imp.pdf | Document Posted |  | Withdrawn | N/A |  | N/A |  |  | N/A | N/A |  | 5/4/2020 | N/A | N/A |  | 9/12/2023 |  | 6/30/2022 |  |  | N | No
AG1-010 | Ladysmith-CT-St. Johns 230 kV |  | VA | Caroline | Withdrawn | Dominion | 180 | 0 | 0 |  | Energy | Generation Interconnection | Storage |  |  | N/A | https://www.pjm.com/pjmfiles/pub/planning/project-queues/feas_docs/ag1010_fea.pdf | Document Posted | https://www.pjm.com/pjmfiles/pub/planning/project-queues/impact_studies/ag1010_imp.pdf | Document Posted |  | Withdrawn | N/A |  | N/A |  |  | N/A | N/A |  | 5/5/2020 | N/A | N/A |  | 9/12/2023 |  | 6/30/2022 |  |  | N | No
AG1-011 - moved to TC1 | Colonial Trail 230 kV |  | VA | Surry | Withdrawn | Dominion | 160 | 160 | 160 |  | Capacity | Generation Interconnection | Storage |  |  | N/A | https://www.pjm.com/pjmfiles/pub/planning/project-queues/feas_docs/ag1011_fea.pdf | Document Posted |  | Withdrawn |  |  | N/A |  | N/A |  |  | N/A | N/A |  | 5/8/2020 | N/A | N/A |  | 6/24/2024 |  | 6/30/2022 |  |  | N | No
AG1-012 | Meadow Brook-Strasburg 138 kV II | Foxglove Solar Storage Uprate | VA | Frederick | Withdrawn | APS | 75 | 0 | 0 |  | Energy | Generation Interconnection | Solar; Storage |  |  | N/A | https://www.pjm.com/pjmfiles/pub/planning/project-queues/feas_docs/ag1012_fea.pdf | Document Posted | https://www.pjm.com/pjmfiles/pub/planning/project-queues/impact_studies/ag1012_imp.pdf | Document Posted |  | In Progress | N/A |  | N/A |  |  | N/A | N/A |  | 5/8/2020 | N/A | N/A |  | 9/12/2023 |  | 6/30/2022 |  |  | N | No
AG1-013 | Ladysmith CT-St. Johns 230 kV |  | VA | Caroline | Withdrawn | Dominion | 120 | 0 | 0 |  | Energy | Generation Interconnection | Storage |  |  | N/A | https://www.pjm.com/pjmfiles/pub/planning/project-queues/feas_docs/ag1013_fea.pdf | Document Posted | https://www.pjm.com/pjmfiles/pub/planning/project-queues/impact_studies/ag1013_imp.pdf | Document Posted |  | Withdrawn | N/A |  | N/A |  |  | N/A | N/A |  | 5/8/2020 | N/A | N/A |  | 7/28/2023 |  | 6/30/2022 |  |  | N | No
AG1-014 | Carson-Rogers Rd 500 kV |  | VA | Greensville | Withdrawn | Dominion | 500 | 0 | 0 |  | Energy | Generation Interconnection | Storage |  |  | N/A | https://www.pjm.com/pjmfiles/pub/planning/project-queues/feas_docs/ag1014_fea.pdf | Document Posted | https://www.pjm.com/pjmfiles/pub/planning/project-queues/impact_studies/ag1014_imp.pdf | Document Posted |  | Withdrawn | N/A |  | N/A |  |  | N/A | N/A |  | 5/8/2020 | N/A | N/A |  | 9/8/2023 |  | 12/1/2021 |  |  | N | No
AG1-015 | Carson-Rogers Rd 500 kV |  | VA | Greensville | Withdrawn | Dominion | 400 | 0 | 0 |  | Energy | Generation Interconnection | Storage |  |  | N/A | https://www.pjm.com/pjmfiles/pub/planning/project-queues/feas_docs/ag1015_fea.pdf | Document Posted | https://www.pjm.com/pjmfiles/pub/planning/project-queues/impact_studies/ag1015_imp.pdf | Document Posted |  | Withdrawn | N/A |  | N/A |  |  | N/A | N/A |  | 5/8/2020 | N/A | N/A |  | 9/8/2023 |  | 12/1/2021 |  |  | N | No
AG1-016 | Flanders 12.5 kV |  | NJ | Warren | Withdrawn | JCPL | 15 | 15 | 6.3 |  | Capacity | Generation Interconnection | Solar |  |  | N/A |  | Withdrawn |  |  |  |  | N/A |  | N/A |  |  | N/A | N/A |  | 5/8/2020 | N/A | N/A |  | 6/4/2020 |  | 12/18/2020 |  |  | N | No
AG1-017 | Jay 138 kV | Bitter Ridge Wind Farm | IN | Jay | Engineering and Procurement | AEP | 142.64 | 12.64 | 2.26 |  | Capacity | Generation Interconnection | Wind |  |  | N/A | https://www.pjm.com/pjmfiles/pub/planning/project-queues/feas_docs/ag1017_fea.pdf | Document Posted | https://www.pjm.com/pjmfiles/pub/planning/project-queues/impact_studies/ag1017_imp.htm | Document Posted | https://www.pjm.com/pjmfiles/pub/planning/project-queues/facilities/ag1017_fac.pdf | Document Posted | https://www.pjm.com/pjmfiles/pub/planning/project-queues/gia/ag1_017_gia.pdf | Document Posted | N/A |  |  | N/A | N/A | 7/25/2025 | 5/6/2020 | N/A | N/A | 8/1/2025 |  |  | 7/14/2025 | 7/14/2025 |  | N | No
AG1-018 | Nipetown-Reid 138 kV |  | MD | Washington | Withdrawn | APS | 32 | 8 | 3.2 |  | Capacity | Generation Interconnection | Solar |  |  | N/A | https://www.pjm.com/pjmfiles/pub/planning/project-queues/feas_docs/ag1018_fea.pdf | Document Posted | https://www.pjm.com/pjmfiles/pub/planning/project-queues/impact_studies/ag1018_imp.pdf | Document Posted |  |  | N/A |  | N/A |  |  | N/A | N/A |  | 5/12/2020 | N/A | N/A |  | 2/26/2021 |  | 12/31/2023 |  |  | N | No
AG1-019 - moved to TC1 | Arnold's Corner-Dahlgren 230 kV |  | VA | King George | Withdrawn | Dominion | 200 | 100 | 100 |  | Capacity | Generation Interconnection | Storage |  |  | N/A | https://www.pjm.com/pjmfiles/pub/planning/project-queues/feas_docs/ag1019_fea.pdf | Document Posted | https://www.pjm.com/pjmfiles/pub/planning/project-queues/impact_studies/ag1019_imp.pdf | Document Posted |  | Withdrawn | N/A |  | N/A |  |  | N/A | N/A |  | 5/20/2020 | N/A | N/A |  | 6/24/2024 |  | 10/31/2023 |  |  | N | No
AG1-020 | New Road 230 kV |  | VA | Loudoun | Withdrawn | Dominion | 400 | 150 | 150 |  | Capacity | Generation Interconnection | Storage |  |  | N/A |  | Withdrawn |  |  |  |  | N/A |  | N/A |  |  | N/A | N/A |  | 5/20/2020 | N/A | N/A |  | 6/16/2020 |  | 10/31/2023 |  |  | N | No
AG1-021 - moved to TC1 | Jetersville-Ponton 115 kV |  | VA | Amelia | Active | Dominion | 86 | 20 | 10.8 |  | Capacity | Generation Interconnection | Solar |  |  | N/A | https://www.pjm.com/pjmfiles/pub/planning/project-queues/feas_docs/ag1021_fea.pdf | Document Posted | https://www.pjm.com/pjmfiles/pub/planning/project-queues/impact_studies/ag1021_imp.pdf | Document Posted |  | In Progress | N/A |  | N/A |  |  | N/A | N/A |  | 5/26/2020 | N/A | N/A |  |  |  | 12/12/2023 |  |  | N | No
AG1-022 - moved to TC1 | Scottsville-Colleen 138 kV |  | VA | Albemarle | Withdrawn | AEP | 95 | 20 | 12 |  | Capacity | Generation Interconnection | Solar |  |  | N/A | https://www.pjm.com/pjmfiles/pub/planning/project-queues/feas_docs/ag1022_fea.pdf | Document Posted | https://www.pjm.com/pjmfiles/pub/planning/project-queues/impact_studies/ag1022_imp.pdf | Document Posted |  | Withdrawn | N/A |  | N/A |  |  | N/A | N/A |  | 5/26/2020 | N/A | N/A |  | 1/22/2025 |  | 12/12/2023 |  |  | N | No
AG1-023 | North Anna-Louisa 230 kV |  | VA | Louisa | Withdrawn | Dominion | 75 | 75 | 15 |  | Capacity | Generation Interconnection | Solar |  |  | N/A | https://www.pjm.com/pjmfiles/pub/planning/project-queues/feas_docs/ag1023_fea.pdf | Document Posted | https://www.pjm.com/pjmfiles/pub/planning/project-queues/impact_studies/ag1023_imp.pdf | Document Posted |  | Withdrawn | N/A |  | N/A |  |  | N/A | N/A |  | 5/26/2020 | N/A | N/A |  | 9/12/2023 |  | 10/1/2023 |  |  | N | No
AG1-024 | Centerburg 138 kV | Harvey Solar I | OH | Licking | Engineering and Procurement | AEP | 235 | 85 | 35.7 |  | Capacity | Generation Interconnection | Solar |  |  | N/A | https://www.pjm.com/pjmfiles/pub/planning/project-queues/feas_docs/ag1024_fea.pdf | Document Posted | https://www.pjm.com/pjmfiles/pub/planning/project-queues/impact_studies/ag1024_imp.htm | Document Posted | https://www.pjm.com/pjmfiles/pub/planning/project-queues/facilities/ag1024_fac.pdf | Document Posted | https://www.pjm.com/pjmfiles/pub/planning/project-queues/gia/ag1_024_gia.pdf | Document Posted | N/A |  |  | N/A | N/A | 10/15/2027 | 6/1/2020 | N/A | N/A | 10/29/2027 |  |  | 1/15/2029 | 1/15/2029 |  | N | No
AG1-025 | Southwest Lima-West Moulton 138 kV |  | OH | Auglaize | Withdrawn | AEP | 117 | 20 | 8.4 |  | Capacity | Generation Interconnection | Solar |  |  | N/A | https://www.pjm.com/pjmfiles/pub/planning/project-queues/feas_docs/ag1025_fea.pdf | Document Posted | https://www.pjm.com/pjmfiles/pub/planning/project-queues/impact_studies/ag1025_imp.pdf | Document Posted |  | Withdrawn | N/A |  | N/A |  |  | N/A | N/A |  | 6/2/2020 | N/A | N/A |  | 4/26/2024 |  | 10/31/2023 |  |  | N | No
AG1-027 | Suffolk-Holland 115 kV |  | VA | City of Suffolk | Withdrawn | Dominion | 127.5 | 127.5 | 82.11 |  | Capacity | Generation Interconnection | Solar |  |  | N/A | https://www.pjm.com/pjmfiles/pub/planning/project-queues/feas_docs/ag1027_fea.pdf | Document Posted | https://www.pjm.com/pjmfiles/pub/planning/project-queues/impact_studies/ag1027_imp.pdf | Document Posted |  | Withdrawn | N/A |  | N/A |  |  | N/A | N/A |  | 6/8/2020 | N/A | N/A |  | 9/27/2021 |  | 12/31/2024 |  |  | N | No
AG1-028 | Suffolk-Holland 115 kV |  | VA | City of Suffolk | Withdrawn | Dominion | 127.5 | 0 | 0 |  | Energy | Generation Interconnection | Storage |  |  | N/A | https://www.pjm.com/pjmfiles/pub/planning/project-queues/feas_docs/ag1028_fea.pdf | Document Posted | https://www.pjm.com/pjmfiles/pub/planning/project-queues/impact_studies/ag1028_imp.pdf | Document Posted |  |  | N/A |  | N/A |  |  | N/A | N/A |  | 6/8/2020 | N/A | N/A |  | 9/27/2021 |  | 12/31/2024 |  |  | N | No
AG1-029 | Weirton Solar 24 kV | Weirton Solar 24 kV | WV | Hancock | Withdrawn | APS | 30 | 30 | 13.6 |  | Capacity | Generation Interconnection | Solar |  |  | N/A | https://www.pjm.com/pjmfiles/pub/planning/project-queues/feas_docs/ag1029_fea.pdf | Document Posted | https://www.pjm.com/pjmfiles/pub/planning/project-queues/impact_studies/ag1029_imp.pdf | Document Posted |  | Not Required | N/A | Wholesale Market Participation Agreement | https://www.pjm.com/pjmfiles/pub/planning/project-queues/wmpa/ag1029_wmpa.pdf | https://www.pjm.com/pjmfiles/pub/planning/project-queues/csa/ag1029_wmpa.pdf | Not Required | N/A | N/A |  | 6/10/2020 | N/A | N/A | 6/1/2024 | 9/15/2023 |  | 10/1/2024 | 10/1/2024 |  | N | No
AG1-030 - moved to TC1 | Victoria DP-Martin DP 115 kV |  | VA | Nottoway | Withdrawn | Dominion | 150 | 150 | 90 |  | Capacity | Generation Interconnection | Solar |  |  | N/A | https://www.pjm.com/pjmfiles/pub/planning/project-queues/feas_docs/ag1030_fea.pdf | Document Posted |  | Withdrawn |  |  | N/A |  | N/A |  |  | N/A | N/A |  | 6/9/2020 | N/A | N/A |  | 6/24/2024 |  | 1/1/2023 |  |  | N | No
AG1-031 | Elk Run D.P.-Gainesville 230 kV | Alameda Solar | VA | Fauquier | Withdrawn | Dominion | 90 | 20 | 8.4 |  | Capacity | Generation Interconnection | Solar |  |  | N/A | https://www.pjm.com/pjmfiles/pub/planning/project-queues/feas_docs/ag1031_fea.pdf | Document Posted | https://www.pjm.com/pjmfiles/pub/planning/project-queues/impact_studies/ag1031_imp.pdf | Document Posted |  | Not Required | https://www.pjm.com/pjmfiles/pub/planning/project-queues/gia/ag1_031_gia.pdf | Document Posted | N/A |  |  | N/A | N/A |  | 6/10/2020 | N/A | N/A |  |  |  | 12/31/2027 | 12/31/2027 |  | N | No
AG1-032 | Lightfoot 34.5 kV |  | VA | James City | Withdrawn | Dominion | 20 | 20 | 12 |  | Capacity | Generation Interconnection | Solar |  |  | N/A |  | Withdrawn |  |  |  |  | N/A |  | N/A |  |  | N/A | N/A |  | 6/11/2020 | N/A | N/A |  | 7/10/2020 |  | 10/1/2022 |  |  | N | No
AG1-033 | Scalp Level 23 kV |  | PA | Somerset | Withdrawn | PENELEC | 5 | 5 | 3.2 |  | Capacity | Generation Interconnection | Solar |  |  | N/A | https://www.pjm.com/pjmfiles/pub/planning/project-queues/feas_docs/ag1033_fea.pdf | Document Posted | https://www.pjm.com/pjmfiles/pub/planning/project-queues/impact_studies/ag1033_imp.pdf | Document Posted |  |  | N/A |  | N/A |  |  | N/A | N/A |  | 6/12/2020 | N/A | N/A |  | 9/16/2021 |  | 12/31/2021 |  |  | N | No
AG1-034 | Centerburg 138 kV | Harvey Solar I | OH | Licking | Engineering and Procurement | AEP | 362.5 | 127.5 | 53.55 |  | Capacity | Generation Interconnection | Solar |  |  | N/A | https://www.pjm.com/pjmfiles/pub/planning/project-queues/feas_docs/ag1034_fea.pdf | Document Posted | https://www.pjm.com/pjmfiles/pub/planning/project-queues/impact_studies/ag1034_imp.htm | Document Posted | https://www.pjm.com/pjmfiles/pub/planning/project-queues/facilities/ag1034_fac.pdf | Document Posted | https://www.pjm.com/pjmfiles/pub/planning/project-queues/gia/ag1_034_gia.pdf | Document Posted | N/A |  |  | N/A | N/A | 10/15/2027 | 6/12/2020 | N/A | N/A | 10/29/2027 |  |  | 1/15/2029 | 1/15/2029 |  | N | No
AG1-035 | Ahoskie 34.5 kV |  | NC | Hertford | Withdrawn | Dominion | 10 | 10 | 6 |  | Capacity | Generation Interconnection | Solar |  |  | N/A |  | Withdrawn |  |  |  |  | N/A |  | N/A |  |  | N/A | N/A |  | 6/16/2020 | N/A | N/A |  | 8/12/2020 |  | 12/31/2021 |  |  | N | No
AG1-036 | Tunis 34.5 kV |  | NC | Bertie | Withdrawn | Dominion | 13.5 | 13.5 | 8.1 |  | Capacity | Generation Interconnection | Solar |  |  | N/A | https://www.pjm.com/pjmfiles/pub/planning/project-queues/feas_docs/ag1036_fea.pdf | Document Posted |  |  |  |  | N/A |  | N/A |  |  | N/A | N/A |  | 6/16/2020 | N/A | N/A |  | 3/17/2021 |  | 12/31/2021 |  |  | N | No
AG1-037 | Ahoskie 34.5 kV | NC3 Ahoskie South Solar Project | NC | Hertford | Engineering and Procurement | Dominion | 5 | 5 | 3 |  | Capacity | Generation Interconnection | Solar; Storage |  |  | N/A | https://www.pjm.com/pjmfiles/pub/planning/project-queues/feas_docs/ag1037_fea.pdf | Document Posted | https://www.pjm.com/pjmfiles/pub/planning/project-queues/impact_studies/ag1037_imp.pdf | Document Posted |  | Not Required | N/A | Wholesale Market Participation Agreement | https://www.pjm.com/pjmfiles/pub/planning/project-queues/wmpa/ag1037_wmpa.pdf | https://www.pjm.com/pjmfiles/pub/planning/project-queues/csa/ag1037_wmpa.pdf | Not Required | N/A | N/A |  | 6/16/2020 | N/A | N/A | 5/31/2027 |  |  | 8/29/2027 | 8/29/2027 |  | N | No
AG1-038 | Garner DP-Lancaster 115 kV | Waller Solar I | VA | Lancaster | Engineering and Procurement | Dominion | 176 | 45 | 18.9 |  | Capacity | Generation Interconnection | Solar |  |  | N/A | https://www.pjm.com/pjmfiles/pub/planning/project-queues/feas_docs/ag1038_fea.pdf | Document Posted | https://www.pjm.com/pjmfiles/pub/planning/project-queues/impact_studies/ag1038_imp.htm | Document Posted |  | In Progress | https://www.pjm.com/pjmfiles/pub/planning/project-queues/gia/ag1_038_gia.pdf | Document Posted | N/A |  |  | N/A | N/A |  | 6/16/2020 | N/A | N/A |  |  |  | 12/31/2027 | 12/31/2027 |  | N | No
AG1-039 | Galion 138 kV II | Blossom Solar | OH | Morrow | Engineering and Procurement | ATSI | 144 | 56 | 23.52 |  | Capacity | Generation Interconnection | Solar |  |  | N/A | https://www.pjm.com/pjmfiles/pub/planning/project-queues/feas_docs/ag1039_fea.pdf | Document Posted | https://www.pjm.com/pjmfiles/pub/planning/project-queues/impact_studies/ag1039_imp.htm | Document Posted |  | In Progress | https://www.pjm.com/pjmfiles/pub/planning/project-queues/gia/ag1_039_gia.pdf | Document Posted | N/A |  |  | N/A | N/A | 1/31/2026 | 6/18/2020 | N/A | N/A | 2/14/2026 |  |  | 7/31/2026 | 7/31/2026 |  | N | No
AG1-040 | Morgan Street-Mount Hope 34.5 kV | Nichols Solar | PA | Crawford | Engineering and Procurement | PENELEC | 20 | 20 | 12 |  | Capacity | Generation Interconnection | Solar |  |  | N/A | https://www.pjm.com/pjmfiles/pub/planning/project-queues/feas_docs/ag1040_fea.pdf | Document Posted | https://www.pjm.com/pjmfiles/pub/planning/project-queues/impact_studies/ag1040_imp.htm | Document Posted | https://www.pjm.com/pjmfiles/pub/planning/project-queues/facilities/ag1040_fac.pdf | Document Posted | https://www.pjm.com/pjmfiles/pub/planning/project-queues/gia/ag1_040_gia.pdf | Document Posted | N/A |  |  | N/A | N/A | 9/1/2026 | 6/20/2020 | N/A | N/A | 11/27/2026 |  |  | 12/31/2026 | 12/31/2026 |  | N | No
AG1-041 | Osterburg-Bedford North 23 kV | Salt Solar | PA | Bedford | Suspended | PENELEC | 12 | 12 | 7.2 |  | Capacity | Generation Interconnection | Solar |  |  | N/A | https://www.pjm.com/pjmfiles/pub/planning/project-queues/feas_docs/ag1041_fea.pdf | Document Posted | https://www.pjm.com/pjmfiles/pub/planning/project-queues/impact_studies/ag1041_imp.htm | Document Posted | https://www.pjm.com/pjmfiles/pub/planning/project-queues/facilities/ag1041_fac.pdf | Document Posted | https://www.pjm.com/pjmfiles/pub/planning/project-queues/isa/ag1_041_isa.pdf | Document Posted | N/A | https://www.pjm.com/pjmfiles/pub/planning/project-queues/csa/ag1_041_csa.pdf | Document Posted | N/A | N/A | 5/15/2025 | 6/25/2020 | N/A | N/A | 4/20/2026 |  |  | 7/25/2026 | 7/25/2026 |  | N | No
AG1-042 | Hayden 345 kV |  | OH | Franklin | Withdrawn | AEP | 100 | 100 | 66.9 |  | Capacity | Generation Interconnection | Solar |  |  | N/A | https://www.pjm.com/pjmfiles/pub/planning/project-queues/feas_docs/ag1042_fea.pdf | Document Posted |  | Withdrawn |  |  | N/A |  | N/A |  |  | N/A | N/A |  | 6/26/2020 | N/A | N/A |  | 8/19/2021 |  | 12/1/2023 |  |  | N | No
AG1-043 | Sowego 115 kV |  | VA | Accomack | Withdrawn | Dominion | 60 | 60 | 36 |  | Capacity | Generation Interconnection | Solar |  |  | N/A | https://www.pjm.com/pjmfiles/pub/planning/project-queues/feas_docs/ag1043_fea.pdf | Document Posted | https://www.pjm.com/pjmfiles/pub/planning/project-queues/impact_studies/ag1043_imp.pdf | Document Posted |  |  | N/A |  | N/A |  |  | N/A | N/A |  | 6/26/2020 | N/A | N/A |  | 10/1/2021 |  | 12/12/2023 |  |  | N | No
AG1-044 | Whiteside County | Rock River ESS | IL | Whiteside | In Service | ComEd | 0.5 | 0.5 | 0 |  | Energy | Generation Interconnection | Storage |  |  | N/A | https://www.pjm.com/pjmfiles/pub/planning/project-queues/feas_docs/ag1044_fea.pdf | Document Posted | https://www.pjm.com/pjmfiles/pub/planning/project-queues/impact_studies/ag1044_imp.pdf | Document Posted |  | Not Required | N/A | Wholesale Market Participation Agreement | https://www.pjm.com/pjmfiles/pub/planning/project-queues/wmpa/ag1044_wmpa.pdf | https://www.pjm.com/pjmfiles/pub/planning/project-queues/csa/ag1044_wmpa.pdf | Not Required | N/A | N/A |  | 7/1/2020 | N/A | N/A | 4/30/2021 |  |  | 7/30/2021 | 7/30/2021 | 12/27/2021 | Y | No
AG1-045 | Redbud-Gaylord 34.5 kV | Redbud-Gaylord 34.5 kV | VA | Frederick | Suspended | APS | 30 | 30 | 18 |  | Capacity | Generation Interconnection | Solar |  |  | N/A | https://www.pjm.com/pjmfiles/pub/planning/project-queues/feas_docs/ag1045_fea.pdf | Document Posted | https://www.pjm.com/pjmfiles/pub/planning/project-queues/impact_studies/ag1045_imp.pdf | Document Posted |  | Not Required | N/A | Wholesale Market Participation Agreement | https://www.pjm.com/pjmfiles/pub/planning/project-queues/wmpa/ag1045_wmpa.pdf | https://www.pjm.com/pjmfiles/pub/planning/project-queues/csa/ag1045_wmpa.pdf | Not Required | N/A | N/A |  | 7/3/2020 | N/A | N/A | 10/31/2026 |  |  | 3/31/2026 | 3/31/2026 |  | N | No
AG1-047 | Jay 138 kV | Sun Chief Solar Farm | IN | Jay | Engineering and Procurement | AEP | 100 | 100 | 60 |  | Capacity | Generation Interconnection | Solar |  |  | N/A | https://www.pjm.com/pjmfiles/pub/planning/project-queues/feas_docs/ag1047_fea.pdf | Document Posted | https://www.pjm.com/pjmfiles/pub/planning/project-queues/impact_studies/ag1047_imp.htm | Document Posted | https://www.pjm.com/pjmfiles/pub/planning/project-queues/facilities/ag1047_fac.pdf | Document Posted | https://www.pjm.com/pjmfiles/pub/planning/project-queues/gia/ag1_047_gia.pdf | Document Posted | N/A | https://www.pjm.com/pjmfiles/pub/planning/project-queues/csa/ag1_047_csa.pdf | Document Posted | N/A | N/A | 5/18/2026 | 7/13/2020 | N/A | N/A | 6/1/2026 |  |  | 3/31/2027 | 3/31/2027 |  | N | No
AG1-048 | Jetersville-Ponton 115 kV |  | VA | Amelia | Withdrawn | Dominion | 106.25 | 106.25 | 52.5 |  | Capacity | Generation Interconnection | Solar |  |  | N/A | https://www.pjm.com/pjmfiles/pub/planning/project-queues/feas_docs/ag1048_fea.pdf | Document Posted |  | Withdrawn |  |  | N/A |  | N/A |  |  | N/A | N/A |  | 7/17/2020 | N/A | N/A |  | 9/12/2023 |  | 12/1/2022 |  |  | N | No
AG1-049 | College Corner 138 kV |  | OH | Preble | Withdrawn | AEP | 80 | 0 | 17.6 |  | Capacity | Generation Interconnection | Solar |  |  | N/A | https://www.pjm.com/pjmfiles/pub/planning/project-queues/feas_docs/ag1049_fea.pdf | Document Posted | https://www.pjm.com/pjmfiles/pub/planning/project-queues/impact_studies/ag1049_imp.pdf | Document Posted |  | Withdrawn | N/A |  | N/A |  |  | N/A | N/A |  | 7/17/2020 | N/A | N/A |  | 9/14/2023 |  | 12/31/2021 |  |  | N | No
AG1-050 | Milton 69 kV |  | PA | Northumberland | Withdrawn | PPL | 90 | 20 | 20 |  | Capacity | Generation Interconnection | Storage |  |  | N/A | https://www.pjm.com/pjmfiles/pub/planning/project-queues/feas_docs/ag1050_fea.pdf | Document Posted | https://www.pjm.com/pjmfiles/pub/planning/project-queues/impact_studies/ag1050_imp.pdf | Document Posted |  | Withdrawn | N/A |  | N/A |  |  | N/A | N/A |  | 7/17/2020 | N/A | N/A |  | 11/15/2024 |  | 6/30/2022 |  |  | N | No
AG1-051 - moved to TC1 | Maysville 69 kV III |  | PA | Mercer | Withdrawn | ATSI | 70 | 20 | 20 |  | Capacity | Generation Interconnection | Storage |  |  | N/A | https://www.pjm.com/pjmfiles/pub/planning/project-queues/feas_docs/ag1051_fea.pdf | Document Posted | https://www.pjm.com/pjmfiles/pub/planning/project-queues/impact_studies/ag1051_imp.pdf | Document Posted |  | Withdrawn | N/A |  | N/A |  |  | N/A | N/A |  | 7/18/2020 | N/A | N/A |  | 7/18/2024 |  | 6/30/2022 |  |  | N | No
AG1-052 | Zionsview-Middletown 115 kV II | Strinestown Solar and BESS | PA | York | Withdrawn | ME | 99.6 | 20 | 20 |  | Capacity | Generation Interconnection | Storage |  |  | N/A | https://www.pjm.com/pjmfiles/pub/planning/project-queues/feas_docs/ag1052_fea.pdf | Document Posted | https://www.pjm.com/pjmfiles/pub/planning/project-queues/impact_studies/ag1052_imp.htm | Document Posted | https://www.pjm.com/pjmfiles/pub/planning/project-queues/facilities/ag1052_fac.pdf | Document Posted |  | Withdrawn | N/A |  |  | N/A | N/A |  | 7/17/2020 | N/A | N/A |  | 12/26/2024 |  | 12/31/2026 | 12/31/2026 |  | N | No
AG1-053 | Jackson-Three Mile Island 230 kV III | Dover Solar and BESS | PA | York | Withdrawn | ME | 95 | 20 | 20 |  | Capacity | Generation Interconnection | Storage |  |  | N/A | https://www.pjm.com/pjmfiles/pub/planning/project-queues/feas_docs/ag1053_fea.pdf | Document Posted | https://www.pjm.com/pjmfiles/pub/planning/project-queues/impact_studies/ag1053_imp.htm | Document Posted | https://www.pjm.com/pjmfiles/pub/planning/project-queues/facilities/ag1053_fac.pdf | Document Posted |  | Withdrawn | N/A |  |  | N/A | N/A |  | 7/17/2020 | N/A | N/A |  | 12/2/2024 |  | 6/23/2026 | 6/23/2026 |  | N | No
AG1-054 | Potter-Harlan 69 kV | Green Meadows Solar | PA | Lawrence | Engineering and Procurement | ATSI | 40 | 40 | 25.2 |  | Capacity | Generation Interconnection | Solar |  |  | N/A | https://www.pjm.com/pjmfiles/pub/planning/project-queues/feas_docs/ag1054_fea.pdf | Document Posted | https://www.pjm.com/pjmfiles/pub/planning/project-queues/impact_studies/ag1054_imp.htm | Document Posted | https://www.pjm.com/pjmfiles/pub/planning/project-queues/facilities/ag1054_fac.pdf | Document Posted | https://www.pjm.com/pjmfiles/pub/planning/project-queues/gia/ag1_054_gia.pdf | Document Posted | N/A | https://www.pjm.com/pjmfiles/pub/planning/project-queues/csa/ag1_054_csa.pdf | Document Posted | N/A | N/A | 3/31/2026 | 7/21/2020 | N/A | N/A | 4/20/2026 |  |  | 5/31/2026 | 5/31/2026 |  | N | No
AG1-056 | Stryker-Ridgeville 138 kV |  | OH | Williams | Withdrawn | ATSI | 202 | 54 | 32.4 |  | Capacity | Generation Interconnection | Solar |  |  | N/A | https://www.pjm.com/pjmfiles/pub/planning/project-queues/feas_docs/ag1056_fea.pdf | Document Posted |  |  |  |  | N/A |  | N/A |  |  | N/A | N/A |  | 7/22/2020 | N/A | N/A |  | 2/26/2021 |  | 12/31/2023 |  |  | N | No
AG1-057 | Harmony Village 230 kV |  | VA | Middlesex | Withdrawn | Dominion | 100 | 20 | 20 |  | Capacity | Generation Interconnection | Storage |  |  | N/A | https://www.pjm.com/pjmfiles/pub/planning/project-queues/feas_docs/ag1057_fea.pdf | Document Posted | https://www.pjm.com/pjmfiles/pub/planning/project-queues/impact_studies/ag1057_imp.pdf | Document Posted |  | Withdrawn | N/A |  | N/A |  |  | N/A | N/A |  | 7/27/2020 | N/A | N/A |  | 9/12/2023 |  | 12/31/2023 |  |  | N | No
AG1-058 |  |  | VA | Greensville | Withdrawn | Dominion | 100 | 100 | 60 |  | Capacity | Generation Interconnection | Solar |  |  | N/A |  | Withdrawn |  |  |  |  | N/A |  | N/A |  |  | N/A | N/A |  | 7/27/2020 | N/A | N/A |  | 7/31/2020 |  | 4/1/2022 |  |  | N | No
AG1-059 | Robbins 138 kV |  | PA | Westmoreland | Withdrawn | APS | 100 | 100 | 60 |  | Capacity | Generation Interconnection | Solar |  |  | N/A | https://www.pjm.com/pjmfiles/pub/planning/project-queues/feas_docs/ag1059_fea.pdf | Document Posted | https://www.pjm.com/pjmfiles/pub/planning/project-queues/impact_studies/ag1059_imp.htm | Document Posted | https://www.pjm.com/pjmfiles/pub/planning/project-queues/facilities/ag1059_fac.pdf | Document Posted |  | Withdrawn | N/A |  |  | N/A | N/A |  | 7/29/2020 | N/A | N/A |  | 12/11/2024 |  | 1/1/2023 |  |  | N | No
AG1-060 - moved to TC1 | Eldred 69 kV |  | PA | Schuylkill | Withdrawn | PPL | 174.8 | 174.8 | 25.7 |  | Capacity | Generation Interconnection | Solar |  |  | N/A | https://www.pjm.com/pjmfiles/pub/planning/project-queues/feas_docs/ag1060_fea.pdf | Document Posted | https://www.pjm.com/pjmfiles/pub/planning/project-queues/impact_studies/ag1060_imp.pdf | Document Posted |  | Withdrawn | N/A |  | N/A |  |  | N/A | N/A |  | 7/29/2020 | N/A | N/A |  | 6/24/2024 |  | 5/31/2022 |  |  | N | No
AG1-061 - moved to TC1 | Laurel-Sharptown 69 kV |  | DE | Sussex | Withdrawn | DPL | 109.3 | 109.3 | 65.58 |  | Capacity | Generation Interconnection | Solar |  |  | N/A | https://www.pjm.com/pjmfiles/pub/planning/project-queues/feas_docs/ag1061_fea.pdf | Document Posted | https://www.pjm.com/pjmfiles/pub/planning/project-queues/impact_studies/ag1061_imp.pdf | Document Posted |  | Withdrawn | N/A |  | N/A |  |  | N/A | N/A |  | 7/29/2020 | N/A | N/A |  | 6/25/2024 |  | 12/31/2021 |  |  | N | No
AG1-062 | Flanders-Pohatcong Mountain 34.5 kV | Independence Solar Farm | NJ | Warren | Withdrawn | JCPL | 15 | 15 | 9 |  | Capacity | Generation Interconnection | Solar |  |  | N/A | https://www.pjm.com/pjmfiles/pub/planning/project-queues/feas_docs/ag1062_fea.pdf | Document Posted | https://www.pjm.com/pjmfiles/pub/planning/project-queues/impact_studies/ag1062_imp.htm | Document Posted | https://www.pjm.com/pjmfiles/pub/planning/project-queues/facilities/ag1062_fac.pdf | Document Posted |  | Withdrawn | N/A |  |  | N/A | N/A |  | 7/30/2020 | N/A | N/A |  | 5/10/2024 |  | 6/10/2027 | 6/10/2027 |  | N | No
AG1-063 | Fairhaven 13,8 kV | Fairhaven Battery Energy Storage System | MD | Anne Arundel | In Service | BGE | 2.5 | 2.5 | 0.7 | 2.5 | Capacity | Generation Interconnection | Storage |  |  | N/A | https://www.pjm.com/pjmfiles/pub/planning/project-queues/feas_docs/ag1063_fea.pdf | Document Posted | https://www.pjm.com/pjmfiles/pub/planning/project-queues/impact_studies/ag1063_imp.pdf | Document Posted |  | Not Required | N/A | Wholesale Market Participation Agreement | https://www.pjm.com/pjmfiles/pub/planning/project-queues/wmpa/ag1063_wmpa.pdf | https://www.pjm.com/pjmfiles/pub/planning/project-queues/csa/ag1063_wmpa.pdf | Not Required | N/A | N/A |  | 7/31/2020 | N/A | N/A | 9/19/2024 |  |  | 9/30/2024 | 9/30/2024 | 9/19/2024 | N | No
AG1-064 | Plaza 34.5 kV | Bermuda Energy | VA | City of Richmond | Withdrawn | Dominion | 19.1 | 19.1 | 8 |  | Capacity | Generation Interconnection | Storage |  |  | N/A | https://www.pjm.com/pjmfiles/pub/planning/project-queues/feas_docs/ag1064_fea.pdf | Document Posted | https://www.pjm.com/pjmfiles/pub/planning/project-queues/impact_studies/ag1064_imp.pdf | Document Posted |  | Not Required | N/A | Wholesale Market Participation Agreement | https://www.pjm.com/pjmfiles/pub/planning/project-queues/wmpa/ag1064_wmpa.pdf | https://www.pjm.com/pjmfiles/pub/planning/project-queues/csa/ag1064_wmpa.pdf | Not Required | N/A | N/A |  | 7/30/2020 | N/A | N/A |  | 6/24/2022 |  | 12/1/2023 |  |  | N | No
AG1-065 | Plaza 34.5 kV | Bermuda Energy | VA | City of Richmond | Withdrawn | Dominion | 19.1 | 19.1 | 8 |  | Capacity | Generation Interconnection | Storage |  |  | N/A | https://www.pjm.com/pjmfiles/pub/planning/project-queues/feas_docs/ag1065_fea.pdf | Document Posted | https://www.pjm.com/pjmfiles/pub/planning/project-queues/impact_studies/ag1065_imp.pdf | Document Posted |  | Not Required | N/A | Wholesale Market Participation Agreement | https://www.pjm.com/pjmfiles/pub/planning/project-queues/wmpa/ag1065_wmpa.pdf | https://www.pjm.com/pjmfiles/pub/planning/project-queues/csa/ag1065_wmpa.pdf | Not Required | N/A | N/A |  | 7/30/2020 | N/A | N/A |  | 6/24/2022 |  | 12/1/2023 |  |  | N | No
AG1-066 | Bonnyman 69 kV | Bright Mountain Solar | KY | Perry | Engineering and Procurement | AEP | 80 | 80 | 48 |  | Capacity | Generation Interconnection | Solar |  |  | N/A | https://www.pjm.com/pjmfiles/pub/planning/project-queues/feas_docs/ag1066_fea.pdf | Document Posted | https://www.pjm.com/pjmfiles/pub/planning/project-queues/impact_studies/ag1066_imp.htm | Document Posted | https://www.pjm.com/pjmfiles/pub/planning/project-queues/facilities/ag1066_fac.pdf | Document Posted | https://www.pjm.com/pjmfiles/pub/planning/project-queues/gia/ag1_066_gia.pdf | Document Posted | N/A |  |  | N/A | N/A | 10/23/2026 | 7/30/2020 | N/A | N/A | 11/6/2026 |  |  | 1/27/2027 | 1/27/2027 |  | N | No
AG1-067 | Temple Hill 69 kV |  | KY | Barren | Withdrawn | EKPC | 38 | 38 | 24.8 |  | Capacity | Generation Interconnection | Solar |  |  | N/A | https://www.pjm.com/pjmfiles/pub/planning/project-queues/feas_docs/ag1067_fea.pdf | Document Posted | https://www.pjm.com/pjmfiles/pub/planning/project-queues/impact_studies/ag1067_imp.htm | Document Posted | https://www.pjm.com/pjmfiles/pub/planning/project-queues/facilities/ag1067_fac.pdf | Document Posted | https://www.pjm.com/pjmfiles/pub/planning/project-queues/gia/ag1_067_gia.pdf | Document Posted | N/A |  |  | N/A | N/A |  | 7/30/2020 | N/A | N/A |  | 4/16/2025 |  | 6/30/2023 |  |  | N | No
AG1-068 | London-Tangy 69 kV |  | OH | Adams | Withdrawn | ATSI | 49.9 | 49.9 | 30.5 |  | Capacity | Generation Interconnection | Solar |  |  | N/A | https://www.pjm.com/pjmfiles/pub/planning/project-queues/feas_docs/ag1068_fea.pdf | Document Posted | https://www.pjm.com/pjmfiles/pub/planning/project-queues/impact_studies/ag1068_imp.pdf | Document Posted |  |  | N/A |  | N/A |  |  | N/A | N/A |  | 7/30/2020 | N/A | N/A |  | 10/4/2021 |  | 6/30/2023 |  |  | N | No
AG1-069 |  |  | VA | Warren | Withdrawn | APS | 150 | 150 | 150 |  | Capacity | Generation Interconnection | Storage |  |  | N/A |  | Withdrawn |  |  |  |  | N/A |  | N/A |  |  | N/A | N/A |  | 7/30/2020 | N/A | N/A |  | 9/23/2020 |  | 1/1/2023 |  |  | N | No
AG1-070 - moved to TC1 | Bon Ayr 69 kV |  | KY | Barren | Active | EKPC | 45 | 45 | 32.7 |  | Capacity | Generation Interconnection | Solar |  |  | N/A | https://www.pjm.com/pjmfiles/pub/planning/project-queues/feas_docs/ag1070_fea.pdf | Document Posted | https://www.pjm.com/pjmfiles/pub/planning/project-queues/impact_studies/ag1070_imp.htm | Document Posted |  | In Progress | N/A |  | N/A |  |  | N/A | N/A |  | 7/30/2020 | N/A | N/A |  |  |  | 6/1/2024 |  |  | N | No
AG1-071 - moved to TC1 | Bon Ayr 69 kV |  | KY | Barren | Active | EKPC | 55 | 55 | 37.5 |  | Capacity | Generation Interconnection | Solar |  |  | N/A | https://www.pjm.com/pjmfiles/pub/planning/project-queues/feas_docs/ag1071_fea.pdf | Document Posted | https://www.pjm.com/pjmfiles/pub/planning/project-queues/impact_studies/ag1071_imp.htm | Document Posted |  | In Progress | N/A |  | N/A |  |  | N/A | N/A |  | 7/30/2020 | N/A | N/A |  |  |  | 6/1/2024 |  |  | N | No
AG1-072 | Hillsboro-Steele 138 kV II |  | MD | Queen Anne's | Withdrawn | DPL | 50 | 50 | 50 |  | Capacity | Generation Interconnection | Storage |  |  | N/A | https://www.pjm.com/pjmfiles/pub/planning/project-queues/feas_docs/ag1072_fea.pdf | Document Posted | https://www.pjm.com/pjmfiles/pub/planning/project-queues/impact_studies/ag1072_imp.pdf | Document Posted |  |  | N/A |  | N/A |  |  | N/A | N/A |  | 7/30/2020 | N/A | N/A |  | 9/28/2021 |  | 12/1/2023 |  |  | N | No
AG1-073 | St. Johns 115 kV |  | VA | Caroline | Withdrawn | Dominion | 20 | 20 | 12 |  | Capacity | Generation Interconnection | Solar |  |  | N/A |  | Withdrawn |  |  |  |  | N/A |  | N/A |  |  | N/A | N/A |  | 7/31/2020 | N/A | N/A |  | 9/24/2020 |  | 4/1/2022 |  |  | N | No
AG1-074 | St. Johns 115 kV |  | VA | Caroline | Withdrawn | Dominion | 20 | 20 | 12 |  | Capacity | Generation Interconnection | Solar |  |  | N/A |  | Withdrawn |  |  |  |  | N/A |  | N/A |  |  | N/A | N/A |  | 7/31/2020 | N/A | N/A |  | 9/24/2020 |  | 4/1/2022 |  |  | N | No
AG1-075 - moved to TC1 | Purdy-Sapony 115 kV |  | VA | Greensville | Withdrawn | Dominion | 150 | 150 | 93.2 |  | Capacity | Generation Interconnection | Solar |  |  | N/A | https://www.pjm.com/pjmfiles/pub/planning/project-queues/feas_docs/ag1075_fea.pdf | Document Posted |  | Withdrawn |  |  | N/A |  | N/A |  |  | N/A | N/A |  | 7/31/2020 | N/A | N/A |  | 1/22/2025 |  | 10/15/2024 |  |  | N | No
AG1-076 | Fostoria Central 138 kV | South Branch Solar | OH | Hancock | Suspended | AEP | 205 | 0 | 46 |  | Capacity | Generation Interconnection | Solar |  |  | N/A | https://www.pjm.com/pjmfiles/pub/planning/project-queues/feas_docs/ag1076_fea.pdf | Document Posted | https://www.pjm.com/pjmfiles/pub/planning/project-queues/impact_studies/ag1076_imp.pdf | Document Posted | https://www.pjm.com/pjmfiles/pub/planning/project-queues/facilities/ag1076_fac.pdf | Document Posted | https://www.pjm.com/pjmfiles/pub/planning/project-queues/isa/ag1_076_isa.pdf | Document Posted | N/A | https://www.pjm.com/pjmfiles/pub/planning/project-queues/csa/ag1_076_csa.pdf | Document Posted | N/A | N/A |  | 7/31/2020 | N/A | N/A |  |  |  | 12/31/2025 | 12/31/2025 |  | N | No
AG1-077 | Allegheny Tunnel 23 kV |  | KY | Magoffin | Withdrawn | PENELEC | 3.7 | 3.7 | 0 |  | Energy | Generation Interconnection | Storage; Solar |  |  | N/A | https://www.pjm.com/pjmfiles/pub/planning/project-queues/feas_docs/ag1077_fea.pdf | Document Posted | https://www.pjm.com/pjmfiles/pub/planning/project-queues/impact_studies/ag1077_imp.pdf | Document Posted |  |  | N/A |  | N/A |  |  | N/A | N/A |  | 7/31/2020 | N/A | N/A |  | 9/21/2021 |  | 5/31/2022 |  |  | Y | No
AG1-078 |  |  | MD | Garrett | Withdrawn | APS | 60 | 60 | 48 |  | Capacity | Generation Interconnection | Solar; Storage |  |  | N/A |  | Withdrawn |  |  |  |  | N/A |  | N/A |  |  | N/A | N/A |  | 7/31/2020 | N/A | N/A |  | 8/18/2020 |  | 9/30/2023 |  |  | N | No
AG1-079 | New Meredith 69 kV | TES Blue Hen Solar 23 | DE | Kent | Withdrawn | DPL | 1.5 | 1.5 | 0 |  | Energy | Generation Interconnection | Solar |  |  | N/A | https://www.pjm.com/pjmfiles/pub/planning/project-queues/feas_docs/ag1079_fea.pdf | Document Posted | https://www.pjm.com/pjmfiles/pub/planning/project-queues/impact_studies/ag1079_imp.pdf | Document Posted |  | Not Required | N/A | Wholesale Market Participation Agreement | https://www.pjm.com/pjmfiles/pub/planning/project-queues/wmpa/ag1079_wmpa.pdf | https://www.pjm.com/pjmfiles/pub/planning/project-queues/csa/ag1079_wmpa.pdf | Not Required | N/A | N/A |  | 7/31/2020 | N/A | N/A |  | 8/3/2021 |  | 11/1/2021 | 11/1/2021 |  | Y | No
AG1-080 | Delair-Locust Street 69 kV | Buckeye Pennsauken Solar Urban Renewal LLC | NJ | Camden | Withdrawn | PSEG | 19.9 | 19.9 | 10.7 |  | Capacity | Generation Interconnection | Solar |  |  | N/A | https://www.pjm.com/pjmfiles/pub/planning/project-queues/feas_docs/ag1080_fea.pdf | Document Posted | https://www.pjm.com/pjmfiles/pub/planning/project-queues/impact_studies/ag1080_imp.pdf | Document Posted |  | Not Required | https://www.pjm.com/pjmfiles/pub/planning/project-queues/isa/ag1_080_isa.pdf | Document Posted | N/A | https://www.pjm.com/pjmfiles/pub/planning/project-queues/csa/ag1_080_csa.pdf | Document Posted | N/A | N/A |  | 8/1/2020 | N/A | N/A |  | 9/7/2023 |  | 5/31/2025 | 5/31/2025 |  | N | No
AG1-081 | Poolesville 34.5 kV |  | VA | Isle of Wight | Withdrawn | Dominion | 20 | 20 | 12 |  | Capacity | Generation Interconnection | Solar |  |  | N/A |  | Withdrawn |  |  |  |  | N/A |  | N/A |  |  | N/A | N/A |  | 7/31/2020 | N/A | N/A |  | 1/15/2021 |  | 12/1/2021 |  |  | N | No
AG1-082 - moved to TC1 | Ahoskie 34.5 kV |  | NC | Hertford | Active | Dominion | 20 | 20 | 12 |  | Capacity | Generation Interconnection | Solar; Storage |  |  | N/A | https://www.pjm.com/pjmfiles/pub/planning/project-queues/feas_docs/ag1082_fea.pdf | Document Posted |  | In Progress |  |  | N/A |  | N/A |  |  | N/A | N/A |  | 7/31/2020 | N/A | N/A |  |  |  | 12/31/2021 |  |  | N | No
AG1-083 - moved to TC1 | Ahoskie 34.5 kV |  | NC | Hertford | Withdrawn | Dominion | 20 | 20 | 12 |  | Capacity | Generation Interconnection | Solar; Storage |  |  | N/A | https://www.pjm.com/pjmfiles/pub/planning/project-queues/feas_docs/ag1083_fea.pdf | Document Posted |  | Withdrawn |  |  | N/A |  | N/A |  |  | N/A | N/A |  | 7/31/2020 | N/A | N/A |  | 1/22/2025 |  | 12/31/2021 |  |  | N | No
AG1-084 | Earlys 34.5 kV |  | NC | Hertford | Withdrawn | Dominion | 17.5 | 17.5 | 10.5 |  | Capacity | Generation Interconnection | Solar; Storage |  |  | N/A | https://www.pjm.com/pjmfiles/pub/planning/project-queues/feas_docs/ag1084_fea.pdf | Document Posted | https://www.pjm.com/pjmfiles/pub/planning/project-queues/impact_studies/ag1084_imp.pdf | Document Posted |  |  | N/A |  | N/A |  |  | N/A | N/A |  | 7/31/2020 | N/A | N/A |  | 10/8/2021 |  | 12/31/2021 |  |  | N | No
AG1-085 | Earlys 34.5 |  | NC | Hertford | Withdrawn | Dominion | 17.5 | 17.5 | 10.5 |  | Capacity | Generation Interconnection | Solar; Storage |  |  | N/A | https://www.pjm.com/pjmfiles/pub/planning/project-queues/feas_docs/ag1085_fea.pdf | Document Posted | https://www.pjm.com/pjmfiles/pub/planning/project-queues/impact_studies/ag1085_imp.pdf | Document Posted |  |  | N/A |  | N/A |  |  | N/A | N/A |  | 7/31/2020 | N/A | N/A |  | 10/8/2021 |  | 12/31/2021 |  |  | N | No
AG1-086 | Findlay 23 kV | Findlay Solar Park | PA | Allegheny | Suspended | DL | 17.5 | 17.5 | 10.5 |  | Capacity | Generation Interconnection | Solar; Storage |  |  | N/A | https://www.pjm.com/pjmfiles/pub/planning/project-queues/feas_docs/ag1086_fea.pdf | Document Posted | https://www.pjm.com/pjmfiles/pub/planning/project-queues/impact_studies/ag1086_imp.pdf | Document Posted |  | Not Required | N/A | Wholesale Market Participation Agreement | https://www.pjm.com/pjmfiles/pub/planning/project-queues/wmpa/ag1086_wmpa.pdf | https://www.pjm.com/pjmfiles/pub/planning/project-queues/csa/ag1086_wmpa.pdf | Not Required | N/A | N/A |  | 7/31/2020 | N/A | N/A | 12/31/2025 |  |  | 12/31/2024 | 12/31/2024 |  | N | No
AG1-087 | Milford-Cartanza 230 kV |  | DE | Sussex | Withdrawn | DPL | 440 | 440 | 119 |  | Capacity | Generation Interconnection | Offshore Wind |  |  | N/A | https://www.pjm.com/pjmfiles/pub/planning/project-queues/feas_docs/ag1087_fea.pdf | Document Posted | https://www.pjm.com/pjmfiles/pub/planning/project-queues/impact_studies/ag1087_imp.pdf | Document Posted |  | Withdrawn | N/A |  | N/A |  |  | N/A | N/A |  | 7/31/2020 | N/A | N/A |  | 9/12/2023 |  | 10/31/2026 |  |  | N | No
AG1-088 | Carll's Corner-Sherman Ave 69 kV |  | NJ | Cumberland | Withdrawn | AEC | 49.7 | 0 | 0 |  | Energy | Generation Interconnection | Storage |  |  | N/A | https://www.pjm.com/pjmfiles/pub/planning/project-queues/feas_docs/ag1088_fea.pdf | Document Posted | https://www.pjm.com/pjmfiles/pub/planning/project-queues/impact_studies/ag1088_imp.pdf | Document Posted |  | Withdrawn | N/A |  | N/A |  |  | N/A | N/A |  | 7/31/2020 | N/A | N/A |  | 9/12/2023 |  | 12/31/2021 |  |  | N | No
AG1-089 | Grandview-Clifftop 138 kV |  | WV | N/A | Withdrawn | AEP | 120 | 30 | 12 |  | Capacity | Generation Interconnection | Storage |  |  | N/A | https://www.pjm.com/pjmfiles/pub/planning/project-queues/feas_docs/ag1089_fea.pdf | Document Posted | https://www.pjm.com/pjmfiles/pub/planning/project-queues/impact_studies/ag1089_imp.htm | Document Posted | https://www.pjm.com/pjmfiles/pub/planning/project-queues/facilities/ag1089_fac.pdf | Document Posted |  | Withdrawn | N/A |  |  | N/A | N/A |  | 7/31/2020 | N/A | N/A |  | 2/18/2025 |  | 12/31/2021 |  |  | N | No
AG1-090 - moved to TC1 | Philipsburg 115 kV |  | PA | Centre | Active | PENELEC | 95 | 95 | 30 |  | Capacity | Generation Interconnection | Solar; Storage |  |  | N/A | https://www.pjm.com/pjmfiles/pub/planning/project-queues/feas_docs/ag1090_fea.pdf | Document Posted |  | In Progress |  |  | N/A |  | N/A |  |  | N/A | N/A |  | 8/1/2020 | N/A | N/A |  |  |  | 8/1/2023 |  |  | N | No
AG1-091 | Hickman-River Bend 69 kV |  | VA | Pulaski | Withdrawn | AEP | 50 | 50 | 32.4 |  | Capacity | Generation Interconnection | Solar |  |  | N/A | https://www.pjm.com/pjmfiles/pub/planning/project-queues/feas_docs/ag1091_fea.pdf | Document Posted | https://www.pjm.com/pjmfiles/pub/planning/project-queues/impact_studies/ag1091_imp.htm | Document Posted |  | Withdrawn | N/A |  | N/A |  |  | N/A | N/A |  | 7/31/2020 | N/A | N/A |  | 10/9/2024 |  | 6/30/2023 |  |  | N | No
AG1-092 | Hickman-River Bend 69 kV |  | VA | Pulaski | Withdrawn | AEP | 50 | 0 | 0 |  | Energy | Generation Interconnection | Storage |  |  | N/A | https://www.pjm.com/pjmfiles/pub/planning/project-queues/feas_docs/ag1092_fea.pdf | Document Posted | https://www.pjm.com/pjmfiles/pub/planning/project-queues/impact_studies/ag1092_imp.pdf | Document Posted |  |  | N/A |  | N/A |  |  | N/A | N/A |  | 7/31/2020 | N/A | N/A |  | 10/4/2021 |  | 6/30/2023 |  |  | N | No
AG1-093 | Halifax-Chase City 115 kV |  | VA | Halifax | Withdrawn | Dominion | 120 | 120 | 92 |  | Capacity | Generation Interconnection | Solar; Storage |  |  | N/A | https://www.pjm.com/pjmfiles/pub/planning/project-queues/feas_docs/ag1093_fea.pdf | Document Posted |  |  |  |  | N/A |  | N/A |  |  | N/A | N/A |  | 7/31/2020 | N/A | N/A |  | 3/4/2021 |  | 12/15/2023 |  |  | N | No
AG1-094 | Burches Hill 230 kV |  | MD | Prince George's | Withdrawn | PEPCO | 265.3 | 35.3 | 0 |  | Energy | Generation Interconnection | Natural Gas |  |  | N/A | https://www.pjm.com/pjmfiles/pub/planning/project-queues/feas_docs/ag1094_fea.pdf | Document Posted | https://www.pjm.com/pjmfiles/pub/planning/project-queues/impact_studies/ag1094_imp.pdf | Document Posted |  | Withdrawn | N/A |  | N/A |  |  | N/A | N/A |  | 8/7/2020 | N/A | N/A |  | 9/12/2023 |  | 8/31/2021 |  |  | N | No
AG1-095 | General Office-Rustoleum 34.5 kV | Downsville Solar | MD | Washington | Withdrawn | APS | 16 | 16 | 10.6667 |  | Capacity | Generation Interconnection | Solar |  |  | N/A | https://www.pjm.com/pjmfiles/pub/planning/project-queues/feas_docs/ag1095_fea.pdf | Document Posted | https://www.pjm.com/pjmfiles/pub/planning/project-queues/impact_studies/ag1095_imp.pdf | Document Posted |  | Not Required | N/A | Wholesale Market Participation Agreement | https://www.pjm.com/pjmfiles/pub/planning/project-queues/wmpa/ag1095_wmpa.pdf | https://www.pjm.com/pjmfiles/pub/planning/project-queues/csa/ag1095_wmpa.pdf | Not Required | N/A | N/A |  | 8/14/2020 | N/A | N/A |  | 8/14/2023 |  | 9/30/2022 | 9/30/2022 |  | N | No
AG1-096 | Rineyville 69 kV |  | KY | Hardin | Withdrawn | EKPC | 55 | 55 | 36.6667 |  | Capacity | Generation Interconnection | Solar; Storage |  |  | N/A | https://www.pjm.com/pjmfiles/pub/planning/project-queues/feas_docs/ag1096_fea.pdf | Document Posted |  | Withdrawn |  |  | N/A |  | N/A |  |  | N/A | N/A |  | 8/15/2020 | N/A | N/A |  | 9/13/2023 |  | 10/31/2023 |  |  | N | No
AG1-097 | Old Chapel-Millville 138 kV |  | WV | Jefferson | Withdrawn | APS | 92.5 | 0 | 13 |  | Capacity | Generation Interconnection | Solar |  |  | N/A | https://www.pjm.com/pjmfiles/pub/planning/project-queues/feas_docs/ag1097_fea.pdf | Document Posted | https://www.pjm.com/pjmfiles/pub/planning/project-queues/impact_studies/ag1097_imp.htm | Document Posted | https://www.pjm.com/pjmfiles/pub/planning/project-queues/facilities/ag1097_fac.pdf | Document Posted | N/A |  | N/A |  |  | N/A | N/A |  | 8/17/2020 | N/A | N/A |  | 10/17/2024 |  | 9/30/2022 |  |  | N | No
AG1-098 - moved to TC1 | Briery-Clover 230 kV |  | VA | Mecklenburg | Active | Dominion | 107 | 107 | 64.2 |  | Capacity | Generation Interconnection | Solar |  |  | N/A | https://www.pjm.com/pjmfiles/pub/planning/project-queues/feas_docs/ag1098_fea.pdf | Document Posted |  | In Progress |  |  | N/A |  | N/A |  |  | N/A | N/A |  | 8/18/2020 | N/A | N/A |  |  |  | 12/1/2024 |  |  | N | No
AG1-099 | Westernport 34.5 kV | Jade Meadow III | MD | Garrett | Withdrawn | APS | 20 | 20 | 20 |  | Capacity | Generation Interconnection | Solar; Storage |  |  | N/A | https://www.pjm.com/pjmfiles/pub/planning/project-queues/feas_docs/ag1099_fea.pdf | Document Posted | https://www.pjm.com/pjmfiles/pub/planning/project-queues/impact_studies/ag1099_imp.htm | Document Posted |  | Not Required | N/A | Wholesale Market Participation Agreement | https://www.pjm.com/pjmfiles/pub/planning/project-queues/wmpa/ag1099_wmpa.pdf | https://www.pjm.com/pjmfiles/pub/planning/project-queues/csa/ag1099_wmpa.pdf | Not Required | N/A | N/A |  | 8/19/2020 | N/A | N/A | 10/31/2025 | 7/31/2024 |  | 12/31/2025 | 12/31/2025 |  | N | No
AG1-100 | Venango-Saegertown 34.5 kV | Henry Solar | PA | Crawford | Engineering and Procurement | PENELEC | 20 | 20 | 12 |  | Capacity | Generation Interconnection | Solar |  |  | N/A | https://www.pjm.com/pjmfiles/pub/planning/project-queues/feas_docs/ag1100_fea.pdf | Document Posted | https://www.pjm.com/pjmfiles/pub/planning/project-queues/impact_studies/ag1100_imp.htm | Document Posted | https://www.pjm.com/pjmfiles/pub/planning/project-queues/facilities/ag1100_fac.pdf | Document Posted | https://www.pjm.com/pjmfiles/pub/planning/project-queues/gia/ag1_100_gia.pdf | Document Posted | N/A |  |  | N/A | N/A | 10/15/2026 | 8/18/2020 | N/A | N/A | 10/26/2026 |  |  | 7/31/2027 | 7/31/2027 |  | N | No
AG1-101 | Oakland-Gorman 69 kV |  | MD | Garrett | Withdrawn | APS | 20 | 10 | 6.7 |  | Capacity | Generation Interconnection | Solar |  |  | N/A | https://www.pjm.com/pjmfiles/pub/planning/project-queues/feas_docs/ag1101_fea.pdf | Document Posted | https://www.pjm.com/pjmfiles/pub/planning/project-queues/impact_studies/ag1101_imp.pdf | Document Posted |  | Withdrawn | N/A |  | N/A |  |  | N/A | N/A |  | 8/20/2020 | N/A | N/A |  | 9/5/2023 |  | 6/1/2022 |  |  | N | No
AG1-102 | White Marsh 34.5 kV |  | VA | Gloucester | Withdrawn | Dominion | 19 | 19 | 6.16 |  | Capacity | Generation Interconnection | Storage |  |  | N/A | https://www.pjm.com/pjmfiles/pub/planning/project-queues/feas_docs/ag1102_fea.pdf | Document Posted | https://www.pjm.com/pjmfiles/pub/planning/project-queues/impact_studies/ag1102_imp.pdf | Document Posted |  | Withdrawn |  | Withdrawn | N/A |  | Not Required | N/A | N/A |  | 8/21/2020 | N/A | N/A |  | 6/11/2024 |  | 7/1/2022 |  |  | N | No
AG1-103 | Clayton-Williamstown 69 kV | Gloucester Solar I | NJ | Gloucester | Withdrawn | AEC | 44 | 0 | 0 |  | Energy | Generation Interconnection | Storage |  |  | N/A | https://www.pjm.com/pjmfiles/pub/planning/project-queues/feas_docs/ag1103_fea.pdf | Document Posted | https://www.pjm.com/pjmfiles/pub/planning/project-queues/impact_studies/ag1103_imp.pdf | Document Posted |  | Not Required | https://www.pjm.com/pjmfiles/pub/planning/project-queues/isa/ag1_103_isa.pdf | Document Posted | N/A | https://www.pjm.com/pjmfiles/pub/planning/project-queues/csa/ag1_103_csa.pdf | Document Posted | N/A | N/A |  | 8/24/2020 | N/A | N/A | 12/31/2026 | 3/18/2025 |  | 12/31/2026 | 12/31/2026 |  | N | No
AG1-104 | Waugh Chapel 230 kV | Chapel Energy Storage Facility | MD | Anne Arundel | Engineering and Procurement | BGE | 300 | 300 | 120 |  | Capacity | Generation Interconnection | Storage |  |  | N/A | https://www.pjm.com/pjmfiles/pub/planning/project-queues/feas_docs/ag1104_fea.pdf | Document Posted | https://www.pjm.com/pjmfiles/pub/planning/project-queues/impact_studies/ag1104_imp.htm | Document Posted | https://www.pjm.com/pjmfiles/pub/planning/project-queues/facilities/ag1104_fac.pdf | Document Posted | https://www.pjm.com/pjmfiles/pub/planning/project-queues/gia/ag1_104_gia.pdf | Document Posted | N/A |  |  | N/A | N/A |  | 8/25/2020 | N/A | N/A | 2/1/2029 |  |  | 6/1/2029 | 6/1/2029 |  | N | No
AG1-105 - moved to TC1 | Mount Laurel-Barnes Junction 115 kV |  | VA | Halifax | Active | Dominion | 90 | 90 | 54 |  | Capacity | Generation Interconnection | Solar |  |  | N/A | https://www.pjm.com/pjmfiles/pub/planning/project-queues/feas_docs/ag1105_fea.pdf | Document Posted |  | In Progress |  |  | N/A |  | N/A |  |  | N/A | N/A |  | 8/27/2020 | N/A | N/A |  |  |  | 12/1/2024 |  |  | N | No
AG1-106 - moved to TC1 | Thelma 230 kV |  | NC | Northhampton | Active | Dominion | 323 | 23 | 16 |  | Capacity | Generation Interconnection | Solar |  |  | N/A | https://www.pjm.com/pjmfiles/pub/planning/project-queues/feas_docs/ag1106_fea.pdf | Document Posted |  | In Progress |  |  | N/A |  | N/A |  |  | N/A | N/A |  | 8/28/2020 | N/A | N/A |  |  |  | 6/1/2024 |  |  | N | No
AG1-107 | Hillsboro-Middleboro 138 kV | Palomino Solar | OH | Highland | Engineering and Procurement | AEP | 200 | 150 | 85.7 |  | Capacity | Generation Interconnection | Solar |  |  | N/A | https://www.pjm.com/pjmfiles/pub/planning/project-queues/feas_docs/ag1107_fea.pdf | Document Posted | https://www.pjm.com/pjmfiles/pub/planning/project-queues/impact_studies/ag1107_imp.htm | Document Posted | https://www.pjm.com/pjmfiles/pub/planning/project-queues/facilities/ag1107_fac.pdf | Document Posted | https://www.pjm.com/pjmfiles/pub/planning/project-queues/gia/ag1_107_gia.pdf | Document Posted | N/A | https://www.pjm.com/pjmfiles/pub/planning/project-queues/csa/ag1_107_csa.pdf | Document Posted | N/A | N/A | 5/15/2027 | 8/31/2020 | N/A | N/A | 6/15/2027 |  |  | 8/15/2027 | 8/15/2027 |  | N | No
AG1-108 | Larrabee 230 kV |  | NJ | Monmouth | Withdrawn | JCPL | 50 | 0 | 25 |  | Capacity | Generation Interconnection | Storage |  |  | N/A | https://www.pjm.com/pjmfiles/pub/planning/project-queues/feas_docs/ag1108_fea.pdf | Document Posted |  | Withdrawn |  |  | N/A |  | N/A |  |  | N/A | N/A |  | 8/31/2020 | N/A | N/A |  | 2/20/2023 |  | 3/1/2023 |  |  | N | No
AG1-109 - moved to TC1 | Valley 138 kV |  | MI | Van Buren | Active | AEP | 50 | 0 | 25 |  | Capacity | Generation Interconnection | Storage |  |  | N/A | https://www.pjm.com/pjmfiles/pub/planning/project-queues/feas_docs/ag1109_fea.pdf | Document Posted | https://www.pjm.com/pjmfiles/pub/planning/project-queues/impact_studies/ag1109_imp.pdf | Document Posted |  | In Progress | N/A |  | N/A |  |  | N/A | N/A |  | 8/31/2020 | N/A | N/A |  |  |  | 3/1/2022 |  |  | N | No
AG1-110 | Silver Lake 69 kV |  | NJ | Camden | Withdrawn | AEC | 40 | 0 | 20 |  | Capacity | Generation Interconnection | Storage |  |  | N/A | https://www.pjm.com/pjmfiles/pub/planning/project-queues/feas_docs/ag1110_fea.pdf | Document Posted | https://www.pjm.com/pjmfiles/pub/planning/project-queues/impact_studies/ag1110_imp.pdf | Document Posted |  | Withdrawn | N/A |  | N/A |  |  | N/A | N/A |  | 8/31/2020 | N/A | N/A |  | 3/22/2022 |  | 11/1/2022 |  |  | N | No
AG1-111 | Churchtown 69 kV |  | NJ | Salem | Withdrawn | AEC | 20 | 0 | 10 |  | Capacity | Generation Interconnection | Storage |  |  | N/A | https://www.pjm.com/pjmfiles/pub/planning/project-queues/feas_docs/ag1111_fea.pdf | Document Posted |  |  |  |  | N/A |  | N/A |  |  | N/A | N/A |  | 8/31/2020 | N/A | N/A |  | 3/16/2021 |  | 11/1/2022 |  |  | N | No
AG1-112 | William 138 kV |  | WV | Tucker | Withdrawn | APS | 66 | 0 | 10 |  | Capacity | Generation Interconnection | Storage |  |  | N/A | https://www.pjm.com/pjmfiles/pub/planning/project-queues/feas_docs/ag1112_fea.pdf | Document Posted | https://www.pjm.com/pjmfiles/pub/planning/project-queues/impact_studies/ag1112_imp.pdf | Document Posted |  |  | N/A |  | N/A |  |  | N/A | N/A |  | 8/31/2020 | N/A | N/A |  | 3/10/2021 |  | 11/1/2022 |  |  | N | No
AG1-113 | Somerset Windpower 22.86 kV |  | PA | Somerset | Withdrawn | PENELEC | 9 | 0 | 3.6 |  | Capacity | Generation Interconnection | Storage |  |  | N/A | https://www.pjm.com/pjmfiles/pub/planning/project-queues/feas_docs/ag1113_fea.pdf | Document Posted | https://www.pjm.com/pjmfiles/pub/planning/project-queues/impact_studies/ag1113_imp.pdf | Document Posted |  |  | N/A |  | N/A |  |  | N/A | N/A |  | 8/31/2020 | N/A | N/A |  | 2/22/2021 |  | 6/1/2022 |  |  | N | No
AG1-114 | Meyersdale North 115 kV |  | PA | Somerset | Withdrawn | PENELEC | 30 | 0 | 10 |  | Capacity | Generation Interconnection | Storage |  |  | N/A | https://www.pjm.com/pjmfiles/pub/planning/project-queues/feas_docs/ag1114_fea.pdf | Document Posted | https://www.pjm.com/pjmfiles/pub/planning/project-queues/impact_studies/ag1114_imp.pdf | Document Posted |  | Withdrawn | N/A |  | N/A |  |  | N/A | N/A |  | 8/31/2020 | N/A | N/A |  | 12/1/2022 |  | 11/1/2022 |  |  | N | No
AG1-115 | Buxmont 69 kV |  | PA | Bucks | Withdrawn | PPL | 200 | 0 | 100 |  | Capacity | Generation Interconnection | Storage |  |  | N/A | https://www.pjm.com/pjmfiles/pub/planning/project-queues/feas_docs/ag1115_fea.pdf | Document Posted | https://www.pjm.com/pjmfiles/pub/planning/project-queues/impact_studies/ag1115_imp.pdf | Document Posted |  | Withdrawn | N/A |  | N/A |  |  | N/A | N/A |  | 8/31/2020 | N/A | N/A |  | 3/28/2023 |  | 11/1/2022 |  |  | N | No
AG1-116 | Newport-South Millville 69 kV |  | NJ | Cumberland | Withdrawn | AEC | 59.7 | 0 | 0 |  | Energy | Generation Interconnection | Storage |  |  | N/A | https://www.pjm.com/pjmfiles/pub/planning/project-queues/feas_docs/ag1116_fea.pdf | Document Posted | https://www.pjm.com/pjmfiles/pub/planning/project-queues/impact_studies/ag1116_imp.pdf | Document Posted |  | Withdrawn | N/A |  | N/A |  |  | N/A | N/A |  | 8/31/2020 | N/A | N/A |  | 9/12/2023 |  | 12/3/2021 |  |  | N | No
AG1-117 | Churchtown-Upper Pittsgrove 138 kV |  | NJ | Salem | Withdrawn | AEC | 149.3 | 0 | 0 |  | Energy | Generation Interconnection | Storage |  |  | N/A | https://www.pjm.com/pjmfiles/pub/planning/project-queues/feas_docs/ag1117_fea.pdf | Document Posted | https://www.pjm.com/pjmfiles/pub/planning/project-queues/impact_studies/ag1117_imp.htm | Document Posted |  | Withdrawn |  | Withdrawn | N/A |  |  | N/A | N/A |  | 8/31/2020 | N/A | N/A |  | 6/28/2024 |  | 12/3/2021 |  |  | N | No
AG1-118 - moved to TC1 | Sugar Grove-Waterman 138kV |  | IL | DeKalb | Active | ComEd | 300 | 300 | 180 |  | Capacity | Generation Interconnection | Solar |  |  | N/A | https://www.pjm.com/pjmfiles/pub/planning/project-queues/feas_docs/ag1118_fea.pdf | Document Posted |  | In Progress |  |  | N/A |  | N/A |  |  | N/A | N/A |  | 8/31/2020 | N/A | N/A |  |  |  | 12/29/2023 |  |  | N | No
AG1-119 - moved to TC1 | Wayne-Byron 345 kV |  | IL | DeKalb | Withdrawn | ComEd | 300 | 300 | 180 |  | Capacity | Generation Interconnection | Solar |  |  | N/A | https://www.pjm.com/pjmfiles/pub/planning/project-queues/feas_docs/ag1119_fea.pdf | Document Posted |  | Withdrawn |  |  | N/A |  | N/A |  |  | N/A | N/A |  | 8/31/2020 | N/A | N/A |  | 6/24/2024 |  | 12/29/2023 |  |  | N | No
AG1-120 - moved to TC1 | Glidden-Cherry Valley 138 kV |  | IL | DeKalb | Withdrawn | ComEd | 118.6 | 118.6 | 71.16 |  | Capacity | Generation Interconnection | Solar |  |  | N/A | https://www.pjm.com/pjmfiles/pub/planning/project-queues/feas_docs/ag1120_fea.pdf | Document Posted |  | Withdrawn |  |  | N/A |  | N/A |  |  | N/A | N/A |  | 8/31/2020 | N/A | N/A |  | 1/22/2025 |  | 12/29/2023 |  |  | N | No
AG1-121 - moved to TC1 | Kewanee-Streator 138 kV |  | IL | Bureau | Withdrawn | ComEd | 294.7 | 294.7 | 51.9 |  | Capacity | Generation Interconnection | Wind |  |  | N/A | https://www.pjm.com/pjmfiles/pub/planning/project-queues/feas_docs/ag1121_fea.pdf | Document Posted |  | Withdrawn |  |  | N/A |  | N/A |  |  | N/A | N/A |  | 8/31/2020 | N/A | N/A |  | 6/24/2024 |  | 12/31/2024 |  |  | N | No
AG1-122 | London-National 138 kV |  | OH | Madison | Withdrawn | ATSI | 70 | 70 | 41.9 |  | Capacity | Generation Interconnection | Solar |  |  | N/A | https://www.pjm.com/pjmfiles/pub/planning/project-queues/feas_docs/ag1122_fea.pdf | Document Posted |  |  |  |  | N/A |  | N/A |  |  | N/A | N/A |  | 8/31/2020 | N/A | N/A |  | 2/22/2021 |  | 12/1/2024 |  |  | N | No
AG1-123 - moved to TC1 | Amherst 69 kV |  | VA | Amherst | Withdrawn | AEP | 65 | 65 | 38.5 |  | Capacity | Generation Interconnection | Solar |  |  | N/A | https://www.pjm.com/pjmfiles/pub/planning/project-queues/feas_docs/ag1123_fea.pdf | Document Posted |  | Withdrawn |  |  | N/A |  | N/A |  |  | N/A | N/A |  | 8/31/2020 | N/A | N/A |  | 6/21/2024 |  | 12/1/2024 |  |  | N | No
AG1-124 - moved to TC1 | Gladstone 138 kV |  | VA | Nelson | Active | AEP | 90 | 90 | 53.01 |  | Capacity | Generation Interconnection | Solar |  |  | N/A | https://www.pjm.com/pjmfiles/pub/planning/project-queues/feas_docs/ag1124_fea.pdf | Document Posted | https://www.pjm.com/pjmfiles/pub/planning/project-queues/impact_studies/ag1124_imp.pdf | Document Posted |  | In Progress | N/A |  | N/A |  |  | N/A | N/A |  | 8/31/2020 | N/A | N/A |  |  |  | 12/1/2024 |  |  | N | No
AG1-125 | Marysville-Flatlick 765 kV | Oak Run Solar Project | OH | Madison | Engineering and Procurement | AEP | 400 | 400 | 234.9 |  | Capacity | Generation Interconnection | Solar |  |  | N/A | https://www.pjm.com/pjmfiles/pub/planning/project-queues/feas_docs/ag1125_fea.pdf | Document Posted | https://www.pjm.com/pjmfiles/pub/planning/project-queues/impact_studies/ag1125_imp.htm | Document Posted | https://www.pjm.com/pjmfiles/pub/planning/project-queues/facilities/ag1125_fac.pdf | Document Posted | https://www.pjm.com/pjmfiles/pub/planning/project-queues/gia/ag1_125_gia.pdf | Document Posted | N/A | https://www.pjm.com/pjmfiles/pub/planning/project-queues/csa/ag1_125_csa.pdf | Document Posted | N/A | N/A | 10/30/2029 | 8/31/2020 | N/A | N/A | 11/30/2029 |  |  | 12/31/2030 | 12/31/2030 |  | N | No
AG1-126 | Marysville-Flatlick 765 kV | Oak Run Solar Project | OH | Madison | Engineering and Procurement | AEP | 400 | 400 | 234.9 |  | Capacity | Generation Interconnection | Solar |  |  | N/A | https://www.pjm.com/pjmfiles/pub/planning/project-queues/feas_docs/ag1126_fea.pdf | Document Posted | https://www.pjm.com/pjmfiles/pub/planning/project-queues/impact_studies/ag1126_imp.htm | Document Posted | https://www.pjm.com/pjmfiles/pub/planning/project-queues/facilities/ag1126_fac.pdf | Document Posted | https://www.pjm.com/pjmfiles/pub/planning/project-queues/gia/ag1_126_gia.pdf | Document Posted | N/A |  |  | N/A | N/A | 10/30/2029 | 8/31/2020 | N/A | N/A | 11/30/2029 |  |  | 12/31/2030 | 12/31/2030 |  | N | No
AG1-127 - moved to TC1 | Crego Rd 138 kV |  | IL | DeKalb | Active | ComEd | 190 | 95.1 | 57.1 |  | Capacity | Generation Interconnection | Solar |  |  | N/A | https://www.pjm.com/pjmfiles/pub/planning/project-queues/feas_docs/ag1127_fea.pdf | Document Posted |  | In Progress |  |  | N/A |  | N/A |  |  | N/A | N/A |  | 8/31/2020 | N/A | N/A |  |  |  | 12/29/2023 |  |  | N | No
AG1-128 | Shady Oaks 138 kV |  | IL | Lee | Withdrawn | ComEd | 294.2 | 294.2 | 51.8 |  | Capacity | Generation Interconnection | Wind |  |  | N/A | https://www.pjm.com/pjmfiles/pub/planning/project-queues/feas_docs/ag1128_fea.pdf | Document Posted |  |  |  |  | N/A |  | N/A |  |  | N/A | N/A |  | 8/31/2020 | N/A | N/A |  | 3/24/2021 |  | 12/31/2024 |  |  | N | No
AG1-129 | US Silica - Unimin 69 kV |  | NJ | Atlantic | Withdrawn | AEC | 51 | 51 | 30.6 |  | Capacity | Generation Interconnection | Solar |  |  | N/A | https://www.pjm.com/pjmfiles/pub/planning/project-queues/feas_docs/ag1129_fea.pdf | Document Posted | https://www.pjm.com/pjmfiles/pub/planning/project-queues/impact_studies/ag1129_imp.pdf | Document Posted |  |  | N/A |  | N/A |  |  | N/A | N/A |  | 8/31/2020 | N/A | N/A |  | 10/1/2021 |  | 6/1/2022 |  |  | N | No
AG1-130 | Burlington 26 kV | NAES | NJ | Burlington | Engineering and Procurement | PSEG | 5 | 5 | 2 |  | Capacity | Generation Interconnection | Storage |  |  | N/A | https://www.pjm.com/pjmfiles/pub/planning/project-queues/feas_docs/ag1130_fea.pdf | Document Posted | https://www.pjm.com/pjmfiles/pub/planning/project-queues/impact_studies/ag1130_imp.pdf | Document Posted |  | Not Required | https://www.pjm.com/pjmfiles/pub/planning/project-queues/isa/ag1_130_isa.pdf | Document Posted | N/A | https://www.pjm.com/pjmfiles/pub/planning/project-queues/csa/ag1_130_csa.pdf | Document Posted | N/A | N/A | 1/28/2026 | 9/1/2020 | N/A | N/A | 1/28/2026 |  |  | 2/28/2026 | 2/28/2026 |  | N | No
AG1-131 | Edinburg 115 kV |  | VA | Shenandoah | Withdrawn | Dominion | 25.6 | 25.6 | 15.36 |  | Capacity | Generation Interconnection | Solar |  |  | N/A | https://www.pjm.com/pjmfiles/pub/planning/project-queues/feas_docs/ag1131_fea.pdf | Document Posted | https://www.pjm.com/pjmfiles/pub/planning/project-queues/impact_studies/ag1131_imp.pdf | Document Posted |  | Withdrawn | N/A |  | N/A |  |  | N/A | N/A |  | 9/2/2020 | N/A | N/A |  | 9/12/2023 |  | 8/1/2022 |  |  | N | No
AG1-132 | Tait 69 kV |  | OH | Montgomery | Withdrawn | Dayton | 606 | 20 | 20 |  | Capacity | Generation Interconnection | Natural Gas |  |  | N/A | https://www.pjm.com/pjmfiles/pub/planning/project-queues/feas_docs/ag1132_fea.pdf | Document Posted | https://www.pjm.com/pjmfiles/pub/planning/project-queues/impact_studies/ag1132_imp.pdf | Document Posted |  | Withdrawn | N/A |  | N/A |  |  | N/A | N/A |  | 9/2/2020 | N/A | N/A |  | 10/18/2023 |  | 6/1/2021 |  |  | N | No
AG1-133 - moved to TC1 | North Anna-Ladysmith 500 kV |  | VA | Spotsylvania | Withdrawn | Dominion | 128 | 128 | 76.8 |  | Capacity | Generation Interconnection | Solar |  |  | N/A | https://www.pjm.com/pjmfiles/pub/planning/project-queues/feas_docs/ag1133_fea.pdf | Document Posted | https://www.pjm.com/pjmfiles/pub/planning/project-queues/impact_studies/ag1133_imp.pdf | Document Posted |  | Withdrawn | N/A |  | N/A |  |  | N/A | N/A |  | 9/2/2020 | N/A | N/A |  | 6/24/2024 |  | 12/1/2024 |  |  | N | No
AG1-134 - moved to TC1 | Kings Dominion DP 115 kV |  | VA | King William | Withdrawn | Dominion | 100 | 100 | 60 |  | Capacity | Generation Interconnection | Solar |  |  | N/A | https://www.pjm.com/pjmfiles/pub/planning/project-queues/feas_docs/ag1134_fea.pdf | Document Posted | https://www.pjm.com/pjmfiles/pub/planning/project-queues/impact_studies/ag1134_imp.pdf | Document Posted |  | Withdrawn | N/A |  | N/A |  |  | N/A | N/A |  | 9/2/2020 | N/A | N/A |  | 6/24/2024 |  | 12/1/2024 |  |  | N | No
AG1-135 - moved to TC1 | Garner-Lancaster 115 kV |  | VA | Richmond | Active | Dominion | 60 | 60 | 36 |  | Capacity | Generation Interconnection | Solar |  |  | N/A | https://www.pjm.com/pjmfiles/pub/planning/project-queues/feas_docs/ag1135_fea.pdf | Document Posted | https://www.pjm.com/pjmfiles/pub/planning/project-queues/impact_studies/ag1135_imp.pdf | Document Posted |  | In Progress | https://www.pjm.com/pjmfiles/pub/planning/project-queues/isa/ag1_135_isa2.pdf | Interim Study | N/A | https://www.pjm.com/pjmfiles/pub/planning/project-queues/csa/ag1_135_csa.pdf | Document Posted | N/A | N/A | 12/1/2025 | 9/3/2020 | N/A | N/A | 2/1/2026 |  |  | 12/1/2024 |  |  | N | No
AG1-136 | Cloverdale-Burlington Height 138 kV | Gateway Grid | VA | Botetourt | Withdrawn | AEP | 100 | 100 | 40 |  | Capacity | Generation Interconnection | Storage |  |  | N/A | https://www.pjm.com/pjmfiles/pub/planning/project-queues/feas_docs/ag1136_fea.pdf | Document Posted | https://www.pjm.com/pjmfiles/pub/planning/project-queues/impact_studies/ag1136_imp.htm | Document Posted | https://www.pjm.com/pjmfiles/pub/planning/project-queues/facilities/ag1136_fac.pdf | Document Posted |  | Withdrawn | N/A |  |  | N/A | N/A |  | 9/3/2020 | N/A | N/A |  | 3/3/2025 |  | 2/28/2028 | 2/28/2028 |  | N | No
AG1-137 | Harrisonburg 230 kV |  | VA | Rockingham | Withdrawn | Dominion | 100 | 100 | 40 |  | Capacity | Generation Interconnection | Storage |  |  | N/A | https://www.pjm.com/pjmfiles/pub/planning/project-queues/feas_docs/ag1137_fea.pdf | Document Posted | https://www.pjm.com/pjmfiles/pub/planning/project-queues/impact_studies/ag1137_imp.pdf | Document Posted |  |  | N/A |  | N/A |  |  | N/A | N/A |  | 9/3/2020 | N/A | N/A |  | 9/13/2021 |  | 10/22/2023 |  |  | N | No
AG1-138 | Wolfs Corners 34.5 kV |  | PA | Clarion | Withdrawn | PENELEC | 25 | 5 | 4.75 |  | Capacity | Generation Interconnection | Solar |  |  | N/A | https://www.pjm.com/pjmfiles/pub/planning/project-queues/feas_docs/ag1138_fea.pdf | Document Posted | https://www.pjm.com/pjmfiles/pub/planning/project-queues/impact_studies/ag1138_imp.pdf | Document Posted |  |  | N/A |  | N/A |  |  | N/A | N/A |  | 9/4/2020 | N/A | N/A |  | 11/1/2021 |  | 9/15/2022 |  |  | N | No
AG1-139 | Clark Summit-Emlenton 34.5 kV |  | PA | Venango | Withdrawn | PENELEC | 25 | 5 | 4.75 |  | Capacity | Generation Interconnection | Solar |  |  | N/A | https://www.pjm.com/pjmfiles/pub/planning/project-queues/feas_docs/ag1139_fea.pdf | Document Posted | https://www.pjm.com/pjmfiles/pub/planning/project-queues/impact_studies/ag1139_imp.pdf | Document Posted |  |  | N/A |  | N/A |  |  | N/A | N/A |  | 9/4/2020 | N/A | N/A |  | 11/1/2021 |  | 9/15/2022 |  |  | N | No
AG1-140 | Union City 34.5 kV | Great Lake Growers | PA | Erie | Suspended | PENELEC | 2.62 | 2.62 | 1.7 |  | Capacity | Generation Interconnection | Solar |  |  | N/A | https://www.pjm.com/pjmfiles/pub/planning/project-queues/feas_docs/ag1140_fea.pdf | Document Posted | https://www.pjm.com/pjmfiles/pub/planning/project-queues/impact_studies/ag1140_imp.pdf | Document Posted |  | Not Required | N/A | Wholesale Market Participation Agreement | https://www.pjm.com/pjmfiles/pub/planning/project-queues/wmpa/ag1140_wmpa.pdf | https://www.pjm.com/pjmfiles/pub/planning/project-queues/csa/ag1140_wmpa.pdf | Not Required | N/A | N/A |  | 9/3/2020 | N/A | N/A |  |  |  | 12/31/2024 | 12/31/2024 |  | N | No
AG1-141 | Hempfield 12.47 kV | Hempfield CSG 1 | PA | Westmoreland | Withdrawn | APS | 5 | 5 | 2.8 |  | Capacity | Generation Interconnection | Solar |  |  | N/A | https://www.pjm.com/pjmfiles/pub/planning/project-queues/feas_docs/ag1141_fea.pdf | Document Posted | https://www.pjm.com/pjmfiles/pub/planning/project-queues/impact_studies/ag1141_imp.pdf | Document Posted |  | Not Required | N/A | Wholesale Market Participation Agreement | https://www.pjm.com/pjmfiles/pub/planning/project-queues/wmpa/ag1141_wmpa.pdf | https://www.pjm.com/pjmfiles/pub/planning/project-queues/csa/ag1141_wmpa.pdf | Not Required | N/A | N/A |  | 9/3/2020 | N/A | N/A |  | 8/21/2024 |  | 9/30/2022 | 9/30/2022 |  | N | No
AG1-142 | Bethelboro 12.47 kV | North Union CSG 1 | PA | Fayette | Withdrawn | APS | 2.5 | 2.5 | 1.4 |  | Capacity | Generation Interconnection | Solar |  |  | N/A | https://www.pjm.com/pjmfiles/pub/planning/project-queues/feas_docs/ag1142_fea.pdf | Document Posted | https://www.pjm.com/pjmfiles/pub/planning/project-queues/impact_studies/ag1142_imp.pdf | Document Posted |  | Not Required | N/A | Wholesale Market Participation Agreement | https://www.pjm.com/pjmfiles/pub/planning/project-queues/wmpa/ag1142_wmpa.pdf | https://www.pjm.com/pjmfiles/pub/planning/project-queues/csa/ag1142_wmpa.pdf | Not Required | N/A | N/A |  | 9/4/2020 | N/A | N/A |  | 9/25/2024 |  | 9/30/2022 | 9/30/2022 |  | N | No
AG1-143 | Gainesville-Loudoun 230 kV |  | VA | Prince William | Withdrawn | Dominion | 200 | 200 | 80 |  | Capacity | Generation Interconnection | Storage |  |  | N/A | https://www.pjm.com/pjmfiles/pub/planning/project-queues/feas_docs/ag1143_fea.pdf | Document Posted | https://www.pjm.com/pjmfiles/pub/planning/project-queues/impact_studies/ag1143_imp.pdf | Document Posted |  | Withdrawn | N/A |  | N/A |  |  | N/A | N/A |  | 9/4/2020 | N/A | N/A |  | 8/17/2023 |  | 10/22/2023 |  |  | N | No
AG1-144 | Phillipsburg 34.5 kV |  | PA | Clearfield | Withdrawn | PENELEC | 20 | 20 | 12 |  | Capacity | Generation Interconnection | Solar |  |  | N/A | https://www.pjm.com/pjmfiles/pub/planning/project-queues/feas_docs/ag1144_fea.pdf | Document Posted |  |  |  |  | N/A |  | N/A |  |  | N/A | N/A |  | 9/4/2020 | N/A | N/A |  | 3/2/2021 |  | 6/1/2022 |  |  | N | No
AG1-145 | Lightfoot 34.5 kV | Norge Solar | VA | James City | In Service | Dominion | 20 | 20 | 12 | 20 | Capacity | Generation Interconnection | Solar |  |  | N/A | https://www.pjm.com/pjmfiles/pub/planning/project-queues/feas_docs/ag1145_fea.pdf | Document Posted | https://www.pjm.com/pjmfiles/pub/planning/project-queues/impact_studies/ag1145_imp.pdf | Document Posted |  | Not Required | N/A | Wholesale Market Participation Agreement | https://www.pjm.com/pjmfiles/pub/planning/project-queues/wmpa/ag1145_wmpa.pdf | https://www.pjm.com/pjmfiles/pub/planning/project-queues/csa/ag1145_wmpa.pdf | Not Required | N/A | N/A |  | 9/10/2020 | N/A | N/A | 10/20/2023 |  |  | 10/1/2023 | 10/1/2023 | 11/30/2023 | N | No
AG1-146 - moved to TC1 | Garner DP-Lancaster 115 kV |  | VA | Lancaster | Active | Dominion | 30 | 30 | 18 |  | Capacity | Generation Interconnection | Solar |  |  | N/A | https://www.pjm.com/pjmfiles/pub/planning/project-queues/feas_docs/ag1146_fea.pdf | Document Posted | https://www.pjm.com/pjmfiles/pub/planning/project-queues/impact_studies/ag1146_imp.pdf | Document Posted |  | In Progress | N/A |  | N/A |  |  | N/A | N/A |  | 9/9/2020 | N/A | N/A |  |  |  | 12/1/2024 |  |  | N | No
AG1-147 - moved to TC1 | Garner DP-Lancaster 115 kV |  | VA | Lancaster | Active | Dominion | 100 | 70 | 42 |  | Capacity | Generation Interconnection | Solar |  |  | N/A | https://www.pjm.com/pjmfiles/pub/planning/project-queues/feas_docs/ag1147_fea.pdf | Document Posted | https://www.pjm.com/pjmfiles/pub/planning/project-queues/impact_studies/ag1147_imp.pdf | Document Posted |  | In Progress | N/A |  | N/A |  |  | N/A | N/A |  | 9/9/2020 | N/A | N/A |  |  |  | 12/1/2024 |  |  | N | No
AG1-148 | McCarter 26.4 kV | Rutgers Generation | NJ | Essex | In Service | PSEG | 5 | 5 | 0 | 5 | Energy | Generation Interconnection | Natural Gas |  |  | N/A | https://www.pjm.com/pjmfiles/pub/planning/project-queues/feas_docs/ag1148_fea.pdf | Document Posted | https://www.pjm.com/pjmfiles/pub/planning/project-queues/impact_studies/ag1148_imp.pdf | Document Posted |  | Not Required | N/A | Wholesale Market Participation Agreement | https://www.pjm.com/pjmfiles/pub/planning/project-queues/wmpa/ag1148_wmpa.pdf | https://www.pjm.com/pjmfiles/pub/planning/project-queues/csa/ag1148_wmpa.pdf | Not Required | N/A | N/A |  | 9/12/2020 | N/A | N/A | 3/21/2024 |  |  | 1/12/2024 | 1/12/2024 |  | N | No
AG1-149 | Kingston 12 kV II |  | MD | Somerset | Withdrawn | DPL | 11 | 3 | 3 |  | Capacity | Generation Interconnection | Storage |  |  | N/A | https://www.pjm.com/pjmfiles/pub/planning/project-queues/feas_docs/ag1149_fea.pdf | Document Posted | https://www.pjm.com/pjmfiles/pub/planning/project-queues/impact_studies/ag1149_imp.pdf | Document Posted |  | Withdrawn | N/A |  | N/A |  |  | N/A | N/A |  | 9/9/2020 | N/A | N/A |  | 6/7/2021 |  | 12/1/2021 |  |  | N | No
AG1-150 | Wattsville 69 kV II |  | VA | Accomack | Withdrawn | DPL | 80 | 40 | 40 |  | Capacity | Generation Interconnection | Storage |  |  | N/A | https://www.pjm.com/pjmfiles/pub/planning/project-queues/feas_docs/ag1150_fea.pdf | Document Posted | https://www.pjm.com/pjmfiles/pub/planning/project-queues/impact_studies/ag1150_imp.pdf | Document Posted |  | Withdrawn | N/A |  | N/A |  |  | N/A | N/A |  | 9/9/2020 | N/A | N/A |  | 9/12/2023 |  | 12/1/2021 |  |  | N | No
AG1-151 - moved to TC1 | Endless Caverns 115 kV |  | VA | Rockingham | Withdrawn | Dominion | 300 | 100 | 100 |  | Capacity | Generation Interconnection | Storage |  |  | N/A | https://www.pjm.com/pjmfiles/pub/planning/project-queues/feas_docs/ag1151_fea.pdf | Document Posted | https://www.pjm.com/pjmfiles/pub/planning/project-queues/impact_studies/ag1151_imp.pdf | Document Posted |  | Withdrawn | N/A |  | N/A |  |  | N/A | N/A |  | 9/10/2020 | N/A | N/A |  | 6/24/2024 |  | 10/30/2023 |  |  | N | No
AG1-152 | Remington CT 230 kV | Remington BESS | VA | Fauquier | Engineering and Procurement | Dominion | 100 | 100 | 40 |  | Capacity | Generation Interconnection | Storage |  |  | N/A | https://www.pjm.com/pjmfiles/pub/planning/project-queues/feas_docs/ag1152_fea.pdf | Document Posted | https://www.pjm.com/pjmfiles/pub/planning/project-queues/impact_studies/ag1152_imp.htm | Document Posted | https://www.pjm.com/pjmfiles/pub/planning/project-queues/facilities/ag1152_fac.pdf | Document Posted | https://www.pjm.com/pjmfiles/pub/planning/project-queues/gia/ag1_152_gia.pdf | Document Posted | N/A |  |  | N/A | N/A | 6/1/2029 | 9/10/2020 | N/A | N/A | 8/1/2029 |  |  | 9/1/2029 | 9/1/2029 |  | N | No
AG1-153 - moved to TC1 | Heritage 500 kV |  | VA | Brunswick | Active | Dominion | 75 | 75 | 30 |  | Capacity | Generation Interconnection | Storage |  |  | N/A | https://www.pjm.com/pjmfiles/pub/planning/project-queues/feas_docs/ag1153_fea.pdf | Document Posted | https://www.pjm.com/pjmfiles/pub/planning/project-queues/impact_studies/ag1153_imp.pdf | Document Posted |  | In Progress | https://www.pjm.com/pjmfiles/pub/planning/project-queues/isa/ag1_153_isa2.pdf | Interim Study | N/A | https://www.pjm.com/pjmfiles/pub/planning/project-queues/csa/ag1_153_csa.pdf | Document Posted | N/A | N/A | 6/22/2028 | 9/10/2020 | N/A | N/A | 7/8/2028 |  |  | 12/1/2023 |  |  | N | No
AG1-154 - moved to TC1 | Ladysmith CT 230 kV |  | VA | Caroline | Active | Dominion | 50 | 50 | 20 |  | Capacity | Generation Interconnection | Storage |  |  | N/A | https://www.pjm.com/pjmfiles/pub/planning/project-queues/feas_docs/ag1154_fea.pdf | Document Posted | https://www.pjm.com/pjmfiles/pub/planning/project-queues/impact_studies/ag1154_imp.pdf | Document Posted |  | In Progress | N/A |  | N/A |  |  | N/A | N/A |  | 9/10/2020 | N/A | N/A |  |  |  | 12/1/2023 |  |  | N | No
AG1-155 | Cloverdale 34.5 kV |  | VA | Botetourt | Withdrawn | AEP | 20 | 20 | 8 |  | Capacity | Generation Interconnection | Storage |  |  | N/A | https://www.pjm.com/pjmfiles/pub/planning/project-queues/feas_docs/ag1155_fea.pdf | Document Posted | https://www.pjm.com/pjmfiles/pub/planning/project-queues/impact_studies/ag1155_imp.pdf | Document Posted |  |  | N/A |  | N/A |  |  | N/A | N/A |  | 9/10/2020 | N/A | N/A |  | 2/17/2021 |  | 10/22/2023 |  |  | N | No
AG1-156 | Jack Frost-Lake Harmony 69 kV | Mora Solar | PA | Carbon | Engineering and Procurement | PPL | 60 | 60 | 39.5 |  | Capacity | Generation Interconnection | Solar |  |  | N/A | https://www.pjm.com/pjmfiles/pub/planning/project-queues/feas_docs/ag1156_fea.pdf | Document Posted | https://www.pjm.com/pjmfiles/pub/planning/project-queues/impact_studies/ag1156_imp.htm | Document Posted | https://www.pjm.com/pjmfiles/pub/planning/project-queues/facilities/ag1156_fac.pdf | Document Posted | https://www.pjm.com/pjmfiles/pub/planning/project-queues/gia/ag1_156_gia.pdf | Document Posted | N/A |  |  | N/A | N/A | 9/30/2027 | 9/10/2020 | N/A | N/A | 10/30/2027 |  |  | 12/31/2027 | 12/31/2027 |  | N | No
AG1-157 | Macungie-Emmaus Tie 69 kV |  | PA | Lehigh | Withdrawn | PPL | 7.37 | 7.37 | 0 |  | Energy | Generation Interconnection | Solar |  |  | N/A | https://www.pjm.com/pjmfiles/pub/planning/project-queues/feas_docs/ag1157_fea.pdf | Document Posted | https://www.pjm.com/pjmfiles/pub/planning/project-queues/impact_studies/ag1157_imp.pdf | Document Posted |  | Withdrawn | N/A |  | N/A |  |  | N/A | N/A |  | 9/11/2020 | N/A | N/A |  | 9/13/2023 |  | 6/16/2022 |  |  | N | No
AG1-158 | Middletown 34.5 kV |  | PA | Delaware | Withdrawn | PECO | 16 | 16 | 0 |  | Energy | Generation Interconnection | Solar |  |  | N/A | https://www.pjm.com/pjmfiles/pub/planning/project-queues/feas_docs/ag1158_fea.pdf | Document Posted | https://www.pjm.com/pjmfiles/pub/planning/project-queues/impact_studies/ag1158_imp.pdf | Document Posted |  | Not Required |  | Withdrawn | N/A |  | Not Required | N/A | N/A |  | 9/11/2020 | N/A | N/A |  | 2/15/2023 |  | 6/16/2022 |  |  | N | No
AG1-159 | Cox-Whitakers 115 kV |  | NC | Halifax | Withdrawn | Dominion | 80 | 0 | 0 |  | Energy | Generation Interconnection | Storage |  |  | N/A | https://www.pjm.com/pjmfiles/pub/planning/project-queues/feas_docs/ag1159_fea.pdf | Document Posted | https://www.pjm.com/pjmfiles/pub/planning/project-queues/impact_studies/ag1159_imp.pdf | Document Posted |  | Withdrawn | N/A |  | N/A |  |  | N/A | N/A |  | 9/11/2020 | N/A | N/A |  | 5/3/2024 |  | 12/15/2022 |  |  | N | No
AG1-160 - moved to TC1 | Rogers Road 500 kV |  | VA | Greensville | Withdrawn | Dominion | 75 | 75 | 30 |  | Capacity | Generation Interconnection | Storage |  |  | N/A | https://www.pjm.com/pjmfiles/pub/planning/project-queues/feas_docs/ag1160_fea.pdf | Document Posted | https://www.pjm.com/pjmfiles/pub/planning/project-queues/impact_studies/ag1160_imp.pdf | Document Posted |  | Withdrawn | N/A |  | N/A |  |  | N/A | N/A |  | 9/11/2020 | N/A | N/A |  | 6/24/2024 |  | 12/1/2023 |  |  | N | No
AG1-161 | Conesville 138 kV |  | OH | Coshocton | Withdrawn | AEP | 58.9 | 58.9 | 58.9 |  | Capacity | Generation Interconnection | Solar |  |  | N/A | https://www.pjm.com/pjmfiles/pub/planning/project-queues/feas_docs/ag1161_fea.pdf | Document Posted |  |  |  |  | N/A |  | N/A |  |  | N/A | N/A |  | 9/14/2020 | N/A | N/A |  | 3/5/2021 |  | 12/1/2022 |  |  | N | No
AG1-162 | Sporn 138 kV |  | WV | Mason | Withdrawn | AEP | 27.4 | 27.4 | 14.4 |  | Capacity | Generation Interconnection | Solar |  |  | N/A | https://www.pjm.com/pjmfiles/pub/planning/project-queues/feas_docs/ag1162_fea.pdf | Document Posted | https://www.pjm.com/pjmfiles/pub/planning/project-queues/impact_studies/ag1162_imp.pdf | Document Posted |  | Withdrawn | N/A |  | N/A |  |  | N/A | N/A |  | 9/14/2020 | N/A | N/A |  | 9/14/2023 |  | 12/1/2022 |  |  | N | No
AG1-163 | West Millersport 138 kV | Ripley Solar II | OH | Fairfield | Engineering and Procurement | AEP | 100 | 100 | 42 |  | Capacity | Generation Interconnection | Solar |  |  | N/A | https://www.pjm.com/pjmfiles/pub/planning/project-queues/feas_docs/ag1163_fea.pdf | Document Posted | https://www.pjm.com/pjmfiles/pub/planning/project-queues/impact_studies/ag1163_imp.htm | Document Posted | https://www.pjm.com/pjmfiles/pub/planning/project-queues/facilities/ag1163_fac.pdf | Document Posted | https://www.pjm.com/pjmfiles/pub/planning/project-queues/gia/ag1_163_gia.pdf | Document Posted | N/A |  |  | N/A | N/A | 10/1/2027 | 9/14/2020 | N/A | N/A | 10/15/2027 |  |  | 12/31/2027 | 12/31/2027 |  | N | No
AG1-164 | East Hazelton-Weatherly Tap 69 kV | Club Ford Energy Center | PA | Luzerne | Engineering and Procurement | PPL | 40 | 20 | 12 |  | Capacity | Generation Interconnection | Solar |  |  | N/A | https://www.pjm.com/pjmfiles/pub/planning/project-queues/feas_docs/ag1164_fea.pdf | Document Posted | https://www.pjm.com/pjmfiles/pub/planning/project-queues/impact_studies/ag1164_imp.htm | Document Posted | https://www.pjm.com/pjmfiles/pub/planning/project-queues/facilities/ag1164_fac.pdf | Document Posted | https://www.pjm.com/pjmfiles/pub/planning/project-queues/gia/ag1_164_gia.pdf | Document Posted | N/A |  |  | N/A | N/A | 11/30/2026 | 9/16/2020 | N/A | N/A | 12/30/2026 |  |  | 3/1/2027 | 3/1/2027 |  | N | No
AG1-165 | East Hazelton-Weatherly Tap 69 kV | Club Ford Energy Center | PA | Luzerne | Engineering and Procurement | PPL | 60 | 20 | 12 |  | Capacity | Generation Interconnection | Solar |  |  | N/A | https://www.pjm.com/pjmfiles/pub/planning/project-queues/feas_docs/ag1165_fea.pdf | Document Posted | https://www.pjm.com/pjmfiles/pub/planning/project-queues/impact_studies/ag1165_imp.htm | Document Posted | https://www.pjm.com/pjmfiles/pub/planning/project-queues/facilities/ag1165_fac.pdf | Document Posted | https://www.pjm.com/pjmfiles/pub/planning/project-queues/gia/ag1_165_gia.pdf | Document Posted | N/A |  |  | N/A | N/A | 11/30/2026 | 9/17/2020 | N/A | N/A | 12/30/2026 |  |  | 3/1/2027 | 3/1/2027 |  | N | No
AG1-166 - moved to TC1 | Lone Pine 115 kV |  | VA | Nottoway | Active | Dominion | 20 | 20 | 6 |  | Capacity | Generation Interconnection | Solar |  |  | N/A | https://www.pjm.com/pjmfiles/pub/planning/project-queues/feas_docs/ag1166_fea.pdf | Document Posted | https://www.pjm.com/pjmfiles/pub/planning/project-queues/impact_studies/ag1166_imp.pdf | Document Posted |  | In Progress | N/A |  | N/A |  |  | N/A | N/A |  | 9/16/2020 | N/A | N/A |  |  |  | 10/15/2021 |  |  | N | No
AG1-167 - moved to TC1 | Lone Pine 115 kV |  | VA | Nottoway | Active | Dominion | 35 | 15 | 4.5 |  | Capacity | Generation Interconnection | Solar |  |  | N/A | https://www.pjm.com/pjmfiles/pub/planning/project-queues/feas_docs/ag1167_fea.pdf | Document Posted | https://www.pjm.com/pjmfiles/pub/planning/project-queues/impact_studies/ag1167_imp.pdf | Document Posted |  | In Progress | N/A |  | N/A |  |  | N/A | N/A |  | 9/16/2020 | N/A | N/A |  |  |  | 10/15/2021 |  |  | N | No
AG1-168 - moved to TC1 | Lone Pine 115 kV |  | VA | Nottoway | Active | Dominion | 50 | 15 | 4.5 |  | Capacity | Generation Interconnection | Solar |  |  | N/A | https://www.pjm.com/pjmfiles/pub/planning/project-queues/feas_docs/ag1168_fea.pdf | Document Posted | https://www.pjm.com/pjmfiles/pub/planning/project-queues/impact_studies/ag1168_imp.pdf | Document Posted |  | In Progress | N/A |  | N/A |  |  | N/A | N/A |  | 9/16/2020 | N/A | N/A |  |  |  | 10/15/2021 |  |  | N | No
AG1-169 - moved to TC1 | Lone Pine 115 kV |  | VA | Nottoway | Withdrawn | Dominion | 15 | 15 | 4.5 |  | Capacity | Generation Interconnection | Solar |  |  | N/A | https://www.pjm.com/pjmfiles/pub/planning/project-queues/feas_docs/ag1169_fea.pdf | Document Posted | https://www.pjm.com/pjmfiles/pub/planning/project-queues/impact_studies/ag1169_imp.pdf | Document Posted |  | Withdrawn | N/A |  | N/A |  |  | N/A | N/A |  | 9/16/2020 | N/A | N/A |  | 1/22/2025 |  | 10/15/2021 |  |  | N | No
AG1-170 - moved to TC1 | Lone Pine 115 kV |  | VA | Nottoway | Withdrawn | Dominion | 10 | 10 | 3 |  | Capacity | Generation Interconnection | Solar |  |  | N/A | https://www.pjm.com/pjmfiles/pub/planning/project-queues/feas_docs/ag1170_fea.pdf | Document Posted | https://www.pjm.com/pjmfiles/pub/planning/project-queues/impact_studies/ag1170_imp.pdf | Document Posted |  | Withdrawn | N/A |  | N/A |  |  | N/A | N/A |  | 9/16/2020 | N/A | N/A |  | 1/22/2025 |  | 10/15/2021 |  |  | N | No
AG1-171 | Hopewell-Surry 230kV |  | VA | Surry | Withdrawn | Dominion | 20 | 20 | 12 |  | Capacity | Generation Interconnection | Solar |  |  | N/A | https://www.pjm.com/pjmfiles/pub/planning/project-queues/feas_docs/ag1171_fea.pdf | Document Posted | https://www.pjm.com/pjmfiles/pub/planning/project-queues/impact_studies/ag1171_imp.htm | Document Posted | https://www.pjm.com/pjmfiles/pub/planning/project-queues/facilities/ag1171_fac.pdf | Document Posted |  | Withdrawn | N/A |  |  | N/A | N/A |  | 9/16/2020 | N/A | N/A |  | 3/28/2025 |  | 10/15/2021 |  |  | N | No
AG1-172 | Hopewell-Surry 230 kV |  | VA | Surry | Withdrawn | Dominion | 20 | 20 | 12 |  | Capacity | Generation Interconnection | Solar |  |  | N/A | https://www.pjm.com/pjmfiles/pub/planning/project-queues/feas_docs/ag1172_fea.pdf | Document Posted | https://www.pjm.com/pjmfiles/pub/planning/project-queues/impact_studies/ag1172_imp.htm | Document Posted |  |  |  | Withdrawn | N/A |  |  | N/A | N/A |  | 9/16/2020 | N/A | N/A |  | 3/28/2025 |  | 10/15/2021 |  |  | N | No
AG1-173 | Hopewell-Surry 230 kV |  | VA | Surry | Withdrawn | Dominion | 20 | 20 | 12 |  | Capacity | Generation Interconnection | Solar |  |  | N/A | https://www.pjm.com/pjmfiles/pub/planning/project-queues/feas_docs/ag1173_fea.pdf | Document Posted | https://www.pjm.com/pjmfiles/pub/planning/project-queues/impact_studies/ag1173_imp.htm | Document Posted |  |  |  | Withdrawn | N/A |  |  | N/A | N/A |  | 9/16/2020 | N/A | N/A |  | 3/28/2025 |  | 10/15/2021 |  |  | N | No
AG1-174 - moved to TC1 | Hopewell-Surry 230 kV |  | VA | Surry | Withdrawn | Dominion | 20 | 20 | 12 |  | Capacity | Generation Interconnection | Solar |  |  | N/A | https://www.pjm.com/pjmfiles/pub/planning/project-queues/feas_docs/ag1174_fea.pdf | Document Posted |  | Withdrawn |  |  | N/A |  | N/A |  |  | N/A | N/A |  | 9/16/2020 | N/A | N/A |  | 6/24/2024 |  | 10/15/2021 |  |  | N | No
AG1-175 | Hopewell-Surry 230 kV |  | VA | Surry | Withdrawn | Dominion | 20 | 20 | 12 |  | Capacity | Generation Interconnection | Solar |  |  | N/A | https://www.pjm.com/pjmfiles/pub/planning/project-queues/feas_docs/ag1175_fea.pdf | Document Posted |  | In Progress |  |  | N/A |  | N/A |  |  | N/A | N/A |  | 9/16/2020 | N/A | N/A |  | 9/12/2023 |  | 10/15/2021 |  |  | N | No
AG1-176 | Briery-Clover 230 kV |  | VA | Prince Edward | Withdrawn | Dominion | 149.5 | 149.5 | 89.7 |  | Capacity | Generation Interconnection | Solar |  |  | N/A | https://www.pjm.com/pjmfiles/pub/planning/project-queues/feas_docs/ag1176_fea.pdf | Document Posted |  | Withdrawn |  |  | N/A |  | N/A |  |  | N/A | N/A |  | 9/16/2020 | N/A | N/A |  | 8/17/2023 |  | 11/1/2023 |  |  | N | No
AG1-177 | Union City 34.5 kV |  | PA | Crawford | Withdrawn | PENELEC | 20 | 20 | 12 |  | Capacity | Generation Interconnection | Solar |  |  | N/A | https://www.pjm.com/pjmfiles/pub/planning/project-queues/feas_docs/ag1177_fea.pdf | Document Posted |  |  |  |  | N/A |  | N/A |  |  | N/A | N/A |  | 9/17/2020 | N/A | N/A |  | 3/10/2021 |  | 3/1/2024 |  |  | N | No
AG1-178 - moved to TC1 | Carson-Suffolk 500 kV |  | VA | Sussex | Withdrawn | Dominion | 500 | 500 | 324.94 |  | Capacity | Generation Interconnection | Solar |  |  | N/A | https://www.pjm.com/pjmfiles/pub/planning/project-queues/feas_docs/ag1178_fea.pdf | Document Posted |  | Withdrawn |  |  | N/A |  | N/A |  |  | N/A | N/A |  | 9/17/2020 | N/A | N/A |  | 6/24/2024 |  | 6/30/2023 |  |  | N | No
AG1-179 - moved to TC1 | Brunswick-Gasburg 69 kV |  | VA | Sussex | Withdrawn | Dominion | 50 | 50 | 33.66 |  | Capacity | Generation Interconnection | Solar |  |  | N/A | https://www.pjm.com/pjmfiles/pub/planning/project-queues/feas_docs/ag1179_fea.pdf | Document Posted |  | In Progress |  |  | N/A |  | N/A |  |  | N/A | N/A |  | 9/17/2020 | N/A | N/A |  | 6/24/2024 |  | 6/30/2023 |  |  | N | No
AG1-180 - moved to TC1 | Brunswick-Gasburg 69 kV |  | VA | Sussex | Withdrawn | Dominion | 50 | 0 | 16.4 |  | Capacity | Generation Interconnection | Storage |  |  | N/A | https://www.pjm.com/pjmfiles/pub/planning/project-queues/feas_docs/ag1180_fea.pdf | Document Posted |  | Withdrawn |  |  | N/A |  | N/A |  |  | N/A | N/A |  | 9/17/2020 | N/A | N/A |  | 6/24/2024 |  | 6/30/2023 |  |  | N | No
AG1-181 - moved to TC1 | Pamplin-Chase City 115 kV |  | VA | Charlotte | Withdrawn | Dominion | 150 | 150 | 101.09 |  | Capacity | Generation Interconnection | Solar |  |  | N/A | https://www.pjm.com/pjmfiles/pub/planning/project-queues/feas_docs/ag1181_fea.pdf | Document Posted |  | Withdrawn |  |  | N/A |  | N/A |  |  | N/A | N/A |  | 9/17/2020 | N/A | N/A |  | 6/24/2024 |  | 6/30/2023 |  |  | N | No
AG1-182 | Millville-Old Chapel 138 kV | Soapstone Solar and BESS | VA | Clarke | Withdrawn | APS | 100 | 100 | 65.21 |  | Capacity | Generation Interconnection | Solar |  |  | N/A | https://www.pjm.com/pjmfiles/pub/planning/project-queues/feas_docs/ag1182_fea.pdf | Document Posted | https://www.pjm.com/pjmfiles/pub/planning/project-queues/impact_studies/ag1182_imp.htm | Document Posted | https://www.pjm.com/pjmfiles/pub/planning/project-queues/facilities/ag1182_fac.pdf | Document Posted | N/A |  | N/A |  |  | N/A | N/A |  | 9/17/2020 | N/A | N/A |  | 10/9/2024 |  | 6/30/2023 |  |  | N | No
AG1-183 | St. Johns DP-REC 115 kV |  | VA | King and Queen | Withdrawn | Dominion | 50 | 50 | 35.52 |  | Capacity | Generation Interconnection | Solar |  |  | N/A | https://www.pjm.com/pjmfiles/pub/planning/project-queues/feas_docs/ag1183_fea.pdf | Document Posted | https://www.pjm.com/pjmfiles/pub/planning/project-queues/impact_studies/ag1183_imp.pdf | Document Posted |  |  | N/A |  | N/A |  |  | N/A | N/A |  | 9/17/2020 | N/A | N/A |  | 9/1/2021 |  | 6/30/2023 |  |  | N | No
AG1-184 - moved to TC1 | Carson-Suffolk 500 kV |  | VA | Sussex | Withdrawn | Dominion | 500 | 0 | 175.06 |  | Capacity | Generation Interconnection | Storage |  |  | N/A | https://www.pjm.com/pjmfiles/pub/planning/project-queues/feas_docs/ag1184_fea.pdf | Document Posted |  | In Progress |  |  | N/A |  | N/A |  |  | N/A | N/A |  | 9/17/2020 | N/A | N/A |  | 6/24/2024 |  | 6/30/2023 |  |  | N | No
AG1-185 - moved to TC1 | Pamplin-Chase City 115 kV |  | VA | Charlotte | Withdrawn | Dominion | 150 | 0 | 48.91 |  | Capacity | Generation Interconnection | Storage |  |  | N/A | https://www.pjm.com/pjmfiles/pub/planning/project-queues/feas_docs/ag1185_fea.pdf | Document Posted |  | Withdrawn |  |  | N/A |  | N/A |  |  | N/A | N/A |  | 9/17/2020 | N/A | N/A |  | 6/24/2024 |  | 6/30/2023 |  |  | N | No
AG1-186 | Millville-Old Chapel 138 kV | Soapstone Solar and BESS | VA | Clarke | Withdrawn | APS | 100 | 0 | 34.79 |  | Capacity | Generation Interconnection | Storage |  |  | N/A | https://www.pjm.com/pjmfiles/pub/planning/project-queues/feas_docs/ag1186_fea.pdf | Document Posted | https://www.pjm.com/pjmfiles/pub/planning/project-queues/impact_studies/ag1186_imp.htm | Document Posted | https://www.pjm.com/pjmfiles/pub/planning/project-queues/facilities/ag1186_fac.pdf | Document Posted | N/A |  | N/A |  |  | N/A | N/A |  | 9/17/2020 | N/A | N/A |  | 10/9/2024 |  | 6/30/2023 |  |  | N | No
AG1-187 | St. Johns DP-REC 115 kV |  | VA | King and Queen | Withdrawn | Dominion | 50 | 0 | 14.48 |  | Capacity | Generation Interconnection | Storage |  |  | N/A | https://www.pjm.com/pjmfiles/pub/planning/project-queues/feas_docs/ag1187_fea.pdf | Document Posted | https://www.pjm.com/pjmfiles/pub/planning/project-queues/impact_studies/ag1187_imp.pdf | Document Posted |  |  | N/A |  | N/A |  |  | N/A | N/A |  | 9/17/2020 | N/A | N/A |  | 9/1/2021 |  | 6/30/2023 |  |  | N | No
AG1-188 | Manitou-Oyster Creek 34.5 kV | Lacey Sand Solar | NJ | Ocean | Engineering and Procurement | JCPL | 19.8 | 19.8 | 8.316 |  | Capacity | Generation Interconnection | Solar |  |  | N/A | https://www.pjm.com/pjmfiles/pub/planning/project-queues/feas_docs/ag1188_fea.pdf | Document Posted | https://www.pjm.com/pjmfiles/pub/planning/project-queues/impact_studies/ag1188_imp.htm | Document Posted | https://www.pjm.com/pjmfiles/pub/planning/project-queues/facilities/ag1188_fac.pdf | Document Posted | https://www.pjm.com/pjmfiles/pub/planning/project-queues/gia/ag1_188_gia.pdf | Document Posted | N/A |  |  | N/A | N/A | 3/31/2027 | 9/17/2020 | N/A | N/A | 5/14/2027 |  |  | 6/30/2027 | 6/30/2027 |  | N | No
AG1-189 | Oyster Creek-Bamber Lake 34.5 | Southern Ocean Waretown Solar | NJ | Ocean | Engineering and Procurement | JCPL | 12 | 12 | 5.1 |  | Capacity | Generation Interconnection | Solar |  |  | N/A | https://www.pjm.com/pjmfiles/pub/planning/project-queues/feas_docs/ag1189_fea.pdf | Document Posted | https://www.pjm.com/pjmfiles/pub/planning/project-queues/impact_studies/ag1189_imp.htm | Document Posted | https://www.pjm.com/pjmfiles/pub/planning/project-queues/facilities/ag1189_fac.pdf | Document Posted | https://www.pjm.com/pjmfiles/pub/planning/project-queues/gia/ag1_189_gia.pdf | Document Posted | N/A |  |  | N/A | N/A | 10/31/2027 | 9/17/2020 | N/A | N/A | 12/17/2027 |  |  | 12/31/2027 | 12/31/2027 |  | N | No
AG1-190 | Burlington 26 kV |  | NJ | Burlington | Withdrawn | PSEG | 13.2 | 13.2 | 5.5 |  | Capacity | Generation Interconnection | Solar |  |  | N/A | https://www.pjm.com/pjmfiles/pub/planning/project-queues/feas_docs/ag1190_fea.pdf | Document Posted | https://www.pjm.com/pjmfiles/pub/planning/project-queues/impact_studies/ag1190_imp.pdf | Document Posted |  |  | N/A |  | N/A |  |  | N/A | N/A |  | 9/17/2020 | N/A | N/A |  | 3/18/2021 |  | 12/17/2021 |  |  | N | No
AG1-191 | Chester-Pohatcong Mountain 34.5 kV | South Combe | NJ | Morris | Under Construction | JCPL | 15.4 | 15.4 | 6.5 |  | Capacity | Generation Interconnection | Solar |  |  | N/A | https://www.pjm.com/pjmfiles/pub/planning/project-queues/feas_docs/ag1191_fea.pdf | Document Posted | https://www.pjm.com/pjmfiles/pub/planning/project-queues/impact_studies/ag1191_imp.html | Document Posted | https://www.pjm.com/pjmfiles/pub/planning/project-queues/facilities/ag1191_fac.pdf | Document Posted | https://www.pjm.com/pjmfiles/pub/planning/project-queues/isa/ag1_191_isa.pdf | Document Posted | N/A | https://www.pjm.com/pjmfiles/pub/planning/project-queues/csa/ag1_191_csa.pdf | Document Posted | N/A | N/A | 6/20/2025 | 9/17/2020 | N/A | N/A | 6/27/2025 |  |  | 12/31/2025 | 12/31/2025 |  | N | No
AG1-192 | Perry-Stoneboro 69 kV |  | PA | Mercer | Withdrawn | ATSI | 20 | 20 | 12 |  | Capacity | Generation Interconnection | Solar |  |  | N/A | https://www.pjm.com/pjmfiles/pub/planning/project-queues/feas_docs/ag1192_fea.pdf | Document Posted |  |  |  |  | N/A |  | N/A |  |  | N/A | N/A |  | 9/17/2020 | N/A | N/A |  | 3/9/2021 |  | 1/15/2023 |  |  | N | No
AG1-193 | Utica Junction 34.5 kV | Foster Run | PA | Venango | Suspended | PENELEC | 10 | 10 | 6 |  | Capacity | Generation Interconnection | Solar |  |  | N/A | https://www.pjm.com/pjmfiles/pub/planning/project-queues/feas_docs/ag1193_fea.pdf | Document Posted | https://www.pjm.com/pjmfiles/pub/planning/project-queues/impact_studies/ag1193_imp.htm | Document Posted |  | Not Required | N/A | Wholesale Market Participation Agreement | https://www.pjm.com/pjmfiles/pub/planning/project-queues/wmpa/ag1193_wmpa.pdf | https://www.pjm.com/pjmfiles/pub/planning/project-queues/csa/ag1193_wmpa.pdf | Not Required | N/A | N/A | 6/30/2026 | 9/18/2020 | N/A | N/A | 7/31/2026 |  |  | 8/28/2026 | 8/28/2026 |  | N | No
AG1-194 - moved to TC1 | Nuttall 138 kV |  | WV | Fayette | Withdrawn | AEP | 79 | 79 | 27 |  | Capacity | Generation Interconnection | Solar; Storage |  |  | N/A | https://www.pjm.com/pjmfiles/pub/planning/project-queues/feas_docs/ag1194_fea.pdf | Document Posted | https://www.pjm.com/pjmfiles/pub/planning/project-queues/impact_studies/ag1194_imp.pdf | Document Posted |  | Withdrawn | N/A |  | N/A |  |  | N/A | N/A |  | 9/18/2020 | N/A | N/A |  | 1/22/2025 |  | 12/1/2023 |  |  | N | No
AG1-195 - moved to TC1 | Valley 230 kV |  | VA | Augusta | Withdrawn | Dominion | 150 | 150 | 150 |  | Capacity | Generation Interconnection | Solar; Storage |  |  | N/A | https://www.pjm.com/pjmfiles/pub/planning/project-queues/feas_docs/ag1195_fea.pdf | Document Posted | https://www.pjm.com/pjmfiles/pub/planning/project-queues/impact_studies/ag1195_imp.pdf | Document Posted |  | Withdrawn | N/A |  | N/A |  |  | N/A | N/A |  | 9/18/2020 | N/A | N/A |  | 6/24/2024 |  | 12/31/2023 |  |  | N | No
AG1-196 - moved to TC1 | Grottoes 115 kV |  | VA | Augusta | Withdrawn | Dominion | 150 | 150 | 150 |  | Capacity | Generation Interconnection | Solar; Storage |  |  | N/A | https://www.pjm.com/pjmfiles/pub/planning/project-queues/feas_docs/ag1196_fea.pdf | Document Posted | https://www.pjm.com/pjmfiles/pub/planning/project-queues/impact_studies/ag1196_imp.pdf | Document Posted |  | Withdrawn | N/A |  | N/A |  |  | N/A | N/A |  | 9/18/2020 | N/A | N/A |  | 6/24/2024 |  | 12/31/2023 |  |  | N | No
AG1-197 | Morgan Street-Cochranton 34.5 kV | Morgan Street-Cochranton 34.5 kV | PA | Crawford | Engineering and Procurement | PENELEC | 15 | 15 | 9 |  | Capacity | Generation Interconnection | Solar |  |  | N/A | https://www.pjm.com/pjmfiles/pub/planning/project-queues/feas_docs/ag1197_fea.pdf | Document Posted | https://www.pjm.com/pjmfiles/pub/planning/project-queues/impact_studies/ag1197_imp.pdf | Document Posted |  | Not Required | N/A | Wholesale Market Participation Agreement | https://www.pjm.com/pjmfiles/pub/planning/project-queues/wmpa/ag1197_wmpa.pdf | https://www.pjm.com/pjmfiles/pub/planning/project-queues/csa/ag1197_wmpa.pdf | Not Required | N/A | N/A | 1/30/2026 | 9/19/2020 | N/A | N/A | 2/27/2026 |  |  | 3/31/2026 | 3/31/2026 |  | N | No
AG1-198 | Union City 34.5 kV | Union City 34.5 kV | PA | Erie | Engineering and Procurement | PENELEC | 12 | 12 | 7.2 |  | Capacity | Generation Interconnection | Solar |  |  | N/A | https://www.pjm.com/pjmfiles/pub/planning/project-queues/feas_docs/ag1198_fea.pdf | Document Posted | https://www.pjm.com/pjmfiles/pub/planning/project-queues/impact_studies/ag1198_imp.pdf | Document Posted |  | Not Required | N/A | Wholesale Market Participation Agreement | https://www.pjm.com/pjmfiles/pub/planning/project-queues/wmpa/ag1198_wmpa.pdf | https://www.pjm.com/pjmfiles/pub/planning/project-queues/csa/ag1198_wmpa.pdf | Not Required | N/A | N/A | 11/21/2025 | 9/18/2020 | N/A | N/A | 12/17/2025 |  |  | 10/31/2025 | 10/31/2025 |  | N | No
AG1-199 - moved to TC1 | Allen Junction 345 kV |  | OH | Lucas | Withdrawn | ATSI | 300 | 300 | 300 |  | Capacity | Generation Interconnection | Storage |  |  | N/A | https://www.pjm.com/pjmfiles/pub/planning/project-queues/feas_docs/ag1199_fea.pdf | Document Posted |  | Withdrawn |  |  | N/A |  | N/A |  |  | N/A | N/A |  | 9/18/2020 | N/A | N/A |  | 6/21/2024 |  | 6/1/2023 |  |  | N | No
AG1-200 | Kingsland 13 kV |  | NJ | Bergen | Withdrawn | PSEG | 3.984 | 3.984 | 1.7 |  | Capacity | Generation Interconnection | Solar |  |  | N/A | https://www.pjm.com/pjmfiles/pub/planning/project-queues/feas_docs/ag1200_fea.pdf | Document Posted | https://www.pjm.com/pjmfiles/pub/planning/project-queues/impact_studies/ag1200_imp.pdf | Document Posted |  |  | N/A |  | N/A |  |  | N/A | N/A |  | 9/21/2020 | N/A | N/A |  | 2/16/2021 |  | 12/1/2021 |  |  | N | No
AG1-201 | Hadley 12.47 kV |  | PA | Mercer | Withdrawn | ATSI | 10 | 10 | 6.6 |  | Capacity | Generation Interconnection | Solar |  |  | N/A |  | Withdrawn |  |  |  |  | N/A |  | N/A |  |  | N/A | N/A |  | 9/22/2020 | N/A | N/A |  | 11/20/2020 |  | 12/31/2022 |  |  | N | No
AG1-202 | Springboro 12.47 kV |  | PA | Crawford | Withdrawn | PENELEC | 10 | 10 | 6.6 |  | Capacity | Generation Interconnection | Solar |  |  | N/A | https://www.pjm.com/pjmfiles/pub/planning/project-queues/feas_docs/ag1202_fea.pdf | Document Posted | https://www.pjm.com/pjmfiles/pub/planning/project-queues/impact_studies/ag1202_imp.pdf | Document Posted |  | Withdrawn | N/A |  | N/A |  |  | N/A | N/A |  | 9/22/2020 | N/A | N/A |  | 9/7/2023 |  | 12/31/2022 |  |  | N | No
AG1-203 | Reels Corner 23 kV |  | PA | Somerset | Withdrawn | PENELEC | 10 | 10 | 6.5 |  | Capacity | Generation Interconnection | Solar |  |  | N/A | https://www.pjm.com/pjmfiles/pub/planning/project-queues/feas_docs/ag1203_fea.pdf | Document Posted | https://www.pjm.com/pjmfiles/pub/planning/project-queues/impact_studies/ag1203_imp.pdf | Document Posted |  | Withdrawn | N/A |  | N/A |  |  | N/A | N/A |  | 9/22/2020 | N/A | N/A |  | 9/7/2023 |  | 12/31/2022 |  |  | N | No
AG1-204 | West Berwick 12.47 kV |  | PA | Columbia | Withdrawn | PPL | 10 | 10 | 6.5 |  | Capacity | Generation Interconnection | Solar |  |  | N/A | https://www.pjm.com/pjmfiles/pub/planning/project-queues/feas_docs/ag1204_fea.pdf | Document Posted |  |  |  |  | N/A |  | N/A |  |  | N/A | N/A |  | 9/22/2020 | N/A | N/A |  | 3/10/2021 |  | 12/31/2022 |  |  | N | No
AG1-205 | Rockwood 23 kV |  | PA | Somerset | Withdrawn | PENELEC | 10 | 10 | 6.5 |  | Capacity | Generation Interconnection | Solar |  |  | N/A | https://www.pjm.com/pjmfiles/pub/planning/project-queues/feas_docs/ag1205_fea.pdf | Document Posted | https://www.pjm.com/pjmfiles/pub/planning/project-queues/impact_studies/ag1205_imp.pdf | Document Posted |  | Withdrawn | N/A |  | N/A |  |  | N/A | N/A |  | 9/22/2020 | N/A | N/A |  | 9/7/2023 |  | 12/31/2022 |  |  | N | No
AG1-206 | Snyder Twp 34.5 kV |  | PA | Jefferson | Withdrawn | PENELEC | 10 | 10 | 6.5 |  | Capacity | Generation Interconnection | Solar |  |  | N/A | https://www.pjm.com/pjmfiles/pub/planning/project-queues/feas_docs/ag1206_fea.pdf | Document Posted |  | Withdrawn |  |  | N/A |  | N/A |  |  | N/A | N/A |  | 9/22/2020 | N/A | N/A |  | 9/7/2023 |  | 12/31/2022 |  |  | N | No
AG1-207 | Vandalia 69 kV | Prairie Flyer Energy Storage | OH | Montgomery | Engineering and Procurement | Dayton | 85 | 85 | 85 |  | Capacity | Generation Interconnection | Storage |  |  | N/A | https://www.pjm.com/pjmfiles/pub/planning/project-queues/feas_docs/ag1207_fea.pdf | Document Posted | https://www.pjm.com/pjmfiles/pub/planning/project-queues/impact_studies/ag1207_imp.htm | Document Posted | https://www.pjm.com/pjmfiles/pub/planning/project-queues/facilities/ag1207_fac.pdf | Document Posted | https://www.pjm.com/pjmfiles/pub/planning/project-queues/gia/ag1_207_gia.pdf | Document Posted | N/A |  |  | N/A | N/A | 3/1/2028 | 9/22/2020 | N/A | N/A | 5/20/2028 |  |  | 6/1/2028 | 6/1/2028 |  | N | No
AG1-208 | Sideview-Mt Sterling 69 kV |  | KY | Montgomery | Withdrawn | EKPC | 35 | 35 | 21.9 |  | Capacity | Generation Interconnection | Solar |  |  | N/A | https://www.pjm.com/pjmfiles/pub/planning/project-queues/feas_docs/ag1208_fea.pdf | Document Posted |  |  |  |  | N/A |  | N/A |  |  | N/A | N/A |  | 9/22/2020 | N/A | N/A |  | 2/23/2021 |  | 12/31/2022 |  |  | N | No
AG1-209 | Gretna 12.5 kV |  | VA | Pittsylvania | Withdrawn | Dominion | 7 | 7 | 2.8 |  | Capacity | Generation Interconnection | Storage |  |  | N/A | https://www.pjm.com/pjmfiles/pub/planning/project-queues/feas_docs/ag1209_fea.pdf | Document Posted | https://www.pjm.com/pjmfiles/pub/planning/project-queues/impact_studies/ag1209_imp.pdf | Document Posted |  | Withdrawn | N/A |  | N/A |  |  | N/A | N/A |  | 9/22/2020 | N/A | N/A |  | 5/24/2023 |  | 12/30/2022 |  |  | N | No
AG1-210 | Northern Neck 34.5 kV | Haynesville Energy Storage | VA | Richmond | Engineering and Procurement | Dominion | 10 | 10 | 4 |  | Capacity | Generation Interconnection | Storage |  |  | N/A | https://www.pjm.com/pjmfiles/pub/planning/project-queues/feas_docs/ag1210_fea.pdf | Document Posted | https://www.pjm.com/pjmfiles/pub/planning/project-queues/impact_studies/ag1210_imp.pdf | Document Posted |  | Not Required | N/A | Wholesale Market Participation Agreement | https://www.pjm.com/pjmfiles/pub/planning/project-queues/wmpa/ag1210_wmpa.pdf | https://www.pjm.com/pjmfiles/pub/planning/project-queues/csa/ag1210_wmpa.pdf | Not Required | N/A | N/A | 4/30/2027 | 9/23/2020 | N/A | N/A | 5/31/2027 |  |  | 8/9/2027 | 8/9/2027 |  | N | No
AG1-211 |  |  | VA | Mecklenburg | Withdrawn | Dominion | 15 | 15 | 6 |  | Capacity | Generation Interconnection | Storage |  |  | N/A |  | Withdrawn |  |  |  |  | N/A |  | N/A |  |  | N/A | N/A |  | 9/22/2020 | N/A | N/A |  | 10/20/2020 |  | 12/30/2022 |  |  | N | No
AG1-212 |  |  | VA | King George | Withdrawn | Dominion | 7 | 7 | 2.8 |  | Capacity | Generation Interconnection | Storage |  |  | N/A |  | Withdrawn |  |  |  |  | N/A |  | N/A |  |  | N/A | N/A |  | 9/22/2020 | N/A | N/A |  | 10/20/2020 |  | 12/30/2022 |  |  | N | No
AG1-213 | St Johns 13.2 kV | Poplar Energy Storage | VA | Caroline | Withdrawn | Dominion | 10 | 10 | 4 |  | Capacity | Generation Interconnection | Storage |  |  | N/A | https://www.pjm.com/pjmfiles/pub/planning/project-queues/feas_docs/ag1213_fea.pdf | Document Posted | https://www.pjm.com/pjmfiles/pub/planning/project-queues/impact_studies/ag1213_imp.pdf | Document Posted |  |  | N/A | Wholesale Market Participation Agreement | https://www.pjm.com/pjmfiles/pub/planning/project-queues/wmpa/ag1213_wmpa.pdf | https://www.pjm.com/pjmfiles/pub/planning/project-queues/csa/ag1213_wmpa.pdf | Not Required | N/A | N/A |  | 9/23/2020 | N/A | N/A | 12/31/2025 | 12/17/2024 |  | 6/30/2024 | 6/30/2024 |  | N | No
AG1-214 | Grottoes 12.5 kV |  | VA | Rockingham | Withdrawn | Dominion | 19 | 19 | 7.6 |  | Capacity | Generation Interconnection | Storage |  |  | N/A | https://www.pjm.com/pjmfiles/pub/planning/project-queues/feas_docs/ag1214_fea.pdf | Document Posted | https://www.pjm.com/pjmfiles/pub/planning/project-queues/impact_studies/ag1214_imp.pdf | Document Posted |  | Withdrawn | N/A |  | N/A |  |  | N/A | N/A |  | 9/22/2020 | N/A | N/A |  | 5/24/2023 |  | 12/31/2022 |  |  | N | No
AG1-215 | Fort Pickett 13.2 kV |  | VA | Nottoway | Withdrawn | Dominion | 14 | 14 | 5.6 |  | Capacity | Generation Interconnection | Storage |  |  | N/A | https://www.pjm.com/pjmfiles/pub/planning/project-queues/feas_docs/ag1215_fea.pdf | Document Posted | https://www.pjm.com/pjmfiles/pub/planning/project-queues/impact_studies/ag1215_imp.pdf | Document Posted |  | Withdrawn | N/A |  | N/A |  |  | N/A | N/A |  | 9/22/2020 | N/A | N/A |  | 5/12/2023 |  | 12/30/2022 |  |  | N | No
AG1-218 | Marysville-Tangy 345 kV |  | OH | Union | Withdrawn | AEP | 250 | 250 | 150 |  | Capacity | Generation Interconnection | Solar |  |  | N/A | https://www.pjm.com/pjmfiles/pub/planning/project-queues/feas_docs/ag1218_fea.pdf | Document Posted | https://www.pjm.com/pjmfiles/pub/planning/project-queues/impact_studies/ag1218_imp.htm | Document Posted | https://www.pjm.com/pjmfiles/pub/planning/project-queues/facilities/ag1218_fac.pdf | Document Posted | N/A |  | N/A |  |  | N/A | N/A |  | 9/23/2020 | N/A | N/A |  | 1/8/2025 |  | 3/31/2024 |  |  | N | No
AG1-219 - moved to TC1 | Layland 69 kV |  | WV | Fayette | Withdrawn | AEP | 75 | 75 | 39.5 |  | Capacity | Generation Interconnection | Solar; Storage |  |  | N/A | https://www.pjm.com/pjmfiles/pub/planning/project-queues/feas_docs/ag1219_fea.pdf | Document Posted | https://www.pjm.com/pjmfiles/pub/planning/project-queues/impact_studies/ag1219_imp.pdf | Document Posted |  | Withdrawn | N/A |  | N/A |  |  | N/A | N/A |  | 9/23/2020 | N/A | N/A |  | 6/21/2024 |  | 12/1/2023 |  |  | N | No
AG1-220 | West Dekalb 138 kV |  | IL | DeKalb | Withdrawn | ComEd | 150 | 150 | 90 |  | Capacity | Generation Interconnection | Solar |  |  | N/A | https://www.pjm.com/pjmfiles/pub/planning/project-queues/feas_docs/ag1220_fea.pdf | Document Posted |  |  |  |  | N/A |  | N/A |  |  | N/A | N/A |  | 9/23/2020 | N/A | N/A |  | 3/16/2021 |  | 12/31/2023 |  |  | N | No
AG1-221 | Poland Rd-Runway DP 230 kV | Dulles Solar and BESS | VA | Loudoun | Engineering and Procurement | Dominion | 150 | 50 | 20 |  | Capacity | Generation Interconnection | Storage |  |  | N/A | https://www.pjm.com/pjmfiles/pub/planning/project-queues/feas_docs/ag1221_fea.pdf | Document Posted | https://www.pjm.com/pjmfiles/pub/planning/project-queues/impact_studies/ag1221_imp.htm | Document Posted |  | Not Required | https://www.pjm.com/pjmfiles/pub/planning/project-queues/gia/ag1_221_gia.pdf | Document Posted | N/A |  |  | N/A | N/A |  | 9/23/2020 | N/A | N/A |  |  |  | 10/31/2027 | 10/31/2027 |  | N | No
AG1-222 | Guardian-Twin Branch 138 kV |  | IN | Elkhart | Withdrawn | AEP | 250 | 150 | 90 |  | Capacity | Generation Interconnection | Storage |  |  | N/A | https://www.pjm.com/pjmfiles/pub/planning/project-queues/feas_docs/ag1222_fea.pdf | Document Posted | https://www.pjm.com/pjmfiles/pub/planning/project-queues/impact_studies/ag1222_imp.htm | Document Posted | https://www.pjm.com/pjmfiles/pub/planning/project-queues/facilities/ag1222_fac.pdf | Document Posted | N/A |  | N/A |  |  | N/A | N/A |  | 9/23/2020 | N/A | N/A |  | 1/28/2025 |  | 5/31/2023 |  |  | N | No
AG1-223 | Larrabee-Allaire 34.5 kV | Monmouth Solar 1 | NJ | Monmouth | Engineering and Procurement | JCPL | 15.4 | 15.4 | 6.47 |  | Capacity | Generation Interconnection | Solar |  |  | N/A | https://www.pjm.com/pjmfiles/pub/planning/project-queues/feas_docs/ag1223_fea.pdf | Document Posted | https://www.pjm.com/pjmfiles/pub/planning/project-queues/impact_studies/ag1223_imp.htm | Document Posted | https://www.pjm.com/pjmfiles/pub/planning/project-queues/facilities/ag1223_fac.pdf | Document Posted | https://www.pjm.com/pjmfiles/pub/planning/project-queues/gia/ag1_223_gia.pdf | Document Posted | N/A |  |  | N/A | N/A | 9/26/2025 | 9/23/2020 | N/A | N/A | 10/24/2025 |  |  | 12/31/2026 | 12/31/2026 |  | N | No
AG1-224 - moved to TC1 | Pendleton-Tanners Creek 138 kV |  | IN | Fayette | Withdrawn | AEP | 210 | 210 | 126 |  | Capacity | Generation Interconnection | Solar |  |  | N/A | https://www.pjm.com/pjmfiles/pub/planning/project-queues/feas_docs/ag1224_fea.pdf | Document Posted |  | Withdrawn |  |  | N/A |  | N/A |  |  | N/A | N/A |  | 9/24/2020 | N/A | N/A |  | 6/21/2024 |  | 12/1/2023 |  |  | N | No
AG1-225 - moved to TC1 | Adams 138 kV |  | IN | Adams | Withdrawn | AEP | 346 | 346 | 207 |  | Capacity | Generation Interconnection | Solar |  |  | N/A | https://www.pjm.com/pjmfiles/pub/planning/project-queues/feas_docs/ag1225_fea.pdf | Document Posted |  | Withdrawn |  |  | N/A |  | N/A |  |  | N/A | N/A |  | 9/24/2020 | N/A | N/A |  | 6/21/2024 |  | 12/1/2023 |  |  | N | No
AG1-226 - moved to TC1 | Eugene-Dequine 345 kV |  | IN | Fountain | Active | AEP | 450 | 450 | 142 |  | Capacity | Generation Interconnection | Solar |  |  | N/A | https://www.pjm.com/pjmfiles/pub/planning/project-queues/feas_docs/ag1226_fea.pdf | Document Posted |  | In Progress |  |  | N/A |  | N/A |  |  | N/A | N/A |  | 9/24/2020 | N/A | N/A |  |  |  | 6/1/2024 |  |  | N | No
AG1-227 | Altamont-Tuscarora 69 kV |  | PA | Schuylkill | Withdrawn | PPL | 20 | 20 | 12 |  | Capacity | Generation Interconnection | Solar |  |  | N/A | https://www.pjm.com/pjmfiles/pub/planning/project-queues/feas_docs/ag1227_fea.pdf | Document Posted | https://www.pjm.com/pjmfiles/pub/planning/project-queues/impact_studies/ag1227_imp.pdf | Document Posted |  | Withdrawn | N/A |  | N/A |  |  | N/A | N/A |  | 9/24/2020 | N/A | N/A |  | 9/13/2023 |  | 6/1/2023 |  |  | N | No
AG1-228 | Alta Haute-Tuscarora 69 kV |  | PA | Schuylkill | Withdrawn | PPL | 20 | 20 | 12 |  | Capacity | Generation Interconnection | Solar |  |  | N/A | https://www.pjm.com/pjmfiles/pub/planning/project-queues/feas_docs/ag1228_fea.pdf | Document Posted | https://www.pjm.com/pjmfiles/pub/planning/project-queues/impact_studies/ag1228_imp.pdf | Document Posted |  | Withdrawn | N/A |  | N/A |  |  | N/A | N/A |  | 9/24/2020 | N/A | N/A |  | 9/13/2023 |  | 6/1/2023 |  |  | N | No
AG1-231 | Glady Run–Xenia 69 kV |  | OH | Greene | Withdrawn | Dayton | 20 | 20 | 12 |  | Capacity | Generation Interconnection | Solar |  |  | N/A | https://www.pjm.com/pjmfiles/pub/planning/project-queues/feas_docs/ag1231_fea.pdf | Document Posted | https://www.pjm.com/pjmfiles/pub/planning/project-queues/impact_studies/ag1231_imp.htm | Document Posted | https://www.pjm.com/pjmfiles/pub/planning/project-queues/facilities/ag1231_fac.pdf | Document Posted |  | Withdrawn | N/A |  |  | N/A | N/A |  | 9/25/2020 | N/A | N/A |  | 3/28/2025 |  | 3/31/2023 |  |  | N | No
AG1-232 | Magley 138 kV | Magley Solar Energy Center | IN | Adams | Engineering and Procurement | AEP | 135 | 135 | 81 |  | Capacity | Generation Interconnection | Solar |  |  | N/A | https://www.pjm.com/pjmfiles/pub/planning/project-queues/feas_docs/ag1232_fea.pdf | Document Posted | https://www.pjm.com/pjmfiles/pub/planning/project-queues/impact_studies/ag1232_imp.htm | Document Posted | https://www.pjm.com/pjmfiles/pub/planning/project-queues/facilities/ag1232_fac.pdf | Document Posted | https://www.pjm.com/pjmfiles/pub/planning/project-queues/gia/ag1_232_gia.pdf | Document Posted | N/A | https://www.pjm.com/pjmfiles/pub/planning/project-queues/csa/ag1_232_csa.pdf | Document Posted | N/A | N/A | 12/31/2028 | 9/25/2020 | N/A | N/A | 1/30/2029 |  |  | 3/31/2029 | 3/31/2029 |  | N | No
AG1-233 | Hazleton - Lake Lynn 138 kV | Glade Run Solar Energy Center | WV | Preston | Withdrawn | APS | 50 | 50 | 30 |  | Capacity | Generation Interconnection | Solar |  |  | N/A | https://www.pjm.com/pjmfiles/pub/planning/project-queues/feas_docs/ag1233_fea.pdf | Document Posted | https://www.pjm.com/pjmfiles/pub/planning/project-queues/impact_studies/ag1233_imp.htm | Document Posted | https://www.pjm.com/pjmfiles/pub/planning/project-queues/facilities/ag1233_fac.pdf | Document Posted |  | Withdrawn | N/A |  |  | N/A | N/A |  | 9/25/2020 | N/A | N/A |  | 1/8/2025 |  | 6/30/2028 | 6/30/2028 |  | N | No
AG1-234 | Hinton-Ronceverte 115 kV |  | WV | Greenbrier | Withdrawn | AEP | 50 | 50 | 30 |  | Capacity | Generation Interconnection | Solar |  |  | N/A | https://www.pjm.com/pjmfiles/pub/planning/project-queues/feas_docs/ag1234_fea.pdf | Document Posted |  |  |  |  | N/A |  | N/A |  |  | N/A | N/A |  | 9/25/2020 | N/A | N/A |  | 3/3/2021 |  | 12/31/2024 |  |  | N | No
AG1-235 | Fentress-Sligo 230 kV |  | VA | City of Chesapeake | Withdrawn | Dominion | 192 | 192 | 115.2 |  | Capacity | Generation Interconnection | Solar |  |  | N/A | https://www.pjm.com/pjmfiles/pub/planning/project-queues/feas_docs/ag1235_fea.pdf | Document Posted |  | Withdrawn |  |  | N/A |  | N/A |  |  | N/A | N/A |  | 9/25/2020 | N/A | N/A |  | 9/12/2023 |  | 12/31/2024 |  |  | N | No
AG1-236 - moved to TC1 | Lanesville-Brokaw 345 kV |  | IL | Logan | Active | ComEd | 380 | 180 | 23.4 |  | Capacity | Generation Interconnection | Wind |  |  | N/A | https://www.pjm.com/pjmfiles/pub/planning/project-queues/feas_docs/ag1236_fea.pdf | Document Posted |  | In Progress |  |  | N/A |  | N/A |  |  | N/A | N/A |  | 9/25/2020 | N/A | N/A |  |  |  | 12/31/2024 |  |  | N | No
AG1-237 | Dequine-Eugene 345 kV | Warren County Wind Energy Center | IN | N/A | Engineering and Procurement | AEP | 200 | 200 | 26 |  | Capacity | Generation Interconnection | Wind |  |  | N/A | https://www.pjm.com/pjmfiles/pub/planning/project-queues/feas_docs/ag1237_fea.pdf | Document Posted | https://www.pjm.com/pjmfiles/pub/planning/project-queues/impact_studies/ag1237_imp.htm | Document Posted | https://www.pjm.com/pjmfiles/pub/planning/project-queues/facilities/ag1237_fac.pdf | Document Posted | https://www.pjm.com/pjmfiles/pub/planning/project-queues/gia/ag1_237_gia.pdf | Document Posted | N/A | https://www.pjm.com/pjmfiles/pub/planning/project-queues/csa/ag1_237_csa.pdf | Document Posted | N/A | N/A | 10/15/2028 | 9/25/2020 | N/A | N/A | 10/31/2028 |  |  | 12/31/2028 | 12/31/2028 |  | N | No
AG1-238 | Dumont 345 kV |  | IN | St. Joseph | Withdrawn | AEP | 150 | 150 | 90 |  | Capacity | Generation Interconnection | Solar |  |  | N/A | https://www.pjm.com/pjmfiles/pub/planning/project-queues/feas_docs/ag1238_fea.pdf | Document Posted |  |  |  |  | N/A |  | N/A |  |  | N/A | N/A |  | 9/25/2020 | N/A | N/A |  | 3/17/2021 |  | 8/31/2024 |  |  | N | No
AG1-239 | Blue Bell-Canton Central 138 kV | Stark Solar | OH | Stark | Withdrawn | ATSI | 150 | 150 | 90 |  | Capacity | Generation Interconnection | Solar |  |  | N/A | https://www.pjm.com/pjmfiles/pub/planning/project-queues/feas_docs/ag1239_fea.pdf | Document Posted | https://www.pjm.com/pjmfiles/pub/planning/project-queues/impact_studies/ag1239_imp.htm | Document Posted | https://www.pjm.com/pjmfiles/pub/planning/project-queues/facilities/ag1239_fac.pdf | Document Posted | https://www.pjm.com/pjmfiles/pub/planning/project-queues/gia/ag1_239_gia.pdf | Document Posted | N/A | https://www.pjm.com/pjmfiles/pub/planning/project-queues/csa/ag1_239_csa.pdf | Document Posted | N/A | N/A | 10/31/2028 | 9/25/2020 | N/A | N/A | 11/30/2028 | 4/24/2025 |  | 12/31/2028 | 12/31/2028 |  | N | No
AG1-240 | Trinity 69 kV |  | VA | Botetourt | Withdrawn | AEP | 90 | 90 | 90 |  | Capacity | Generation Interconnection | Storage |  |  | N/A |  | Withdrawn |  |  |  |  | N/A |  | N/A |  |  | N/A | N/A |  | 9/25/2020 | N/A | N/A |  | 12/8/2020 |  | 6/1/2024 |  |  | N | No
AG1-241 | Scalp Level 23 kV |  | PA | Somerset | Withdrawn | PENELEC | 10 | 10 | 6.5 |  | Capacity | Generation Interconnection | Solar |  |  | N/A | https://www.pjm.com/pjmfiles/pub/planning/project-queues/feas_docs/ag1241_fea.pdf | Document Posted |  |  |  |  | N/A |  | N/A |  |  | N/A | N/A |  | 9/25/2020 | N/A | N/A |  | 4/28/2021 |  | 12/31/2022 |  |  | N | No
AG1-242 | Beccaria 34.5 kV |  | PA | Clearfield | Withdrawn | PENELEC | 10 | 10 | 6.5 |  | Capacity | Generation Interconnection | Solar |  |  | N/A | https://www.pjm.com/pjmfiles/pub/planning/project-queues/feas_docs/ag1242_fea.pdf | Document Posted |  | Withdrawn |  |  | N/A |  | N/A |  |  | N/A | N/A |  | 9/25/2020 | N/A | N/A |  | 9/7/2023 |  | 12/31/2022 |  |  | N | No
AG1-243 | Guilford-Fayetteville 34.5 kV |  | PA | Franklin | Withdrawn | APS | 10 | 10 | 6.5 |  | Capacity | Generation Interconnection | Solar |  |  | N/A | https://www.pjm.com/pjmfiles/pub/planning/project-queues/feas_docs/ag1243_fea.pdf | Document Posted |  | Withdrawn |  |  | N/A |  | N/A |  |  | N/A | N/A |  | 9/25/2020 | N/A | N/A |  | 5/26/2023 |  | 12/31/2022 |  |  | N | No
AG1-244 | Middleburg 12.47 kV |  | PA | Snyder | Withdrawn | PPL | 10 | 10 | 6.5 |  | Capacity | Generation Interconnection | Solar |  |  | N/A | https://www.pjm.com/pjmfiles/pub/planning/project-queues/feas_docs/ag1244_fea.pdf | Document Posted |  |  |  |  | N/A |  | N/A |  |  | N/A | N/A |  | 9/25/2020 | N/A | N/A |  | 3/10/2021 |  | 12/31/2022 |  |  | N | No
AG1-245 | Wakefield 12.47 kV |  | PA | Lancaster | Withdrawn | PPL | 10 | 10 | 6.5 |  | Capacity | Generation Interconnection | Solar |  |  | N/A | https://www.pjm.com/pjmfiles/pub/planning/project-queues/feas_docs/ag1245_fea.pdf | Document Posted |  |  |  |  | N/A |  | N/A |  |  | N/A | N/A |  | 9/25/2020 | N/A | N/A |  | 3/10/2021 |  | 12/31/2022 |  |  | N | No
AG1-246 | Gates Hill-Luzerne 25 kV |  | PA | Fayette | Withdrawn | APS | 7.5 | 7.5 | 4.9 |  | Capacity | Generation Interconnection | Solar |  |  | N/A | https://www.pjm.com/pjmfiles/pub/planning/project-queues/feas_docs/ag1246_fea.pdf | Document Posted | https://www.pjm.com/pjmfiles/pub/planning/project-queues/impact_studies/ag1246_imp.pdf | Document Posted |  | Not Required | N/A | Wholesale Market Participation Agreement | https://www.pjm.com/pjmfiles/pub/planning/project-queues/wmpa/ag1246_wmpa.pdf | https://www.pjm.com/pjmfiles/pub/planning/project-queues/csa/ag1246_wmpa.pdf | Not Required | N/A | N/A |  | 9/25/2020 | N/A | N/A |  | 8/23/2023 |  | 9/1/2024 | 9/1/2024 |  | N | No
AG1-247 | North Orwell 12.47 kV |  | PA | Bradford | Withdrawn | PENELEC | 7.5 | 7.5 | 4.9 |  | Capacity | Generation Interconnection | Solar |  |  | N/A | https://www.pjm.com/pjmfiles/pub/planning/project-queues/feas_docs/ag1247_fea.pdf | Document Posted |  |  |  |  | N/A |  | N/A |  |  | N/A | N/A |  | 9/25/2020 | N/A | N/A |  | 4/28/2021 |  | 12/31/2022 |  |  | N | No
AG1-248 | York Storage 115 kV |  | PA | York | Withdrawn | ME | 170 | 119 | 4.8 |  | Capacity | Generation Interconnection | Storage |  |  | N/A | https://www.pjm.com/pjmfiles/pub/planning/project-queues/feas_docs/ag1248_fea.pdf | Document Posted |  | Withdrawn |  |  | N/A |  | N/A |  |  | N/A | N/A |  | 9/25/2020 | N/A | N/A |  | 5/23/2023 |  | 10/31/2022 |  |  | N | No
AG1-249 | Mechanicsburg-Darby 138 kV |  | OH | Union | Withdrawn | Dayton | 80 | 80 | 48 |  | Capacity | Generation Interconnection | Solar |  |  | N/A | https://www.pjm.com/pjmfiles/pub/planning/project-queues/feas_docs/ag1249_fea.pdf | Document Posted |  |  |  |  | N/A |  | N/A |  |  | N/A | N/A |  | 9/25/2020 | N/A | N/A |  | 3/9/2021 |  | 10/31/2023 |  |  | N | No
AG1-251 | McDowell 12.47 kV | Springfield CSG 1 | PA | Delaware | Suspended | ATSI | 3.875 | 3.88 | 1.9 |  | Capacity | Generation Interconnection | Solar |  |  | N/A | https://www.pjm.com/pjmfiles/pub/planning/project-queues/feas_docs/ag1251_fea.pdf | Document Posted | https://www.pjm.com/pjmfiles/pub/planning/project-queues/impact_studies/ag1251_imp.pdf | Document Posted |  | Not Required | N/A | Wholesale Market Participation Agreement | https://www.pjm.com/pjmfiles/pub/planning/project-queues/wmpa/ag1251_wmpa.pdf | https://www.pjm.com/pjmfiles/pub/planning/project-queues/csa/ag1251_wmpa.pdf | Not Required | N/A | N/A |  | 9/25/2020 | N/A | N/A |  |  |  | 8/31/2024 | 8/31/2024 |  | N | No
AG1-252 | Henderson 12.47 kV |  | PA | Mercer | Withdrawn | ATSI | 3.875 | 3.875 | 2.3 |  | Capacity | Generation Interconnection | Solar |  |  | N/A | https://www.pjm.com/pjmfiles/pub/planning/project-queues/feas_docs/ag1252_fea.pdf | Document Posted | https://www.pjm.com/pjmfiles/pub/planning/project-queues/impact_studies/ag1252_imp.htm | Document Posted |  |  |  | Withdrawn | N/A |  | Not Required | N/A | N/A |  | 9/25/2020 | N/A | N/A |  | 9/12/2023 |  | 12/31/2021 |  |  | N | No
AG1-253 | Erie East-Union City 34.5 kV | Greenfield CSG 1 | PA | Erie | Suspended | PENELEC | 4 | 4 | 2.7 |  | Capacity | Generation Interconnection | Solar |  |  | N/A | https://www.pjm.com/pjmfiles/pub/planning/project-queues/feas_docs/ag1253_fea.pdf | Document Posted | https://www.pjm.com/pjmfiles/pub/planning/project-queues/impact_studies/ag1253_imp.pdf | Document Posted |  | Not Required | N/A | Wholesale Market Participation Agreement | https://www.pjm.com/pjmfiles/pub/planning/project-queues/wmpa/ag1253_wmpa.pdf | https://www.pjm.com/pjmfiles/pub/planning/project-queues/csa/ag1253_wmpa.pdf | Not Required | N/A | N/A |  | 9/25/2020 | N/A | N/A |  |  |  | 5/30/2025 | 5/30/2025 |  | N | No
AG1-254 | Salem-Woodstown 69 kV | Fenwick Creek Solar | NJ | Atlantic | Engineering and Procurement | AEC | 38 | 38 | 25.3 |  | Capacity | Generation Interconnection | Solar; Storage |  |  | N/A | https://www.pjm.com/pjmfiles/pub/planning/project-queues/feas_docs/ag1254_fea.pdf | Document Posted | https://www.pjm.com/pjmfiles/pub/planning/project-queues/impact_studies/ag1254_imp.htm | Document Posted | https://www.pjm.com/pjmfiles/pub/planning/project-queues/facilities/ag1254_fac.pdf | Document Posted | https://www.pjm.com/pjmfiles/pub/planning/project-queues/gia/ag1_254_gia.pdf | Document Posted | N/A |  |  | N/A | N/A | 8/1/2027 | 9/25/2020 | N/A | N/A | 8/15/2027 |  |  | 9/1/2027 | 9/1/2027 |  | N | No
AG1-255 | Churchtown-Quinton 69 kV |  | NJ | Salem | Withdrawn | AEC | 55 | 55 | 36.7 |  | Capacity | Generation Interconnection | Solar; Storage |  |  | N/A | https://www.pjm.com/pjmfiles/pub/planning/project-queues/feas_docs/ag1255_fea.pdf | Document Posted | https://www.pjm.com/pjmfiles/pub/planning/project-queues/impact_studies/ag1255_imp.pdf | Document Posted |  | Withdrawn | N/A |  | N/A |  |  | N/A | N/A |  | 9/26/2020 | N/A | N/A |  | 9/12/2023 |  | 12/31/2023 |  |  | N | No
AG1-256 | Northern Neck 230 kV |  | VA | Accomack | Withdrawn | Dominion | 20 | 20 | 8 |  | Capacity | Generation Interconnection | Storage |  |  | N/A | https://www.pjm.com/pjmfiles/pub/planning/project-queues/feas_docs/ag1256_fea.pdf | Document Posted | https://www.pjm.com/pjmfiles/pub/planning/project-queues/impact_studies/ag1256_imp.pdf | Document Posted |  |  | N/A |  | N/A |  |  | N/A | N/A |  | 9/28/2020 | N/A | N/A |  | 10/5/2021 |  | 1/1/2023 |  |  | N | No
AG1-258 | Madisonburg Jct-Millheim 46 kV |  | PA | Centre | Withdrawn | APS | 39.8 | 19.9 | 8.3 |  | Capacity | Generation Interconnection | Solar |  |  | N/A | https://www.pjm.com/pjmfiles/pub/planning/project-queues/feas_docs/ag1258_fea.pdf | Document Posted |  |  |  |  | N/A |  | N/A |  |  | N/A | N/A |  | 9/28/2020 | N/A | N/A |  | 2/25/2021 |  | 8/1/2023 |  |  | N | No
AG1-259 | Sunbury-Dalmatia 69 kV | Boyles Run Solar | PA | Northumberland | Engineering and Procurement | PPL | 15.9 | 15.9 | 6.7 |  | Capacity | Generation Interconnection | Solar |  |  | N/A | https://www.pjm.com/pjmfiles/pub/planning/project-queues/feas_docs/ag1259_fea.pdf | Document Posted | https://www.pjm.com/pjmfiles/pub/planning/project-queues/impact_studies/ag1259_imp.htm | Document Posted | https://www.pjm.com/pjmfiles/pub/planning/project-queues/facilities/ag1259_fac.pdf | Document Posted | https://www.pjm.com/pjmfiles/pub/planning/project-queues/gia/ag1_259_gia.pdf | Document Posted | N/A |  |  | N/A | N/A | 1/29/2027 | 9/28/2020 | N/A | N/A | 3/1/2027 |  |  | 4/30/2027 | 4/30/2027 |  | N | No
AG1-260 | Sunbury-Dalmatia 69 kV | Boyles Run Solar | PA | Northumberland | Engineering and Procurement | PPL | 31.8 | 15.9 | 6.7 |  | Capacity | Generation Interconnection | Solar |  |  | N/A | https://www.pjm.com/pjmfiles/pub/planning/project-queues/feas_docs/ag1260_fea.pdf | Document Posted | https://www.pjm.com/pjmfiles/pub/planning/project-queues/impact_studies/ag1260_imp.htm | Document Posted | https://www.pjm.com/pjmfiles/pub/planning/project-queues/facilities/ag1260_fac.pdf | Document Posted | https://www.pjm.com/pjmfiles/pub/planning/project-queues/gia/ag1_260_gia.pdf | Document Posted | N/A |  |  | N/A | N/A | 1/29/2027 | 9/28/2020 | N/A | N/A | 3/1/2027 |  |  | 4/30/2027 | 4/30/2027 |  | N | No
AG1-262 | Lower Mount Bethel 230 kV |  | PA | Northampton | Withdrawn | PPL | 85 | 85 | 40 |  | Capacity | Generation Interconnection | Storage |  |  | N/A | https://www.pjm.com/pjmfiles/pub/planning/project-queues/feas_docs/ag1262_fea.pdf | Document Posted | https://www.pjm.com/pjmfiles/pub/planning/project-queues/impact_studies/ag1262_imp.htm | Document Posted |  | Withdrawn | N/A |  | N/A |  |  | N/A | N/A |  | 9/28/2020 | N/A | N/A |  | 9/13/2023 |  | 10/31/2022 |  |  | N | No
AG1-263 | Gloucester 230 kV |  | NJ | Camden | Withdrawn | PSEG | 20 | 20 | 8 |  | Capacity | Generation Interconnection | Storage |  |  | N/A | https://www.pjm.com/pjmfiles/pub/planning/project-queues/feas_docs/ag1263_fea.pdf | Document Posted | https://www.pjm.com/pjmfiles/pub/planning/project-queues/impact_studies/ag1263_imp.pdf | Document Posted |  | Withdrawn | N/A |  | N/A |  |  | N/A | N/A |  | 9/28/2020 | N/A | N/A |  | 9/11/2023 |  | 10/31/2021 |  |  | N | No
AG1-267 | Martins Creek 69 kV |  | PA | Northampton | Withdrawn | PPL | 20 | 20 | 8 |  | Capacity | Generation Interconnection | Storage |  |  | N/A | https://www.pjm.com/pjmfiles/pub/planning/project-queues/feas_docs/ag1267_fea.pdf | Document Posted | https://www.pjm.com/pjmfiles/pub/planning/project-queues/impact_studies/ag1267_imp.pdf | Document Posted |  | Withdrawn | N/A |  | N/A |  |  | N/A | N/A |  | 9/28/2020 | N/A | N/A |  | 9/13/2023 |  | 10/31/2021 |  |  | N | No
AG1-268 | Essex 230 kV |  | NJ | Essex | Withdrawn | PSEG | 80 | 80 | 40.8 |  | Capacity | Generation Interconnection | Storage |  |  | N/A | https://www.pjm.com/pjmfiles/pub/planning/project-queues/feas_docs/ag1268_fea.pdf | Document Posted | https://www.pjm.com/pjmfiles/pub/planning/project-queues/impact_studies/ag1268_imp.pdf | Document Posted |  | Withdrawn | N/A |  | N/A |  |  | N/A | N/A |  | 9/28/2020 | N/A | N/A |  | 5/30/2023 |  | 10/31/2022 |  |  | N | No
AG1-272 - moved to TC1 | Twitty's Creek 115 kV |  | VA | Charlotte | Withdrawn | Dominion | 20 | 20 | 6 |  | Capacity | Generation Interconnection | Solar; Storage |  |  | N/A | https://www.pjm.com/pjmfiles/pub/planning/project-queues/feas_docs/ag1272_fea.pdf | Document Posted |  | Withdrawn |  |  | N/A |  | N/A |  |  | N/A | N/A |  | 9/29/2020 | N/A | N/A |  | 1/22/2025 |  | 3/1/2022 |  |  | N | No
AG1-273 - moved to TC1 | Twitty's Creek 115 kV |  | VA | Charlotte | Withdrawn | Dominion | 20 | 20 | 6 |  | Capacity | Generation Interconnection | Solar; Storage |  |  | N/A | https://www.pjm.com/pjmfiles/pub/planning/project-queues/feas_docs/ag1273_fea.pdf | Document Posted |  | Withdrawn |  |  | N/A |  | N/A |  |  | N/A | N/A |  | 9/28/2020 | N/A | N/A |  | 1/22/2025 |  | 6/1/2022 |  |  | N | No
AG1-274 - moved to TC1 | Twitty's Creek 115 kV |  | VA | Charlotte | Withdrawn | Dominion | 20 | 20 | 6 |  | Capacity | Generation Interconnection | Solar; Storage |  |  | N/A | https://www.pjm.com/pjmfiles/pub/planning/project-queues/feas_docs/ag1274_fea.pdf | Document Posted |  | Withdrawn |  |  | N/A |  | N/A |  |  | N/A | N/A |  | 9/28/2020 | N/A | N/A |  | 1/22/2025 |  | 6/1/2022 |  |  | N | No
AG1-275 | Gladys DP-Stone Mill 69 kV |  | VA | Campbell | Withdrawn | Dominion | 20 | 20 | 12 |  | Capacity | Generation Interconnection | Solar |  |  | N/A | https://www.pjm.com/pjmfiles/pub/planning/project-queues/feas_docs/ag1275_fea.pdf | Document Posted |  |  |  |  | N/A |  | N/A |  |  | N/A | N/A |  | 9/28/2020 | N/A | N/A |  | 2/26/2021 |  | 3/1/2022 |  |  | N | No
AG1-276 | Gladys DP-Stone Mill 69 kV |  | VA | Campbell | Withdrawn | Dominion | 20 | 20 | 12 |  | Capacity | Generation Interconnection | Solar |  |  | N/A | https://www.pjm.com/pjmfiles/pub/planning/project-queues/feas_docs/ag1276_fea.pdf | Document Posted |  |  |  |  | N/A |  | N/A |  |  | N/A | N/A |  | 9/28/2020 | N/A | N/A |  | 2/26/2021 |  | 3/1/2022 |  |  | N | No
AG1-277 - moved to TC1 | Salem-Beacon Power 69 kV |  | PA | Luzerne | Withdrawn | PPL | 40 | 40 | 32 |  | Capacity | Generation Interconnection | Solar; Storage |  |  | N/A | https://www.pjm.com/pjmfiles/pub/planning/project-queues/feas_docs/ag1277_fea.pdf | Document Posted | https://www.pjm.com/pjmfiles/pub/planning/project-queues/impact_studies/ag1277_imp.pdf | Document Posted |  | Withdrawn | N/A |  | N/A |  |  | N/A | N/A |  | 9/28/2020 | N/A | N/A |  | 1/22/2025 |  | 6/1/2022 |  |  | N | No
AG1-278 - moved to TC1 | Salem-Beacon Power 69 kV |  | PA | Luzerne | Withdrawn | PPL | 60 | 20 | 15.42 |  | Capacity | Generation Interconnection | Solar; Storage |  |  | N/A | https://www.pjm.com/pjmfiles/pub/planning/project-queues/feas_docs/ag1278_fea.pdf | Document Posted | https://www.pjm.com/pjmfiles/pub/planning/project-queues/impact_studies/ag1278_imp.pdf | Document Posted |  | Withdrawn | N/A |  | N/A |  |  | N/A | N/A |  | 9/28/2020 | N/A | N/A |  | 1/22/2025 |  | 6/1/2022 |  |  | N | No
AG1-279 - moved to TC1 | Salem-Beacon Power 69 kV |  | PA | Luzerne | Withdrawn | PPL | 80 | 20 | 15.42 |  | Capacity | Generation Interconnection | Solar; Storage |  |  | N/A | https://www.pjm.com/pjmfiles/pub/planning/project-queues/feas_docs/ag1279_fea.pdf | Document Posted | https://www.pjm.com/pjmfiles/pub/planning/project-queues/impact_studies/ag1279_imp.pdf | Document Posted |  | Withdrawn | N/A |  | N/A |  |  | N/A | N/A |  | 9/28/2020 | N/A | N/A |  | 1/22/2025 |  | 6/1/2022 |  |  | N | No
AG1-280 | Claysburg-Puzzletown 46 kV |  | PA | Blair | Withdrawn | PENELEC | 20 | 20 | 12 |  | Capacity | Generation Interconnection | Solar |  |  | N/A | https://www.pjm.com/pjmfiles/pub/planning/project-queues/feas_docs/ag1280_fea.pdf | Document Posted | https://www.pjm.com/pjmfiles/pub/planning/project-queues/impact_studies/ag1280_imp.pdf | Withdrawn |  | Not Required |  | Withdrawn | N/A |  | Not Required | N/A | N/A |  | 9/28/2020 | N/A | N/A |  | 9/18/2023 |  | 3/1/2022 |  |  | N | No
AG1-281 | Claysburg-HCR Tap 46 kV | BL-Hileman Hollow | PA | Blair | Engineering and Procurement | PENELEC | 20 | 20 | 12 |  | Capacity | Generation Interconnection | Solar |  |  | N/A | https://www.pjm.com/pjmfiles/pub/planning/project-queues/feas_docs/ag1281_fea.pdf | Document Posted | https://www.pjm.com/pjmfiles/pub/planning/project-queues/impact_studies/ag1281_imp.htm | Document Posted | https://www.pjm.com/pjmfiles/pub/planning/project-queues/facilities/ag1281_fac.pdf | Document Posted | https://www.pjm.com/pjmfiles/pub/planning/project-queues/gia/ag1_281_gia.pdf | Document Posted | N/A |  |  | N/A | N/A | 12/1/2026 | 9/30/2020 | N/A | N/A | 11/15/2027 |  |  | 12/31/2027 | 12/31/2027 |  | N | No
AG1-282 | Dunnsville 34.5 kV | EX-Tidewater LLC | VA | Essex | Engineering and Procurement | Dominion | 20 | 20 | 12 |  | Capacity | Generation Interconnection | Solar |  |  | N/A | https://www.pjm.com/pjmfiles/pub/planning/project-queues/feas_docs/ag1282_fea.pdf | Document Posted | https://www.pjm.com/pjmfiles/pub/planning/project-queues/impact_studies/ag1282_imp.pdf | Document Posted |  | Not Required | N/A | Wholesale Market Participation Agreement | https://www.pjm.com/pjmfiles/pub/planning/project-queues/wmpa/ag1282_wmpa.pdf | https://www.pjm.com/pjmfiles/pub/planning/project-queues/csa/ag1282_wmpa.pdf | Not Required | N/A | N/A |  | 9/28/2020 | N/A | N/A | 5/31/2027 |  |  | 8/29/2027 | 8/29/2027 |  | N | No
AG1-283 | Effort Mountain-Gilbert 138 kV |  | PA | Monroe | Withdrawn | PPL | 30 | 30 | 18 |  | Capacity | Generation Interconnection | Solar |  |  | N/A | https://www.pjm.com/pjmfiles/pub/planning/project-queues/feas_docs/ag1283_fea.pdf | Document Posted | https://www.pjm.com/pjmfiles/pub/planning/project-queues/impact_studies/ag1283_imp.pdf | Document Posted |  | Withdrawn | N/A |  | N/A |  |  | N/A | N/A |  | 9/28/2020 | N/A | N/A |  | 8/26/2024 |  | 9/30/2023 |  |  | N | No
AG1-284 - moved to TC1 | Fork Union 115 kV |  | VA | Fluvanna | Withdrawn | Dominion | 70 | 70 | 42 |  | Capacity | Generation Interconnection | Solar |  |  | N/A | https://www.pjm.com/pjmfiles/pub/planning/project-queues/feas_docs/ag1284_fea.pdf | Document Posted |  | Withdrawn |  |  | N/A |  | N/A |  |  | N/A | N/A |  | 9/28/2020 | N/A | N/A |  | 6/24/2024 |  | 9/30/2023 |  |  | N | No
AG1-285 - moved to TC1 | Chase City-Central 115 kV |  | VA | Charlotte | Active | Dominion | 125 | 125 | 75 |  | Capacity | Generation Interconnection | Solar |  |  | N/A | https://www.pjm.com/pjmfiles/pub/planning/project-queues/feas_docs/ag1285_fea.pdf | Document Posted |  | In Progress |  |  | N/A |  | N/A |  |  | N/A | N/A |  | 9/28/2020 | N/A | N/A |  |  |  | 12/1/2024 |  |  | N | No
AG1-286 | Johnson Mountain 138 kV |  | VA | Campbell | Withdrawn | AEP | 10 | 10 | 6 |  | Capacity | Generation Interconnection | Solar |  |  | N/A | https://www.pjm.com/pjmfiles/pub/planning/project-queues/feas_docs/ag1286_fea.pdf | Document Posted |  |  |  |  | N/A |  | N/A |  |  | N/A | N/A |  | 9/28/2020 | N/A | N/A |  | 3/5/2021 |  | 12/1/2022 |  |  | N | No
AG1-287 | South Boston 12.5 kV |  | VA | Halifax | Withdrawn | Dominion | 15 | 15 | 9 |  | Capacity | Generation Interconnection | Solar |  |  | N/A | https://www.pjm.com/pjmfiles/pub/planning/project-queues/feas_docs/ag1287_fea.pdf | Document Posted |  |  |  |  | N/A |  | N/A |  |  | N/A | N/A |  | 9/28/2020 | N/A | N/A |  | 3/17/2021 |  | 12/1/2022 |  |  | N | No
AG1-288 - moved to TC1 | Lake of the Woods DP-Wilderness DP 115 kV |  | VA | Orange | Withdrawn | Dominion | 150 | 150 | 96.59 |  | Capacity | Generation Interconnection | Solar |  |  | N/A | https://www.pjm.com/pjmfiles/pub/planning/project-queues/feas_docs/ag1288_fea.pdf | Document Posted |  | Withdrawn |  |  | N/A |  | N/A |  |  | N/A | N/A |  | 9/28/2020 | N/A | N/A |  | 6/24/2024 |  | 6/30/2023 |  |  | N | No
AG1-289 - moved to TC1 | Lake of the Woods DP-Wilderness DP 115 kV |  | VA | Orange | Withdrawn | Dominion | 150 | 0 | 53.41 |  | Capacity | Generation Interconnection | Storage |  |  | N/A | https://www.pjm.com/pjmfiles/pub/planning/project-queues/feas_docs/ag1289_fea.pdf | Document Posted |  | Withdrawn |  |  | N/A |  | N/A |  |  | N/A | N/A |  | 9/28/2020 | N/A | N/A |  | 6/24/2024 |  | 6/30/2023 |  |  | N | No
AG1-290 | Wagner 115 kV |  | MD | Baltimore County | Withdrawn | BGE | 20 | 20 | 4 |  | Capacity | Generation Interconnection | Storage |  |  | N/A | https://www.pjm.com/pjmfiles/pub/planning/project-queues/feas_docs/ag1290_fea.pdf | Document Posted | https://www.pjm.com/pjmfiles/pub/planning/project-queues/impact_studies/ag1290_imp.pdf | Document Posted | https://www.pjm.com/pjmfiles/pub/planning/project-queues/facilities/ag1290_fac.pdf | Document Posted |  | Withdrawn | N/A |  | Withdrawn | N/A | N/A |  | 9/28/2020 | N/A | N/A |  | 8/21/2023 |  | 10/31/2021 |  |  | N | No
AG1-291 | Neville 23 kV | Emsworth Main Channel Hydroelectric Project 2 | PA | Allegheny | Withdrawn | DL | 16.8 | 16.8 | 13.5 |  | Capacity | Generation Interconnection | Hydro |  |  | N/A | https://www.pjm.com/pjmfiles/pub/planning/project-queues/feas_docs/ag1291_fea.pdf | Document Posted | https://www.pjm.com/pjmfiles/pub/planning/project-queues/impact_studies/ag1291_imp.pdf | Document Posted |  | Not Required | N/A | Wholesale Market Participation Agreement | https://www.pjm.com/pjmfiles/pub/planning/project-queues/wmpa/ag1291_wmpa.pdf | https://www.pjm.com/pjmfiles/pub/planning/project-queues/csa/ag1291_wmpa.pdf | Not Required | N/A | N/A | 10/3/2025 | 9/28/2020 | N/A | N/A | 11/1/2025 | 5/19/2025 |  | 12/15/2025 | 12/15/2025 |  | N | No
AG1-292 | Midland 138 kV |  | PA | Beaver | Withdrawn | DL | 36.6 | 36.6 | 21.5 |  | Capacity | Generation Interconnection | Hydro |  |  | N/A | https://www.pjm.com/pjmfiles/pub/planning/project-queues/feas_docs/ag1292_fea.pdf | Document Posted |  |  |  |  | N/A |  | N/A |  |  | N/A | N/A |  | 9/28/2020 | N/A | N/A |  | 3/28/2021 |  | 12/31/2023 |  |  | N | No
AG1-293 | Hartstown 12.47 kV |  | PA | Crawford | Withdrawn | APS | 7.5 | 7.5 | 4.9 |  | Capacity | Generation Interconnection | Solar |  |  | N/A | https://www.pjm.com/pjmfiles/pub/planning/project-queues/feas_docs/ag1293_fea.pdf | Document Posted | https://www.pjm.com/pjmfiles/pub/planning/project-queues/impact_studies/ag1293_imp.htm | Document Posted |  |  |  | Withdrawn | N/A |  | Not Required | N/A | N/A |  | 9/28/2020 | N/A | N/A |  | 8/17/2023 |  | 12/31/2022 |  |  | N | No
AG1-294 |  |  | PA | Adams | Withdrawn | ME | 7.5 | 7.5 | 5 |  | Capacity | Generation Interconnection | Solar |  |  | N/A |  | Withdrawn |  |  |  |  | N/A |  | N/A |  |  | N/A | N/A |  | 9/29/2020 | N/A | N/A |  | 10/21/2020 |  | 12/31/2022 |  |  | N | No
AG1-295 | Blairsville East 23 kV |  | PA | Indiana | Withdrawn | PENELEC | 7.5 | 7.5 | 4.9 |  | Capacity | Generation Interconnection | Solar |  |  | N/A | https://www.pjm.com/pjmfiles/pub/planning/project-queues/feas_docs/ag1295_fea.pdf | Document Posted |  |  |  |  | N/A |  | N/A |  |  | N/A | N/A |  | 9/29/2020 | N/A | N/A |  | 4/28/2021 |  | 12/31/2022 |  |  | N | No
AG1-296 | Snyder Township 34.5 kV |  | PA | Jefferson | Withdrawn | PENELEC | 10 | 10 | 6.5 |  | Capacity | Generation Interconnection | Solar |  |  | N/A | https://www.pjm.com/pjmfiles/pub/planning/project-queues/feas_docs/ag1296_fea.pdf | Document Posted | https://www.pjm.com/pjmfiles/pub/planning/project-queues/impact_studies/ag1296_imp.pdf | Document Posted |  | Withdrawn | N/A |  | N/A |  |  | N/A | N/A |  | 9/29/2020 | N/A | N/A |  | 9/7/2023 |  | 12/31/2022 |  |  | N | No
AG1-297 - moved to TC1 | Hanna-Tanners Creek 345 kV |  | IN | Shelby | Active | AEP | 300 | 300 | 75 |  | Capacity | Generation Interconnection | Storage |  |  | N/A | https://www.pjm.com/pjmfiles/pub/planning/project-queues/feas_docs/ag1297_fea.pdf | Document Posted |  | In Progress |  |  | N/A |  | N/A |  |  | N/A | N/A |  | 9/29/2020 | N/A | N/A |  |  |  | 12/31/2023 |  |  | N | No
AG1-298 - moved to TC1 | Calumet-Burnham 345 kV |  | IL | Cook | Withdrawn | ComEd | 500 | 500 | 500 |  | Capacity | Generation Interconnection | Storage |  |  | N/A | https://www.pjm.com/pjmfiles/pub/planning/project-queues/feas_docs/ag1298_fea.pdf | Document Posted |  | Withdrawn |  |  | N/A |  | N/A |  |  | N/A | N/A |  | 9/29/2020 | N/A | N/A |  | 1/22/2025 |  | 6/1/2023 |  |  | N | No
AG1-299 | U.S. Silica 12.47 kV |  | NJ | Atlantic | Withdrawn | AEC | 3 | 3 | 1.8 |  | Capacity | Generation Interconnection | Solar |  |  | N/A | https://www.pjm.com/pjmfiles/pub/planning/project-queues/feas_docs/ag1299_fea.pdf | Document Posted | https://www.pjm.com/pjmfiles/pub/planning/project-queues/impact_studies/ag1299_imp.pdf | Document Posted |  |  | N/A |  | N/A |  |  | N/A | N/A |  | 9/29/2020 | N/A | N/A |  | 10/1/2021 |  | 12/31/2021 |  |  | N | No
AG1-300 | U.S Silica II 12.47 kV |  | NJ | Cumberland | Withdrawn | AEC | 3 | 3 | 1.8 |  | Capacity | Generation Interconnection | Solar |  |  | N/A | https://www.pjm.com/pjmfiles/pub/planning/project-queues/feas_docs/ag1300_fea.pdf | Document Posted | https://www.pjm.com/pjmfiles/pub/planning/project-queues/impact_studies/ag1300_imp.pdf | Document Posted |  |  | N/A |  | N/A |  |  | N/A | N/A |  | 9/29/2020 | N/A | N/A |  | 10/1/2021 |  | 12/31/2021 |  |  | N | No
AG1-301 | Miller REC-Warrior Ridge 46 kV | Scarecrow Solar | PA | Huntingdon | Engineering and Procurement | PENELEC | 20 | 20 | 12 |  | Capacity | Generation Interconnection | Solar |  |  | N/A | https://www.pjm.com/pjmfiles/pub/planning/project-queues/feas_docs/ag1301_fea.pdf | Document Posted | https://www.pjm.com/pjmfiles/pub/planning/project-queues/impact_studies/ag1301_imp.htm | Document Posted | https://www.pjm.com/pjmfiles/pub/planning/project-queues/facilities/ag1301_fac.pdf | Document Posted | https://www.pjm.com/pjmfiles/pub/planning/project-queues/gia/ag1_301_gia.pdf | Document Posted | N/A |  |  | N/A | N/A | 3/1/2027 | 9/29/2020 | N/A | N/A | 4/12/2027 |  |  | 5/1/2027 | 5/1/2027 |  | N | No
AG1-302 | Olive-Reynolds #1 345 kV | Mammoth Central II Energy Center | IN | Pulaski | Engineering and Procurement | AEP | 300 | 300 | 180 |  | Capacity | Generation Interconnection | Solar |  |  | N/A | https://www.pjm.com/pjmfiles/pub/planning/project-queues/feas_docs/ag1302_fea.pdf | Document Posted | https://www.pjm.com/pjmfiles/pub/planning/project-queues/impact_studies/ag1302_imp.htm | Document Posted | https://www.pjm.com/pjmfiles/pub/planning/project-queues/facilities/ag1302_fac.pdf | Document Posted | https://www.pjm.com/pjmfiles/pub/planning/project-queues/gia/ag1_302_gia.pdf | Document Posted | N/A |  |  | N/A | N/A | 11/9/2026 | 9/29/2020 | N/A | N/A | 11/30/2026 |  |  | 1/15/2028 | 1/15/2028 |  | N | No
AG1-303 | Geneva 115 kV | Victory Solar | PA | Crawford | Withdrawn | PENELEC | 44 | 44 | 26.4 |  | Capacity | Generation Interconnection | Solar |  |  | N/A | https://www.pjm.com/pjmfiles/pub/planning/project-queues/feas_docs/ag1303_fea.pdf | Document Posted | https://www.pjm.com/pjmfiles/pub/planning/project-queues/impact_studies/ag1303_imp.htm | Document Posted | https://www.pjm.com/pjmfiles/pub/planning/project-queues/facilities/ag1303_fac.pdf | Document Posted |  | Withdrawn | N/A |  |  | N/A | N/A |  | 9/29/2020 | N/A | N/A |  | 12/10/2024 |  | 6/30/2026 | 6/30/2026 |  | N | No
AG1-305 - moved to TC1 | Louisa-North Anna 230 kV |  | VA | Louisa | Withdrawn | Dominion | 63 | 63 | 37.8 |  | Capacity | Generation Interconnection | Solar |  |  | N/A | https://www.pjm.com/pjmfiles/pub/planning/project-queues/feas_docs/ag1305_fea.pdf | Document Posted | https://www.pjm.com/pjmfiles/pub/planning/project-queues/impact_studies/ag1305_imp.pdf | Document Posted |  | Withdrawn | N/A |  | N/A |  |  | N/A | N/A |  | 9/29/2020 | N/A | N/A |  | 1/22/2025 |  | 7/1/2022 |  |  | N | No
AG1-306 - moved to TC1 | Fawkes-Dale 138 kV |  | KY | Madison | Withdrawn | EKPC | 65 | 65 | 39 |  | Capacity | Generation Interconnection | Solar |  |  | N/A | https://www.pjm.com/pjmfiles/pub/planning/project-queues/feas_docs/ag1306_fea.pdf | Document Posted |  | Withdrawn |  |  | N/A |  | N/A |  |  | N/A | N/A |  | 9/29/2020 | N/A | N/A |  | 6/21/2024 |  | 10/1/2023 |  |  | N | No
AG1-307 | Old Chapel-Millville 138 kV | Franklintown Farm Solar and BESS | WV | Jefferson | Engineering and Procurement | APS | 80 | 80 | 56 |  | Capacity | Generation Interconnection | Solar; Storage |  |  | N/A | https://www.pjm.com/pjmfiles/pub/planning/project-queues/feas_docs/ag1307_fea.pdf | Document Posted | https://www.pjm.com/pjmfiles/pub/planning/project-queues/impact_studies/ag1307_imp.htm | Document Posted | https://www.pjm.com/pjmfiles/pub/planning/project-queues/facilities/ag1307_fac.pdf | Document Posted | https://www.pjm.com/pjmfiles/pub/planning/project-queues/gia/ag1_307_gia.pdf | Document Posted | N/A |  |  | N/A | N/A | 5/31/2028 | 9/29/2020 | N/A | N/A | 6/30/2028 |  |  | 7/30/2028 | 7/30/2028 |  | N | No
AG1-308 - moved to TC1 | Shawville-Philipsburg 34.5 kV |  | PA | Clearfield | Withdrawn | PENELEC | 19.9 | 19.9 | 8.3 |  | Capacity | Generation Interconnection | Solar |  |  | N/A | https://www.pjm.com/pjmfiles/pub/planning/project-queues/feas_docs/ag1308_fea.pdf | Document Posted | https://www.pjm.com/pjmfiles/pub/planning/project-queues/impact_studies/ag1308_imp.pdf | Document Posted |  | Withdrawn | N/A |  | N/A |  |  | N/A | N/A |  | 9/29/2020 | N/A | N/A |  | 6/21/2024 |  | 8/1/2022 |  |  | N | No
AG1-310 | Crystal Hill-Perth 115 kV |  | VA | Halifax | Withdrawn | Dominion | 20 | 20 | 13.4 |  | Capacity | Generation Interconnection | Solar |  |  | N/A | https://www.pjm.com/pjmfiles/pub/planning/project-queues/feas_docs/ag1310_fea.pdf | Document Posted |  |  |  |  | N/A |  | N/A |  |  | N/A | N/A |  | 9/29/2020 | N/A | N/A |  | 2/23/2021 |  | 10/3/2022 |  |  | N | No
AG1-311 | Apple Grove 138 kV | Riverview Solar I | WV | Mason | Withdrawn | AEP | 99 | 99 | 69.4 |  | Capacity | Generation Interconnection | Solar; Storage |  |  | N/A | https://www.pjm.com/pjmfiles/pub/planning/project-queues/feas_docs/ag1311_fea.pdf | Document Posted | https://www.pjm.com/pjmfiles/pub/planning/project-queues/impact_studies/ag1311_imp.htm | Document Posted | https://www.pjm.com/pjmfiles/pub/planning/project-queues/facilities/ag1311_fac.pdf | Document Posted | https://www.pjm.com/pjmfiles/pub/planning/project-queues/gia/ag1_311_gia.pdf | Document Posted | N/A |  |  | N/A | N/A |  | 9/29/2020 | N/A | N/A |  | 4/3/2025 |  | 6/30/2023 |  |  | N | No
AG1-312 | Earleys-Cashie 230 kV |  | NC | Bertie | Withdrawn | Dominion | 140 | 140 | 112 |  | Capacity | Generation Interconnection | Solar |  |  | N/A | https://www.pjm.com/pjmfiles/pub/planning/project-queues/feas_docs/ag1312_fea.pdf | Document Posted |  |  |  |  | N/A |  | N/A |  |  | N/A | N/A |  | 9/29/2020 | N/A | N/A |  | 3/4/2021 |  | 12/29/2023 |  |  | N | No
AG1-313 | Jackson DP-Occoneechee 115 kV |  | NC | Northhampton | Withdrawn | Dominion | 46 | 46 | 27.6 |  | Capacity | Generation Interconnection | Solar |  |  | N/A | https://www.pjm.com/pjmfiles/pub/planning/project-queues/feas_docs/ag1313_fea.pdf | Document Posted |  | Withdrawn |  |  | N/A |  | N/A |  |  | N/A | N/A |  | 9/29/2020 | N/A | N/A |  | 9/12/2023 |  | 10/9/2023 |  |  | N | No
AG1-314 | Rural Retreat 138 kV |  | VA | Smyth | Withdrawn | AEP | 100 | 100 | 100 |  | Capacity | Generation Interconnection | Storage |  |  | N/A |  | Withdrawn |  |  |  |  | N/A |  | N/A |  |  | N/A | N/A |  | 9/29/2020 | N/A | N/A |  | 12/14/2020 |  | 6/1/2024 |  |  | N | No
AG1-315 | Lardin-Grays Landing 12.47 kV | Woodside Solar | PA | Fayette | Withdrawn | APS | 2 | 2 | 0.84 |  | Capacity | Generation Interconnection | Solar |  |  | N/A | https://www.pjm.com/pjmfiles/pub/planning/project-queues/feas_docs/ag1315_fea.pdf | Document Posted | https://www.pjm.com/pjmfiles/pub/planning/project-queues/impact_studies/ag1315_imp.pdf | Document Posted |  | Not Required | N/A | Wholesale Market Participation Agreement | https://www.pjm.com/pjmfiles/pub/planning/project-queues/wmpa/ag1315_wmpa.pdf | https://www.pjm.com/pjmfiles/pub/planning/project-queues/csa/ag1315_wmpa.pdf | Not Required | N/A | N/A |  | 9/29/2020 | N/A | N/A |  | 8/23/2023 |  | 9/30/2023 | 9/30/2023 |  | N | No
AG1-316 | Sherwill 69 kV |  | VA | Campbell | Withdrawn | AEP | 75 | 75 | 54.96 |  | Capacity | Generation Interconnection | Solar; Storage |  |  | N/A | https://www.pjm.com/pjmfiles/pub/planning/project-queues/feas_docs/ag1316_fea.pdf | Document Posted |  | Withdrawn |  |  | N/A |  | N/A |  |  | N/A | N/A |  | 9/29/2020 | N/A | N/A |  | 9/14/2023 |  | 6/30/2024 |  |  | N | No
AG1-317 | Livingston 13.8 kV | National Harbor – Battery Storage | MD | Prince George's | Withdrawn | PEPCO | 1 | 1 | 0.3 |  | Capacity | Generation Interconnection | Storage |  |  | N/A | https://www.pjm.com/pjmfiles/pub/planning/project-queues/feas_docs/ag1317_fea.pdf | Document Posted | https://www.pjm.com/pjmfiles/pub/planning/project-queues/impact_studies/ag1317_imp.pdf | Document Posted |  | Not Required | N/A | Wholesale Market Participation Agreement | https://www.pjm.com/pjmfiles/pub/planning/project-queues/wmpa/ag1317_wmpa.pdf | https://www.pjm.com/pjmfiles/pub/planning/project-queues/csa/ag1317_wmpa.pdf | Not Required | N/A | N/A |  | 9/30/2020 | N/A | N/A |  | 4/29/2024 |  | 2/28/2024 | 2/28/2024 |  | N | No
AG1-318 | Ocean Bay 12 kV | Ocean City-Battery Storage | MD | Worcester | Under Construction | DPL | 1 | 1 | 0.3 |  | Capacity | Generation Interconnection | Storage |  |  | N/A | https://www.pjm.com/pjmfiles/pub/planning/project-queues/feas_docs/ag1318_fea.pdf | Document Posted | https://www.pjm.com/pjmfiles/pub/planning/project-queues/impact_studies/ag1318_imp.pdf | Document Posted |  | Not Required | N/A | Wholesale Market Participation Agreement | https://www.pjm.com/pjmfiles/pub/planning/project-queues/wmpa/ag1318_wmpa.pdf | https://www.pjm.com/pjmfiles/pub/planning/project-queues/csa/ag1318_wmpa.pdf | Not Required | N/A | N/A |  | 9/30/2020 | N/A | N/A | 6/9/2026 |  |  | 12/31/2024 | 12/31/2024 |  | N | No
AG1-319 - moved to TC1 | Napoleon Muni 138 kV |  | OH | Henry | Withdrawn | AMPT | 105 | 65 | 39 |  | Capacity | Generation Interconnection | Solar |  |  | N/A | https://www.pjm.com/pjmfiles/pub/planning/project-queues/feas_docs/ag1319_fea.pdf | Document Posted |  | Withdrawn |  |  | N/A |  | N/A |  |  | N/A | N/A |  | 9/30/2020 | N/A | N/A |  | 1/22/2025 |  | 11/1/2022 |  |  | N | No
AG1-320 - moved to TC1 | Glendale-Stephensburg 69 kV |  | KY | Hardin | Active | EKPC | 82 | 82 | 54.8 |  | Capacity | Generation Interconnection | Solar |  |  | N/A | https://www.pjm.com/pjmfiles/pub/planning/project-queues/feas_docs/ag1320_fea.pdf | Document Posted | https://www.pjm.com/pjmfiles/pub/planning/project-queues/impact_studies/ag1320_imp.htm | Document Posted |  |  | N/A |  | N/A |  |  | N/A | N/A |  | 9/30/2020 | N/A | N/A |  |  |  | 10/1/2023 |  |  | N | No
AG1-321 - moved to TC1 | Dresden-Pontiac Midpoint 345 kV |  | IL | Livingston | Withdrawn | ComEd | 200 | 200 | 126.4 |  | Capacity | Generation Interconnection | Solar |  |  | N/A | https://www.pjm.com/pjmfiles/pub/planning/project-queues/feas_docs/ag1321_fea.pdf | Document Posted |  | In Progress |  |  | N/A |  | N/A |  |  | N/A | N/A |  | 9/30/2020 | N/A | N/A |  | 6/21/2024 |  | 10/1/2023 |  |  | N | No
AG1-322 | Birchwood 230 kV |  | VA | Accomack | Withdrawn | Dominion | 70 | 70 | 70 |  | Capacity | Generation Interconnection | Solar; Storage |  |  | N/A | https://www.pjm.com/pjmfiles/pub/planning/project-queues/feas_docs/ag1322_fea.pdf | Document Posted | https://www.pjm.com/pjmfiles/pub/planning/project-queues/impact_studies/ag1322_imp.pdf | Document Posted |  |  | N/A |  | N/A |  |  | N/A | N/A |  | 9/30/2020 | N/A | N/A |  | 10/1/2021 |  | 9/1/2023 |  |  | N | No
AG1-323 - moved to TC1 | Blue Jacket 138 kV |  | OH | Logan | Active | Dayton | 40 | 40 | 40 |  | Capacity | Generation Interconnection | Solar; Storage |  |  | N/A | https://www.pjm.com/pjmfiles/pub/planning/project-queues/feas_docs/ag1323_fea.pdf | Document Posted | https://www.pjm.com/pjmfiles/pub/planning/project-queues/impact_studies/ag1323_imp.htm | Document Posted |  | In Progress | N/A |  | N/A |  |  | N/A | N/A |  | 9/30/2020 | N/A | N/A |  |  |  | 9/1/2023 |  |  | N | No
AG1-324 | Jay-Desoto 138 kV | New Jay PV & BESS | IN | Jay | Engineering and Procurement | AEP | 39 | 39 | 27.9 |  | Capacity | Generation Interconnection | Solar; Storage |  |  | N/A | https://www.pjm.com/pjmfiles/pub/planning/project-queues/feas_docs/ag1324_fea.pdf | Document Posted | https://www.pjm.com/pjmfiles/pub/planning/project-queues/impact_studies/ag1324_imp.htm | Document Posted | https://www.pjm.com/pjmfiles/pub/planning/project-queues/facilities/ag1324_fac.pdf | Document Posted | https://www.pjm.com/pjmfiles/pub/planning/project-queues/gia/ag1_324_gia.pdf | Document Posted | N/A | https://www.pjm.com/pjmfiles/pub/planning/project-queues/csa/ag1_324_csa.pdf | Document Posted | N/A | N/A | 1/8/2027 | 9/30/2020 | N/A | N/A | 1/22/2027 |  |  | 9/17/2027 | 9/17/2027 |  | N | No
AG1-325 | Barterbrook-Stuarts Draft 115 kV |  | VA | Augusta | Withdrawn | Dominion | 50 | 50 | 26 |  | Capacity | Generation Interconnection | Solar; Storage |  |  | N/A | https://www.pjm.com/pjmfiles/pub/planning/project-queues/feas_docs/ag1325_fea.pdf | Document Posted |  |  |  |  | N/A |  | N/A |  |  | N/A | N/A |  | 9/30/2020 | N/A | N/A |  | 3/5/2021 |  | 9/1/2023 |  |  | N | No
AG1-327 | Ringgold – East Waynesboro 138 kV |  | PA | Franklin | Withdrawn | APS | 35 | 35 | 23.1 |  | Capacity | Generation Interconnection | Solar |  |  | N/A | https://www.pjm.com/pjmfiles/pub/planning/project-queues/feas_docs/ag1327_fea.pdf | Document Posted | https://www.pjm.com/pjmfiles/pub/planning/project-queues/impact_studies/ag1327_imp.pdf | Document Posted |  |  | N/A |  | N/A |  |  | N/A | N/A |  | 9/30/2020 | N/A | N/A |  | 11/1/2021 |  | 12/31/2023 |  |  | N | No
AG1-328 | Kirby-Blue Jacket 138 kV |  | OH | Union | Withdrawn | ATSI | 100 | 100 | 60 |  | Capacity | Generation Interconnection | Solar |  |  | N/A | https://www.pjm.com/pjmfiles/pub/planning/project-queues/feas_docs/ag1328_fea.pdf | Document Posted |  |  |  |  | N/A |  | N/A |  |  | N/A | N/A |  | 9/30/2020 | N/A | N/A |  | 3/10/2021 |  | 9/30/2023 |  |  | N | No
AG1-329 | Conneaut 12.47 kV |  | PA | Crawford | Withdrawn | PENELEC | 5 | 5 | 4.4 |  | Capacity | Generation Interconnection | Solar |  |  | N/A | https://www.pjm.com/pjmfiles/pub/planning/project-queues/feas_docs/ag1329_fea.pdf | Document Posted |  |  |  |  | N/A |  | N/A |  |  | N/A | N/A |  | 9/30/2020 | N/A | N/A |  | 3/5/2021 |  | 7/31/2022 |  |  | N | No
AG1-330 | Beavertown 12.47 kV | ASD Brick Plant PA2 Solar | PA | Beaver | Withdrawn | PPL | 5 | 5 | 4.5 |  | Capacity | Generation Interconnection | Solar; Storage |  |  | N/A | https://www.pjm.com/pjmfiles/pub/planning/project-queues/feas_docs/ag1330_fea.pdf | Document Posted | https://www.pjm.com/pjmfiles/pub/planning/project-queues/impact_studies/ag1330_imp.pdf | Document Posted |  | Not Required | N/A | Wholesale Market Participation Agreement | https://www.pjm.com/pjmfiles/pub/planning/project-queues/wmpa/ag1330_wmpa.pdf | https://www.pjm.com/pjmfiles/pub/planning/project-queues/csa/ag1330_wmpa.pdf | Not Required | N/A | N/A |  | 9/30/2020 | N/A | N/A |  | 3/23/2022 |  | 3/1/2024 | 3/1/2024 |  | N | No
AG1-331 | Conneaut-Conneaut Tap 69 kV |  | PA | Crawford | Withdrawn | ATSI | 5 | 5 | 4.4 |  | Capacity | Generation Interconnection | Solar |  |  | N/A | https://www.pjm.com/pjmfiles/pub/planning/project-queues/feas_docs/ag1331_fea.pdf | Document Posted |  | Withdrawn |  |  | N/A |  | N/A |  |  | N/A | N/A |  | 9/30/2020 | N/A | N/A |  | 8/27/2021 |  | 7/31/2022 |  |  | N | No
AG1-332 | Oxford 13.2 kV |  | PA | Adams | Withdrawn | ME | 5 | 5 | 3.7 |  | Capacity | Generation Interconnection | Solar |  |  | N/A | https://www.pjm.com/pjmfiles/pub/planning/project-queues/feas_docs/ag1332_fea.pdf | Document Posted |  | Withdrawn |  |  | N/A |  | N/A |  |  | N/A | N/A |  | 9/30/2020 | N/A | N/A |  | 5/13/2021 |  | 7/31/2022 |  |  | N | No
AG1-333 | Lake Como-Pine Mills 12.47 kV |  | PA | Wayne | Withdrawn | PENELEC | 5 | 5 | 4.4 |  | Capacity | Generation Interconnection | Solar |  |  | N/A | https://www.pjm.com/pjmfiles/pub/planning/project-queues/feas_docs/ag1333_fea.pdf | Document Posted |  | Withdrawn |  |  | N/A |  | N/A |  |  | N/A | N/A |  | 9/30/2020 | N/A | N/A |  | 5/13/2021 |  | 7/31/2022 |  |  | N | No
AG1-334 | Canal 12.47 kV |  | PA | Mercer | Withdrawn | ATSI | 5 | 5 | 4.5 |  | Capacity | Generation Interconnection | Solar |  |  | N/A | https://www.pjm.com/pjmfiles/pub/planning/project-queues/feas_docs/ag1334_fea.pdf | Document Posted |  |  |  |  | N/A |  | N/A |  |  | N/A | N/A |  | 9/30/2020 | N/A | N/A |  | 3/5/2021 |  | 7/31/2022 |  |  | N | No
AG1-335 | Wheatland 12.47 kV |  | PA | Mercer | Withdrawn | ATSI | 4 | 4 | 2.7 |  | Capacity | Generation Interconnection | Solar |  |  | N/A | https://www.pjm.com/pjmfiles/pub/planning/project-queues/feas_docs/ag1335_fea.pdf | Document Posted | https://www.pjm.com/pjmfiles/pub/planning/project-queues/impact_studies/ag1335_imp.pdf | Document Posted |  | Not Required |  | Withdrawn | N/A |  | Not Required | N/A | N/A |  | 9/30/2020 | N/A | N/A |  | 3/5/2021 |  | 7/31/2022 |  |  | N | No
AG1-336 | Hunter 12.47 kV | ASD Hilcrest PA2 Solar | PA | Northumberland | Withdrawn | PPL | 5 | 5 | 3.8 |  | Capacity | Generation Interconnection | Solar; Storage |  |  | N/A | https://www.pjm.com/pjmfiles/pub/planning/project-queues/feas_docs/ag1336_fea.pdf | Document Posted | https://www.pjm.com/pjmfiles/pub/planning/project-queues/impact_studies/ag1336_imp.pdf | Document Posted |  | Not Required | N/A | Wholesale Market Participation Agreement | https://www.pjm.com/pjmfiles/pub/planning/project-queues/wmpa/ag1336_wmpa.pdf | https://www.pjm.com/pjmfiles/pub/planning/project-queues/csa/ag1336_wmpa.pdf | Not Required | N/A | N/A |  | 9/30/2020 | N/A | N/A |  | 3/23/2022 |  | 3/1/2024 | 3/1/2024 |  | N | No
AG1-337 | Elizabethville 12.47 kV | ASD Market PA2 Solar | PA | Dauphin | Withdrawn | PPL | 5 | 5 | 3.7 |  | Capacity | Generation Interconnection | Solar; Storage |  |  | N/A | https://www.pjm.com/pjmfiles/pub/planning/project-queues/feas_docs/ag1337_fea.pdf | Document Posted | https://www.pjm.com/pjmfiles/pub/planning/project-queues/impact_studies/ag1337_imp.pdf | Document Posted |  | Not Required | N/A | Wholesale Market Participation Agreement | https://www.pjm.com/pjmfiles/pub/planning/project-queues/wmpa/ag1337_wmpa.pdf | https://www.pjm.com/pjmfiles/pub/planning/project-queues/csa/ag1337_wmpa.pdf | Not Required | N/A | N/A |  | 9/30/2020 | N/A | N/A |  | 3/23/2022 |  | 3/1/2024 | 3/1/2024 |  | N | No
AG1-338 | Curryville-RKB-Yellow Creek 23 kV I |  | PA | Bedford | Withdrawn | PENELEC | 5 | 5 | 4.4 |  | Capacity | Generation Interconnection | Solar |  |  | N/A | https://www.pjm.com/pjmfiles/pub/planning/project-queues/feas_docs/ag1338_fea.pdf | Document Posted | https://www.pjm.com/pjmfiles/pub/planning/project-queues/impact_studies/ag1338_imp.pdf | Document Posted |  |  | N/A |  | N/A |  |  | N/A | N/A |  | 9/30/2020 | N/A | N/A |  | 9/9/2021 |  | 6/30/2023 |  |  | N | No
AG1-339 | Curryville-RKB-Yellow Creek 23 kV II |  | PA | Bedford | Withdrawn | PENELEC | 5 | 5 | 4.6 |  | Capacity | Generation Interconnection | Solar |  |  | N/A | https://www.pjm.com/pjmfiles/pub/planning/project-queues/feas_docs/ag1339_fea.pdf | Document Posted |  | Withdrawn |  |  | N/A |  | N/A |  |  | N/A | N/A |  | 9/30/2020 | N/A | N/A |  | 8/4/2021 |  | 6/30/2023 |  |  | N | No
AG1-340 | Curryville 23 kV |  | PA | Bedford | Withdrawn | PENELEC | 5 | 5 | 3.2 |  | Capacity | Generation Interconnection | Solar; Storage |  |  | N/A | https://www.pjm.com/pjmfiles/pub/planning/project-queues/feas_docs/ag1340_fea.pdf | Document Posted |  | Withdrawn |  |  | N/A |  | N/A |  |  | N/A | N/A |  | 9/30/2020 | N/A | N/A |  | 8/27/2021 |  | 6/30/2024 |  |  | N | No
AG1-341 - moved to TC1 | Summer Shade 161 kV |  | KY | Metcalfe | Active | EKPC | 106 | 106 | 63.6 |  | Capacity | Generation Interconnection | Solar; Storage |  |  | N/A | https://www.pjm.com/pjmfiles/pub/planning/project-queues/feas_docs/ag1341_fea.pdf | Document Posted | https://www.pjm.com/pjmfiles/pub/planning/project-queues/impact_studies/ag1341_imp.htm | Document Posted |  |  | N/A |  | N/A |  |  | N/A | N/A |  | 9/30/2020 | N/A | N/A |  |  |  | 6/15/2023 |  |  | N | No
AG1-342 - moved to TC1 | Dryburg 115 kV |  | VA | Halifax | Active | Dominion | 36 | 36 | 21.6 |  | Capacity | Generation Interconnection | Solar |  |  | N/A | https://www.pjm.com/pjmfiles/pub/planning/project-queues/feas_docs/ag1342_fea.pdf | Document Posted |  | In Progress |  |  | N/A |  | N/A |  |  | N/A | N/A |  | 9/30/2020 | N/A | N/A |  |  |  | 12/1/2023 |  |  | N | No
AG1-343 - moved to TC1 | Boykins-Murphy 115 kV |  | VA | Southampton | Withdrawn | Dominion | 62.5 | 62.5 | 35 |  | Capacity | Generation Interconnection | Solar; Storage |  |  | N/A | https://www.pjm.com/pjmfiles/pub/planning/project-queues/feas_docs/ag1343_fea.pdf | Document Posted |  | Withdrawn |  |  | N/A |  | N/A |  |  | N/A | N/A |  | 9/30/2020 | N/A | N/A |  | 1/22/2025 |  | 12/1/2023 |  |  | N | No
AG1-344 | Culpeper 34.5 kV |  | VA | Culpeper | Withdrawn | Dominion | 29.27 | 20 | 12 |  | Capacity | Generation Interconnection | Solar |  |  | N/A | https://www.pjm.com/pjmfiles/pub/planning/project-queues/feas_docs/ag1344_fea.pdf | Document Posted | https://www.pjm.com/pjmfiles/pub/planning/project-queues/impact_studies/ag1344_imp.pdf | Document Posted |  | Withdrawn | N/A |  | N/A |  |  | N/A | N/A |  | 9/30/2020 | N/A | N/A |  | 6/10/2021 |  | 6/1/2022 |  |  | N | No
AG1-345 | Crewe 12.5 kV |  | VA | Nottoway | Withdrawn | Dominion | 8 | 8 | 4.8 |  | Capacity | Generation Interconnection | Solar |  |  | N/A | https://www.pjm.com/pjmfiles/pub/planning/project-queues/feas_docs/ag1345_fea.pdf | Document Posted | https://www.pjm.com/pjmfiles/pub/planning/project-queues/impact_studies/ag1345_imp.pdf | Document Posted |  |  | N/A |  | N/A |  |  | N/A | N/A |  | 9/30/2020 | N/A | N/A |  | 10/8/2021 |  | 6/1/2022 |  |  | N | No
AG1-346 - moved to TC1 | Mount Jackson DP 115 kV |  | VA | Shenandoah | Withdrawn | Dominion | 20 | 20 | 12 |  | Capacity | Generation Interconnection | Solar |  |  | N/A | https://www.pjm.com/pjmfiles/pub/planning/project-queues/feas_docs/ag1346_fea.pdf | Document Posted | https://www.pjm.com/pjmfiles/pub/planning/project-queues/impact_studies/ag1346_imp.pdf | Document Posted |  | Withdrawn | N/A |  | N/A |  |  | N/A | N/A |  | 9/30/2020 | N/A | N/A |  | 1/22/2025 |  | 12/1/2022 |  |  | N | No
AG1-347 | Briery DP-Clover 230 kV |  | VA | Lunenburg | Withdrawn | Dominion | 100 | 100 | 56 |  | Capacity | Generation Interconnection | Solar; Storage |  |  | N/A | https://www.pjm.com/pjmfiles/pub/planning/project-queues/feas_docs/ag1347_fea.pdf | Document Posted |  | Withdrawn |  |  | N/A |  | N/A |  |  | N/A | N/A |  | 9/30/2020 | N/A | N/A |  | 9/12/2023 |  | 12/1/2024 |  |  | N | No
AG1-348 | Pequest River-Washington 34.5 kV | Foul Rift Solar Farm | NJ | Warren | In Service | JCPL | 19.8 | 19.8 | 8.316 | 15.4 | Capacity | Generation Interconnection | Solar |  |  | N/A | https://www.pjm.com/pjmfiles/pub/planning/project-queues/feas_docs/ag1348_fea.pdf | Document Posted | https://www.pjm.com/pjmfiles/pub/planning/project-queues/impact_studies/ag1348_imp.htm | Document Posted | https://www.pjm.com/pjmfiles/pub/planning/project-queues/facilities/ag1348_fac.pdf | Document Posted | https://www.pjm.com/pjmfiles/pub/planning/project-queues/gia/ag1_348_gia.pdf | Document Posted | N/A |  |  | N/A | N/A | 3/10/2025 | 10/1/2020 | N/A | N/A | 3/21/2025 |  |  | 11/15/2025 | 11/15/2025 | 4/25/2025 | N | No
AG1-349 | Olive-Reynolds #2 345 kV | Mayapple Solar | IN | Pulaski | Engineering and Procurement | AEP | 260 | 260 | 156 |  | Capacity | Generation Interconnection | Solar |  |  | N/A | https://www.pjm.com/pjmfiles/pub/planning/project-queues/feas_docs/ag1349_fea.pdf | Document Posted | https://www.pjm.com/pjmfiles/pub/planning/project-queues/impact_studies/ag1349_imp.htm | Document Posted | https://www.pjm.com/pjmfiles/pub/planning/project-queues/facilities/ag1349_fac.pdf | Document Posted | https://www.pjm.com/pjmfiles/pub/planning/project-queues/gia/ag1_349_gia.pdf | Document Posted | N/A |  |  | N/A | N/A | 9/30/2027 | 9/30/2020 | N/A | N/A | 10/7/2027 |  |  | 12/31/2027 | 12/31/2027 |  | N | No
AG1-351 | Harrison-Good Hope 138 kV | Carnation | OH | Fairfield | Engineering and Procurement | AEP | 142 | 58 | 34.8 |  | Capacity | Generation Interconnection | Solar |  |  | N/A | https://www.pjm.com/pjmfiles/pub/planning/project-queues/feas_docs/ag1351_fea.pdf | Document Posted | https://www.pjm.com/pjmfiles/pub/planning/project-queues/impact_studies/ag1351_imp.htm | Document Posted | https://www.pjm.com/pjmfiles/pub/planning/project-queues/facilities/ag1351_fac.pdf | Document Posted | https://www.pjm.com/pjmfiles/pub/planning/project-queues/gia/ag1_351_gia.pdf | Document Posted | N/A | https://www.pjm.com/pjmfiles/pub/planning/project-queues/csa/ag1_351_csa.pdf | Document Posted | N/A | N/A |  | 9/30/2020 | N/A | N/A |  |  |  | 3/31/2028 | 3/31/2028 |  | N | No
AG1-352 | Hunt Farm Junction 69 kV |  | KY | Boyle | Withdrawn | EKPC | 50 | 50 | 30 |  | Capacity | Generation Interconnection | Solar |  |  | N/A | https://www.pjm.com/pjmfiles/pub/planning/project-queues/feas_docs/ag1352_fea.pdf | Document Posted | https://www.pjm.com/pjmfiles/pub/planning/project-queues/impact_studies/ag1352_imp.pdf | Document Posted |  |  | N/A |  | N/A |  |  | N/A | N/A |  | 9/30/2020 | N/A | N/A |  | 9/28/2021 |  | 12/31/2023 |  |  | N | No
AG1-353 - moved to TC1 | Green County-Marion County 161 kV |  | KY | Taylor | Withdrawn | EKPC | 98 | 98 | 58.8 |  | Capacity | Generation Interconnection | Solar |  |  | N/A | https://www.pjm.com/pjmfiles/pub/planning/project-queues/feas_docs/ag1353_fea.pdf | Document Posted |  | Withdrawn |  |  | N/A |  | N/A |  |  | N/A | N/A |  | 9/30/2020 | N/A | N/A |  | 1/22/2025 |  | 12/31/2023 |  |  | N | No
AG1-354 - moved to TC1 | Summershade-Green County 161 kV |  | KY | Green | Active | EKPC | 150 | 150 | 90 |  | Capacity | Generation Interconnection | Solar |  |  | N/A | https://www.pjm.com/pjmfiles/pub/planning/project-queues/feas_docs/ag1354_fea.pdf | Document Posted |  | In Progress |  |  | N/A |  | N/A |  |  | N/A | N/A |  | 9/30/2020 | N/A | N/A |  |  |  | 12/31/2023 |  |  | N | No
AG1-355 | Scalp Level-Hooversville 115 kV |  | PA | Somerset | Withdrawn | PENELEC | 54 | 54 | 32.4 |  | Capacity | Generation Interconnection | Solar |  |  | N/A | https://www.pjm.com/pjmfiles/pub/planning/project-queues/feas_docs/ag1355_fea.pdf | Document Posted |  |  |  |  | N/A |  | N/A |  |  | N/A | N/A |  | 9/30/2020 | N/A | N/A |  | 2/26/2021 |  | 12/31/2023 |  |  | N | No
AG1-356 | Somerset-Allegheny 115 kV |  | PA | Somerset | Withdrawn | PENELEC | 36 | 36 | 21.6 |  | Capacity | Generation Interconnection | Solar |  |  | N/A | https://www.pjm.com/pjmfiles/pub/planning/project-queues/feas_docs/ag1356_fea.pdf | Document Posted |  |  |  |  | N/A |  | N/A |  |  | N/A | N/A |  | 9/30/2020 | N/A | N/A |  | 2/26/2021 |  | 12/31/2023 |  |  | N | No
AG1-357 | Clover-Rawlings 500 kV |  | VA | Lunenburg | Withdrawn | Dominion | 200 | 200 | 120 |  | Capacity | Generation Interconnection | Solar |  |  | N/A | https://www.pjm.com/pjmfiles/pub/planning/project-queues/feas_docs/ag1357_fea.pdf | Document Posted |  | Withdrawn |  |  | N/A |  | N/A |  |  | N/A | N/A |  | 9/30/2020 | N/A | N/A |  | 9/12/2023 |  | 12/1/2024 |  |  | N | No
AG1-358 | Howard-Melmore 138 kV |  | OH | Crawford | Withdrawn | AEP | 58 | 58 | 34.8 |  | Capacity | Generation Interconnection | Solar |  |  | N/A | https://www.pjm.com/pjmfiles/pub/planning/project-queues/feas_docs/ag1358_fea.pdf | Document Posted |  |  |  |  | N/A |  | N/A |  |  | N/A | N/A |  | 9/30/2020 | N/A | N/A |  | 11/8/2021 |  | 12/31/2023 |  |  | N | No
AG1-359 - moved to TC1 | Fentress 230 kV |  | VA | City of Chesapeake | Withdrawn | Dominion | 127.5 | 127.5 | 127.5 |  | Capacity | Generation Interconnection | Storage |  |  | N/A | https://www.pjm.com/pjmfiles/pub/planning/project-queues/feas_docs/ag1359_fea.pdf | Document Posted |  | Withdrawn |  |  | N/A |  | N/A |  |  | N/A | N/A |  | 9/30/2020 | N/A | N/A |  | 6/24/2024 |  | 12/1/2024 |  |  | N | No
AG1-360 | Costen 25 kV | Costen Solar | MD | Somerset | In Service | DPL | 8.75 | 8.75 | 0 | 8.75 | Energy | Generation Interconnection | Solar |  |  | N/A | https://www.pjm.com/pjmfiles/pub/planning/project-queues/feas_docs/ag1360_fea.pdf | Document Posted | https://www.pjm.com/pjmfiles/pub/planning/project-queues/impact_studies/ag1360_imp.pdf | Document Posted |  | Not Required | N/A | Wholesale Market Participation Agreement | https://www.pjm.com/pjmfiles/pub/planning/project-queues/wmpa/ag1360_wmpa.pdf | https://www.pjm.com/pjmfiles/pub/planning/project-queues/csa/ag1360_wmpa.pdf | Not Required | N/A | N/A | 9/30/2024 | 10/1/2020 | N/A | N/A | 9/30/2024 |  |  | 8/30/2024 | 8/30/2024 | 10/7/2024 | N | No
AG1-361 | Lexington Park 69 kV |  | MD | St. Mary's | Withdrawn | SMECO | 20 | 0 | 2.7 |  | Capacity | Generation Interconnection | Solar |  |  | N/A | https://www.pjm.com/pjmfiles/pub/planning/project-queues/feas_docs/ag1361_fea.pdf | Document Posted |  |  |  |  | N/A |  | N/A |  |  | N/A | N/A |  | 9/30/2020 | N/A | N/A |  | 3/16/2021 |  | 3/31/2023 |  |  | N | No
AG1-362 | Wernersville 12.47 kV | Furnace View Farms | PA | Berks | Suspended | PPL | 5 | 5 | 3.2 |  | Capacity | Generation Interconnection | Solar |  |  | N/A | https://www.pjm.com/pjmfiles/pub/planning/project-queues/feas_docs/ag1362_fea.pdf | Document Posted | https://www.pjm.com/pjmfiles/pub/planning/project-queues/impact_studies/ag1362_imp.pdf | Document Posted |  | Not Required | N/A | Wholesale Market Participation Agreement | https://www.pjm.com/pjmfiles/pub/planning/project-queues/wmpa/ag1362_wmpa.pdf | https://www.pjm.com/pjmfiles/pub/planning/project-queues/csa/ag1362_wmpa.pdf | Not Required | N/A | N/A |  | 9/30/2020 | N/A | N/A |  |  |  | 12/29/2023 | 12/29/2023 |  | N | No
AG1-363 | Black Oak-Hatfield 500 kV | Jade Meadow III Solar Facility | MD | Garrett | Engineering and Procurement | APS | 300 | 300 | 220 |  | Capacity | Generation Interconnection | Solar; Storage |  |  | N/A | https://www.pjm.com/pjmfiles/pub/planning/project-queues/feas_docs/ag1363_fea.pdf | Document Posted | https://www.pjm.com/pjmfiles/pub/planning/project-queues/impact_studies/ag1363_imp.htm | Document Posted | https://www.pjm.com/pjmfiles/pub/planning/project-queues/facilities/ag1363_fac.pdf | Document Posted | https://www.pjm.com/pjmfiles/pub/planning/project-queues/gia/ag1_363_gia.pdf | Document Posted | N/A | https://www.pjm.com/pjmfiles/pub/planning/project-queues/csa/ag1_363_csa.pdf | Document Posted | N/A | N/A | 1/31/2028 | 9/30/2020 | N/A | N/A | 2/14/2028 |  |  | 3/31/2028 | 3/31/2028 |  | N | No
AG1-364 - moved to TC1 | Deep Creek 115 kV |  | VA | City of Chesapeake | Withdrawn | Dominion | 100 | 100 | 40 |  | Capacity | Generation Interconnection | Storage |  |  | N/A | https://www.pjm.com/pjmfiles/pub/planning/project-queues/feas_docs/ag1364_fea.pdf | Document Posted |  | Withdrawn |  |  | N/A |  | N/A |  |  | N/A | N/A |  | 9/30/2020 | N/A | N/A |  | 6/24/2024 |  | 11/30/2023 |  |  | N | No
AG1-365 | Allen 345 kV | Flatrock Creek Solar II | IN | Allen | Engineering and Procurement | AEP | 100 | 100 | 60 |  | Capacity | Generation Interconnection | Solar |  |  | N/A | https://www.pjm.com/pjmfiles/pub/planning/project-queues/feas_docs/ag1365_fea.pdf | Document Posted | https://www.pjm.com/pjmfiles/pub/planning/project-queues/impact_studies/ag1365_imp.htm | Document Posted | https://www.pjm.com/pjmfiles/pub/planning/project-queues/facilities/ag1365_fac.pdf | Document Posted | https://www.pjm.com/pjmfiles/pub/planning/project-queues/gia/ag1_365_gia.pdf | Document Posted | N/A |  |  | N/A | N/A | 5/1/2028 | 9/30/2020 | N/A | N/A | 5/15/2028 |  |  | 12/31/2028 | 12/31/2028 |  | N | No
AG1-366 | Allen 345 kV | Flatrock Creek Storage I | IN | Allen | Engineering and Procurement | AEP | 50 | 50 | 20 |  | Capacity | Generation Interconnection | Storage |  |  | N/A | https://www.pjm.com/pjmfiles/pub/planning/project-queues/feas_docs/ag1366_fea.pdf | Document Posted | https://www.pjm.com/pjmfiles/pub/planning/project-queues/impact_studies/ag1366_imp.htm | Document Posted | https://www.pjm.com/pjmfiles/pub/planning/project-queues/facilities/ag1366_fac.pdf | Document Posted | https://www.pjm.com/pjmfiles/pub/planning/project-queues/gia/ag1_366_gia.pdf | Document Posted | N/A |  |  | N/A | N/A | 5/1/2028 | 9/30/2020 | N/A | N/A | 5/15/2028 |  |  | 12/31/2028 | 12/31/2028 |  | N | No
AG1-367 - moved to TC1 | DeSoto 345 kV |  | IN | Delaware | Active | AEP | 100 | 100 | 60 |  | Capacity | Generation Interconnection | Solar |  |  | N/A | https://www.pjm.com/pjmfiles/pub/planning/project-queues/feas_docs/ag1367_fea.pdf | Document Posted |  | In Progress |  |  | N/A |  | N/A |  |  | N/A | N/A |  | 9/30/2020 | N/A | N/A |  |  |  | 10/31/2024 |  |  | N | No
AG1-368 | Tillman 138 kV | Tillman Solar Park | IN | Allen | Engineering and Procurement | AEP | 100 | 100 | 60 |  | Capacity | Generation Interconnection | Solar |  |  | N/A | https://www.pjm.com/pjmfiles/pub/planning/project-queues/feas_docs/ag1368_fea.pdf | Document Posted | https://www.pjm.com/pjmfiles/pub/planning/project-queues/impact_studies/ag1368_imp.htm | Document Posted | https://www.pjm.com/pjmfiles/pub/planning/project-queues/facilities/ag1368_fac.pdf | Document Posted | https://www.pjm.com/pjmfiles/pub/planning/project-queues/gia/ag1_368_gia.pdf | Document Posted | N/A | https://www.pjm.com/pjmfiles/pub/planning/project-queues/csa/ag1_368_csa.pdf | Document Posted | N/A | N/A | 5/28/2028 | 9/30/2020 | N/A | N/A | 10/1/2029 |  |  | 12/31/2029 | 12/31/2029 |  | N | No
AG1-369 | Logtown 138 kV | Timber Road Solar Park III | OH | Paulding | Engineering and Procurement | AEP | 49.9 | 49.9 | 29.94 |  | Capacity | Generation Interconnection | Solar |  |  | N/A | https://www.pjm.com/pjmfiles/pub/planning/project-queues/feas_docs/ag1369_fea.pdf | Document Posted | https://www.pjm.com/pjmfiles/pub/planning/project-queues/impact_studies/ag1369_imp.htm | Document Posted | https://www.pjm.com/pjmfiles/pub/planning/project-queues/facilities/ag1369_fac.pdf | Document Posted | https://www.pjm.com/pjmfiles/pub/planning/project-queues/gia/ag1_369_gia.pdf | Document Posted | N/A |  |  | N/A | N/A | 10/18/2028 | 9/30/2020 | N/A | N/A | 11/1/2028 |  |  | 3/17/2029 | 3/17/2029 |  | N | No
AG1-371 - moved to TC1 | Nelson-Electric Junction 345 kV |  | IL | Lee | Withdrawn | ComEd | 600 | 0 | 30 |  | Capacity | Generation Interconnection | Storage |  |  | N/A | https://www.pjm.com/pjmfiles/pub/planning/project-queues/feas_docs/ag1371_fea.pdf | Document Posted |  | In Progress |  |  | N/A |  | N/A |  |  | N/A | N/A |  | 9/30/2020 | N/A | N/A |  | 6/21/2024 |  | 11/1/2024 |  |  | N | No
AG1-372 | Nelson-Electric Junction 345 kV |  | IL | Lee | Withdrawn | ComEd | 200 | 0 | 20 |  | Capacity | Generation Interconnection | Storage |  |  | N/A | https://www.pjm.com/pjmfiles/pub/planning/project-queues/feas_docs/ag1372_fea.pdf | Document Posted |  |  |  |  | N/A |  | N/A |  |  | N/A | N/A |  | 9/30/2020 | N/A | N/A |  | 3/16/2021 |  | 11/1/2024 |  |  | N | No
AG1-373 - moved to TC1 | Nelson-Electric Junction 345 kV |  | IL | Lee | Withdrawn | ComEd | 600 | 0 | 10 |  | Capacity | Generation Interconnection | Storage |  |  | N/A | https://www.pjm.com/pjmfiles/pub/planning/project-queues/feas_docs/ag1373_fea.pdf | Document Posted | https://www.pjm.com/pjmfiles/pub/planning/project-queues/impact_studies/ag1373_imp.pdf | Document Posted |  | Withdrawn | N/A |  | N/A |  |  | N/A | N/A |  | 9/30/2020 | N/A | N/A |  | 6/21/2024 |  | 11/1/2024 |  |  | N | No
AG1-374 - moved to TC1 | Blue Mound 345 kV |  | IL | McLean | Active | ComEd | 300 | 300 | 180 |  | Capacity | Generation Interconnection | Solar |  |  | N/A | https://www.pjm.com/pjmfiles/pub/planning/project-queues/feas_docs/ag1374_fea.pdf | Document Posted |  | In Progress |  |  | N/A |  | N/A |  |  | N/A | N/A |  | 9/30/2020 | N/A | N/A |  |  |  | 12/1/2024 |  |  | N | No
AG1-375 - moved to TC1 | Sorenson-Desoto 345 kV |  | IN | Blackford | Active | AEP | 100 | 100 | 60 |  | Capacity | Generation Interconnection | Solar |  |  | N/A | https://www.pjm.com/pjmfiles/pub/planning/project-queues/feas_docs/ag1375_fea.pdf | Document Posted |  | In Progress |  |  | N/A |  | N/A |  |  | N/A | N/A |  | 9/30/2020 | N/A | N/A |  |  |  | 10/31/2024 |  |  | N | No
AG1-376 | Sorenson-DeSoto 345 kV |  | IN | Blackford | Withdrawn | AEP | 30 | 30 | 12 |  | Capacity | Generation Interconnection | Storage |  |  | N/A | https://www.pjm.com/pjmfiles/pub/planning/project-queues/feas_docs/ag1376_fea.pdf | Document Posted |  |  |  |  | N/A |  | N/A |  |  | N/A | N/A |  | 9/30/2020 | N/A | N/A |  | 3/9/2021 |  | 10/31/2024 |  |  | N | No
AG1-377 - moved to TC1 | Philipsburg 115 kV |  | PA | Centre | Active | PENELEC | 115 | 20 | 6 |  | Capacity | Generation Interconnection | Solar |  |  | N/A | https://www.pjm.com/pjmfiles/pub/planning/project-queues/feas_docs/ag1377_fea.pdf | Document Posted | https://www.pjm.com/pjmfiles/pub/planning/project-queues/impact_studies/ag1377_imp.pdf | Document Posted |  | In Progress | N/A |  | N/A |  |  | N/A | N/A |  | 9/30/2020 | N/A | N/A |  |  |  | 8/15/2023 |  |  | N | No
AG1-378 - moved to TC1 | Philipsburg 115 kV |  | PA | Centre | Active | PENELEC | 135 | 20 | 6 |  | Capacity | Generation Interconnection | Solar |  |  | N/A | https://www.pjm.com/pjmfiles/pub/planning/project-queues/feas_docs/ag1378_fea.pdf | Document Posted | https://www.pjm.com/pjmfiles/pub/planning/project-queues/impact_studies/ag1378_imp.pdf | Document Posted |  | In Progress | N/A |  | N/A |  |  | N/A | N/A |  | 9/30/2020 | N/A | N/A |  |  |  | 8/15/2023 |  |  | N | No
AG1-379 - moved to TC1 | Minonk 345 kV |  | IL | Woodford | Withdrawn | ComEd | 200 | 200 | 137.2 |  | Capacity | Generation Interconnection | Solar |  |  | N/A | https://www.pjm.com/pjmfiles/pub/planning/project-queues/feas_docs/ag1379_fea.pdf | Document Posted |  | Withdrawn |  |  | N/A |  | N/A |  |  | N/A | N/A |  | 9/30/2020 | N/A | N/A |  | 6/24/2024 |  | 8/31/2023 |  |  | N | No
AG1-380 | Corwin-Elk 138 kV |  | OH | Jackson | Withdrawn | AEP | 90 | 90 | 54 |  | Capacity | Generation Interconnection | Solar; Storage |  |  | N/A | https://www.pjm.com/pjmfiles/pub/planning/project-queues/feas_docs/ag1380_fea.pdf | Document Posted |  |  |  |  | N/A |  | N/A |  |  | N/A | N/A |  | 9/30/2020 | N/A | N/A |  | 3/30/2021 |  | 12/31/2023 |  |  | N | No
AG1-381 | Hope 69 kV |  | KY | Montgomery | Withdrawn | EKPC | 27 | 27 | 17.4 |  | Capacity | Generation Interconnection | Solar |  |  | N/A | https://www.pjm.com/pjmfiles/pub/planning/project-queues/feas_docs/ag1381_fea.pdf | Document Posted |  |  |  |  | N/A |  | N/A |  |  | N/A | N/A |  | 9/30/2020 | N/A | N/A |  | 3/9/2021 |  | 12/31/2023 |  |  | N | No
AG1-382 | SGC Tap-Reese REC 46 kV |  | PA | Cambria | Withdrawn | PENELEC | 20 | 20 | 12 |  | Capacity | Generation Interconnection | Solar |  |  | N/A | https://www.pjm.com/pjmfiles/pub/planning/project-queues/feas_docs/ag1382_fea.pdf | Document Posted | https://www.pjm.com/pjmfiles/pub/planning/project-queues/impact_studies/ag1382_imp.pdf | Document Posted |  | Withdrawn | N/A |  | N/A |  |  | N/A | N/A |  | 9/30/2020 | N/A | N/A |  | 7/25/2024 |  | 3/1/2022 |  |  | N | No
AG1-383 | Hickory 34.5 kV |  | VA | City of Chesapeake | Withdrawn | Dominion | 20 | 20 | 15.43 |  | Capacity | Generation Interconnection | Solar; Storage |  |  | N/A | https://www.pjm.com/pjmfiles/pub/planning/project-queues/feas_docs/ag1383_fea.pdf | Document Posted | https://www.pjm.com/pjmfiles/pub/planning/project-queues/impact_studies/ag1383_imp.pdf | Document Posted |  | Withdrawn | N/A |  | N/A |  |  | N/A | N/A |  | 9/30/2020 | N/A | N/A |  | 9/12/2023 |  | 3/1/2022 |  |  | N | No
AG1-384 - moved to TC1 | Twitty's Creek 115 kV |  | VA | Charlotte | Withdrawn | Dominion | 20 | 20 | 6 |  | Capacity | Generation Interconnection | Solar; Storage |  |  | N/A | https://www.pjm.com/pjmfiles/pub/planning/project-queues/feas_docs/ag1384_fea.pdf | Document Posted |  | Withdrawn |  |  | N/A |  | N/A |  |  | N/A | N/A |  | 9/30/2020 | N/A | N/A |  | 1/22/2025 |  | 6/1/2022 |  |  | N | No
AG1-385 | Motion-Ridgeway 46 kV |  | PA | Washington | Withdrawn | APS | 20 | 20 | 15.43 |  | Capacity | Generation Interconnection | Solar |  |  | N/A | https://www.pjm.com/pjmfiles/pub/planning/project-queues/feas_docs/ag1385_fea.pdf | Document Posted |  |  |  |  | N/A |  | N/A |  |  | N/A | N/A |  | 9/30/2020 | N/A | N/A |  | 3/24/2021 |  | 3/1/2022 |  |  | N | No
AG1-386 | Smith-Francis Junction 25 kV | Smith-Francis Junction 25 kV | PA | Washington | Under Construction | APS | 20 | 20 | 15.42 |  | Capacity | Generation Interconnection | Solar |  |  | N/A | https://www.pjm.com/pjmfiles/pub/planning/project-queues/feas_docs/ag1386_fea.pdf | Document Posted | https://www.pjm.com/pjmfiles/pub/planning/project-queues/impact_studies/ag1386_imp.pdf | Document Posted |  | Not Required | N/A | Wholesale Market Participation Agreement | https://www.pjm.com/pjmfiles/pub/planning/project-queues/wmpa/ag1386_wmpa.pdf | https://www.pjm.com/pjmfiles/pub/planning/project-queues/csa/ag1386_wmpa.pdf | Not Required | N/A | N/A | 5/16/2025 | 10/2/2020 | N/A | N/A | 6/6/2025 |  |  | 6/30/2025 | 6/30/2025 |  | N | No
AG1-387 | Beth 33-Lilly 46 kV |  | PA | Cambria | Withdrawn | PENELEC | 20 | 20 | 12 |  | Capacity | Generation Interconnection | Solar |  |  | N/A | https://www.pjm.com/pjmfiles/pub/planning/project-queues/feas_docs/ag1387_fea.pdf | Document Posted |  |  |  |  | N/A |  | N/A |  |  | N/A | N/A |  | 9/30/2020 | N/A | N/A |  | 3/4/2021 |  | 3/1/2022 |  |  | N | No
AG1-388 | Dunnsville 34.5 kV | Ex-Umphlette LLC | VA | Essex | Withdrawn | Dominion | 20 | 20 | 12 |  | Capacity | Generation Interconnection | Solar |  |  | N/A | https://www.pjm.com/pjmfiles/pub/planning/project-queues/feas_docs/ag1388_fea.pdf | Document Posted | https://www.pjm.com/pjmfiles/pub/planning/project-queues/impact_studies/ag1388_imp.pdf | Document Posted |  |  | N/A | Wholesale Market Participation Agreement | https://www.pjm.com/pjmfiles/pub/planning/project-queues/wmpa/ag1388_wmpa.pdf | https://www.pjm.com/pjmfiles/pub/planning/project-queues/csa/ag1388_wmpa.pdf | Not Required | N/A | N/A |  | 9/30/2020 | N/A | N/A |  | 3/28/2023 |  | 3/31/2023 | 3/31/2023 |  | N | No
AG1-392 - moved to TC1 | Gold 115 kV I |  | PA | Potter | Withdrawn | PENELEC | 30 | 30 | 18 |  | Capacity | Generation Interconnection | Solar |  |  | N/A | https://www.pjm.com/pjmfiles/pub/planning/project-queues/feas_docs/ag1392_fea.pdf | Document Posted |  | Withdrawn |  |  | N/A |  | N/A |  |  | N/A | N/A |  | 9/30/2020 | N/A | N/A |  | 1/22/2025 |  | 6/1/2022 |  |  | N | No
AG1-392A - moved to TC1 | Gold 115 kV II |  | PA | Potter | Withdrawn | PENELEC | 60 | 30 | 18 |  | Capacity | Generation Interconnection | Solar |  |  | N/A | https://www.pjm.com/pjmfiles/pub/planning/project-queues/feas_docs/ag1391_fea.pdf | Document Posted |  | Withdrawn |  |  | N/A |  | N/A |  |  | N/A | N/A |  | 10/1/2020 | N/A | N/A |  | 1/22/2025 |  | 6/1/2022 |  |  | N | No
AG1-392B - moved to TC1 | Gold 115 kV III |  | PA | Potter | Withdrawn | PENELEC | 75 | 15 | 9 |  | Capacity | Generation Interconnection | Solar |  |  | N/A | https://www.pjm.com/pjmfiles/pub/planning/project-queues/feas_docs/ag1390_fea.pdf | Document Posted |  | Withdrawn |  |  | N/A |  | N/A |  |  | N/A | N/A |  | 10/1/2020 | N/A | N/A |  | 1/22/2025 |  | 6/1/2022 |  |  | N | No
AG1-392C - moved to TC1 | Gold 115 kV IV |  | PA | Potter | Withdrawn | PENELEC | 90 | 15 | 9 |  | Capacity | Generation Interconnection | Solar |  |  | N/A | https://www.pjm.com/pjmfiles/pub/planning/project-queues/feas_docs/ag1389_fea.pdf | Document Posted |  | Withdrawn |  |  | N/A |  | N/A |  |  | N/A | N/A |  | 10/1/2020 | N/A | N/A |  | 1/22/2025 |  | 6/1/2022 |  |  | N | No
AG1-393 - moved to TC1 | Fort Pickett DP 34.5 kV | DW-Lew Jones Solar | VA | Dinwiddie | Active | Dominion | 20 | 20 | 12 |  | Capacity | Generation Interconnection | Solar |  |  | N/A | https://www.pjm.com/pjmfiles/pub/planning/project-queues/feas_docs/ag1393_fea.pdf | Document Posted | https://www.pjm.com/pjmfiles/pub/planning/project-queues/impact_studies/ag1393_imp.pdf | Document Posted |  | In Progress | N/A |  | N/A |  |  | N/A | N/A |  | 9/30/2020 | N/A | N/A |  |  |  | 3/1/2022 |  |  | N | No
AG1-394 - moved to TC1 | Boykins 34.5 kV |  | VA | Southampton | Active | Dominion | 14.2 | 14.2 | 5 |  | Capacity | Generation Interconnection | Solar |  |  | N/A | https://www.pjm.com/pjmfiles/pub/planning/project-queues/feas_docs/ag1394_fea.pdf | Document Posted | https://www.pjm.com/pjmfiles/pub/planning/project-queues/impact_studies/ag1394_imp.pdf | Document Posted |  | In Progress | N/A |  | N/A |  |  | N/A | N/A |  | 9/30/2020 | N/A | N/A |  |  |  | 3/1/2022 |  |  | N | No
AG1-395 | Philipsburg-Karthaus 34.5 kV 2 |  | PA | Clearfield | Withdrawn | PENELEC | 20 | 20 | 15.42 |  | Capacity | Generation Interconnection | Solar |  |  | N/A | https://www.pjm.com/pjmfiles/pub/planning/project-queues/feas_docs/ag1395_fea.pdf | Document Posted |  |  |  |  | N/A |  | N/A |  |  | N/A | N/A |  | 9/30/2020 | N/A | N/A |  | 2/26/2021 |  | 3/1/2022 |  |  | N | No
AG1-396 | Dauphin-Pine Grove 69 kV |  | PA | Dauphin | Withdrawn | PPL | 7.5 | 7.5 | 4 |  | Capacity | Generation Interconnection | Solar |  |  | N/A | https://www.pjm.com/pjmfiles/pub/planning/project-queues/feas_docs/ag1396_fea.pdf | Document Posted |  |  |  |  | N/A |  | N/A |  |  | N/A | N/A |  | 9/30/2020 | N/A | N/A |  | 3/10/2021 |  | 3/30/2022 |  |  | N | No
AG1-397 | Walston 12 kV | Walston Solar | MD | Wicomico | Engineering and Procurement | DPL | 9.972 | 9.972 | 4.1882 |  | Capacity | Generation Interconnection | Solar; Storage |  |  | N/A | https://www.pjm.com/pjmfiles/pub/planning/project-queues/feas_docs/ag1397_fea.pdf | Document Posted | https://www.pjm.com/pjmfiles/pub/planning/project-queues/impact_studies/ag1397_imp.pdf | Document Posted |  | Not Required | N/A | Wholesale Market Participation Agreement | https://www.pjm.com/pjmfiles/pub/planning/project-queues/wmpa/ag1397_wmpa.pdf | https://www.pjm.com/pjmfiles/pub/planning/project-queues/csa/ag1397_wmpa.pdf | Not Required | N/A | N/A |  | 9/30/2020 | N/A | N/A | 4/1/2026 |  |  | 6/30/2025 | 6/30/2025 |  | N | No
AG1-398 | Brokaw-Lanesville 345 kV | Alta Farms II | IL | Fulton | In Service | ComEd | 197 | 0 | 7.33 | 0 | Capacity | Generation Interconnection | Wind |  |  | N/A | https://www.pjm.com/pjmfiles/pub/planning/project-queues/feas_docs/ag1398_fea.pdf | Document Posted | https://www.pjm.com/pjmfiles/pub/planning/project-queues/impact_studies/ag1398_imp.pdf | Document Posted |  | Withdrawn | https://www.pjm.com/pjmfiles/pub/planning/project-queues/isa/ag1_398_isa.pdf | Document Posted | N/A |  |  | N/A | N/A |  | 9/30/2020 | N/A | N/A |  |  |  | 9/2/2024 | 9/2/2024 | 5/20/2023 | N | No
AG1-399 - moved to TC1 | Blue Mound-Chestnut 345 kV |  | IL | McLean | Withdrawn | ComEd | 300 | 300 | 52.8 |  | Capacity | Generation Interconnection | Wind |  |  | N/A | https://www.pjm.com/pjmfiles/pub/planning/project-queues/feas_docs/ag1399_fea.pdf | Document Posted |  | Withdrawn |  |  | N/A |  | N/A |  |  | N/A | N/A |  | 9/30/2020 | N/A | N/A |  | 6/24/2024 |  | 9/24/2024 |  |  | N | No
AG1-400 - moved to TC1 | Blue Mound-Chestnut 345 kV |  | IL | McLean | Withdrawn | ComEd | 150 | 150 | 150 |  | Capacity | Generation Interconnection | Storage |  |  | N/A | https://www.pjm.com/pjmfiles/pub/planning/project-queues/feas_docs/ag1400_fea.pdf | Document Posted |  | Withdrawn |  |  | N/A |  | N/A |  |  | N/A | N/A |  | 9/30/2020 | N/A | N/A |  | 6/24/2024 |  | 9/24/2024 |  |  | N | No
AG1-402 - moved to TC1 | Blue Mound-Chestnut 345 kV |  | IL | McLean | Withdrawn | ComEd | 150 | 150 | 150 |  | Capacity | Generation Interconnection | Storage |  |  | N/A | https://www.pjm.com/pjmfiles/pub/planning/project-queues/feas_docs/ag1402_fea.pdf | Document Posted |  | Withdrawn |  |  | N/A |  | N/A |  |  | N/A | N/A |  | 9/30/2020 | N/A | N/A |  | 6/24/2024 |  | 9/24/2024 |  |  | N | No
AG1-403 | Blue Mound-Chestnut 345 kV |  | IL | McLean | Withdrawn | ComEd | 188 | 188 | 33.1 |  | Capacity | Generation Interconnection | Wind |  |  | N/A | https://www.pjm.com/pjmfiles/pub/planning/project-queues/feas_docs/ag1403_fea.pdf | Withdrawn |  | In Progress |  |  | N/A |  | N/A |  |  | N/A | N/A |  | 9/30/2020 | N/A | N/A |  | 12/18/2024 |  | 9/24/2024 |  |  | N | No | This project slid to the next queue
AG1-404 - moved to TC1 | Blue Mound-Chestnut 345 kV |  | IL | McLean | Withdrawn | ComEd | 100 | 100 | 100 |  | Capacity | Generation Interconnection | Storage |  |  | N/A | https://www.pjm.com/pjmfiles/pub/planning/project-queues/feas_docs/ag1404_fea.pdf | Document Posted |  | Withdrawn |  |  | N/A |  | N/A |  |  | N/A | N/A |  | 9/30/2020 | N/A | N/A |  | 6/24/2024 |  | 9/24/2024 |  |  | N | No
AG1-405 - moved to TC1 | Walnut Grove-Asahi 69 kV |  | KY | McLean | Active | EKPC | 57 | 57 | 34.2 |  | Capacity | Generation Interconnection | Solar |  |  | N/A | https://www.pjm.com/pjmfiles/pub/planning/project-queues/feas_docs/ag1405_fea.pdf | Document Posted | https://www.pjm.com/pjmfiles/pub/planning/project-queues/impact_studies/ag1405_imp.htm | Document Posted |  | In Progress | N/A |  | N/A |  |  | N/A | N/A |  | 9/30/2020 | N/A | N/A |  |  |  | 9/25/2024 |  |  | N | No
AG1-406 - moved to TC1 | Walnut Grove-Asahi 69 kV |  | KY | McLean | Active | EKPC | 79 | 22 | 22 |  | Capacity | Generation Interconnection | Storage |  |  | N/A | https://www.pjm.com/pjmfiles/pub/planning/project-queues/feas_docs/ag1406_fea.pdf | Document Posted | https://www.pjm.com/pjmfiles/pub/planning/project-queues/impact_studies/ag1406_imp.htm | Document Posted |  | In Progress | N/A |  | N/A |  |  | N/A | N/A |  | 9/30/2020 | N/A | N/A |  |  |  | 9/25/2024 |  |  | N | No
AG1-408 |  |  | OH | Fulton | Withdrawn | ATSI | 300 | 300 | 180 |  | Capacity | Generation Interconnection | Solar |  |  | N/A |  | Withdrawn |  |  |  |  | N/A |  | N/A |  |  | N/A | N/A |  | 9/30/2020 | N/A | N/A |  | 10/20/2020 |  | 9/25/2024 |  |  | N | No
AG1-410 - moved to TC1 | Maddox Creek-RP Mone 345 kV |  | OH | Van Wert | Active | AEP | 300 | 300 | 180 |  | Capacity | Generation Interconnection | Solar |  |  | N/A | https://www.pjm.com/pjmfiles/pub/planning/project-queues/feas_docs/ag1410_fea.pdf | Document Posted | https://www.pjm.com/pjmfiles/pub/planning/project-queues/impact_studies/ag1410_imp.pdf | Document Posted |  | In Progress | N/A |  | N/A |  |  | N/A | N/A |  | 9/30/2020 | N/A | N/A |  |  |  | 9/25/2024 |  |  | N | No
AG1-411 - moved to TC1 | Maddox Creek-RP Mone 345 kV |  | OH | Van Wert | Active | AEP | 100 | 100 | 100 |  | Capacity | Generation Interconnection | Storage |  |  | N/A | https://www.pjm.com/pjmfiles/pub/planning/project-queues/feas_docs/ag1411_fea.pdf | Document Posted |  | In Progress |  |  | N/A |  | N/A |  |  | N/A | N/A |  | 9/30/2020 | N/A | N/A |  |  |  | 9/25/2024 |  |  | N | No
AG1-412 - moved to TC1 | Ladysmith CT-Mine Road 230 kV |  | VA | Caroline | Withdrawn | Dominion | 200 | 200 | 80 |  | Capacity | Generation Interconnection | Storage |  |  | N/A | https://www.pjm.com/pjmfiles/pub/planning/project-queues/feas_docs/ag1412_fea.pdf | Document Posted | https://www.pjm.com/pjmfiles/pub/planning/project-queues/impact_studies/ag1412_imp.pdf | Document Posted |  | Withdrawn | N/A |  | N/A |  |  | N/A | N/A |  | 9/30/2020 | N/A | N/A |  | 1/22/2025 |  | 12/1/2023 |  |  | N | No
AG1-413 | South Hill-Bordnax 115 kV |  | VA | Mecklenburg | Withdrawn | Dominion | 69.5 | 69.5 | 41.7 |  | Capacity | Generation Interconnection | Solar |  |  | N/A | https://www.pjm.com/pjmfiles/pub/planning/project-queues/feas_docs/ag1413_fea.pdf | Document Posted |  | Withdrawn |  |  | N/A |  | N/A |  |  | N/A | N/A |  | 9/30/2020 | N/A | N/A |  | 9/12/2023 |  | 7/1/2024 |  |  | N | No
AG1-414 | Mississinewa 138 kV | BR Solar Sheriff 1 | IN | Grant | Engineering and Procurement | AEP | 75 | 75 | 45 |  | Capacity | Generation Interconnection | Solar |  |  | N/A | https://www.pjm.com/pjmfiles/pub/planning/project-queues/feas_docs/ag1414_fea.pdf | Document Posted | https://www.pjm.com/pjmfiles/pub/planning/project-queues/impact_studies/ag1414_imp.htm | Document Posted | https://www.pjm.com/pjmfiles/pub/planning/project-queues/facilities/ag1414_fac.pdf | Document Posted | https://www.pjm.com/pjmfiles/pub/planning/project-queues/gia/ag1_414_gia.pdf | Document Posted | N/A | https://www.pjm.com/pjmfiles/pub/planning/project-queues/csa/ag1_414_csa.pdf | Document Posted | N/A | N/A | 1/31/2028 | 9/30/2020 | N/A | N/A | 2/14/2028 |  |  | 4/20/2028 | 4/20/2028 |  | N | No
AG1-415 | Double Toll Gate-Old Chapel 138 kV | Beckett Solar | VA | Clarke | Engineering and Procurement | APS | 50 | 50 | 25 |  | Capacity | Generation Interconnection | Solar |  |  | N/A | https://www.pjm.com/pjmfiles/pub/planning/project-queues/feas_docs/ag1415_fea.pdf | Document Posted | https://www.pjm.com/pjmfiles/pub/planning/project-queues/impact_studies/ag1415_imp.htm | Document Posted | https://www.pjm.com/pjmfiles/pub/planning/project-queues/facilities/ag1415_fac.pdf | Document Posted | https://www.pjm.com/pjmfiles/pub/planning/project-queues/gia/ag1_415_gia.pdf | Document Posted | N/A |  |  | N/A | N/A | 10/31/2028 | 9/30/2020 | N/A | N/A | 11/15/2028 |  |  | 12/31/2028 | 12/31/2028 |  | N | No
AG1-416 | Sleepy Hollow 138 kV | Flowing Springs Farm | WV | Jefferson | Engineering and Procurement | APS | 125 | 125 | 91 |  | Capacity | Generation Interconnection | Solar; Storage |  |  | N/A | https://www.pjm.com/pjmfiles/pub/planning/project-queues/feas_docs/ag1416_fea.pdf | Document Posted | https://www.pjm.com/pjmfiles/pub/planning/project-queues/impact_studies/ag1416_imp.htm | Document Posted | https://www.pjm.com/pjmfiles/pub/planning/project-queues/facilities/ag1416_fac.pdf | Document Posted | https://www.pjm.com/pjmfiles/pub/planning/project-queues/gia/ag1_416_gia.pdf | Document Posted | N/A |  |  | N/A | N/A | 5/31/2028 | 9/30/2020 | N/A | N/A | 7/14/2028 |  |  | 8/31/2028 | 8/31/2028 |  | N | No
AG1-417 | Gateway 69 kV |  | IN | Whitley | Withdrawn | AEP | 50 | 50 | 30 |  | Capacity | Generation Interconnection | Solar |  |  | N/A | https://www.pjm.com/pjmfiles/pub/planning/project-queues/feas_docs/ag1417_fea.pdf | Document Posted | https://www.pjm.com/pjmfiles/pub/planning/project-queues/impact_studies/ag1417_imp.pdf | Document Posted |  | Withdrawn | N/A |  | N/A |  |  | N/A | N/A |  | 9/30/2020 | N/A | N/A |  | 9/11/2024 |  | 12/29/2023 |  |  | N | No
AG1-418 | Gateway 69 kV |  | IN | Whitley | Withdrawn | AEP | 50 | 50 | 30 |  | Capacity | Generation Interconnection | Solar |  |  | N/A | https://www.pjm.com/pjmfiles/pub/planning/project-queues/feas_docs/ag1418_fea.pdf | Document Posted | https://www.pjm.com/pjmfiles/pub/planning/project-queues/impact_studies/ag1418_imp.pdf | Document Posted |  | Withdrawn | N/A |  | N/A |  |  | N/A | N/A |  | 9/30/2020 | N/A | N/A |  | 9/11/2024 |  | 12/29/2023 |  |  | N | No
AG1-419 | Lynnville-South Hamburg 69 kV | Mountain Trail Solar | PA | Berks | Withdrawn | ME | 50 | 50 | 21 |  | Capacity | Generation Interconnection | Solar |  |  | N/A | https://www.pjm.com/pjmfiles/pub/planning/project-queues/feas_docs/ag1419_fea.pdf | Document Posted | https://www.pjm.com/pjmfiles/pub/planning/project-queues/impact_studies/ag1419_imp.htm | Document Posted | https://www.pjm.com/pjmfiles/pub/planning/project-queues/facilities/ag1419_fac.pdf | Document Posted |  | Withdrawn | N/A |  |  | N/A | N/A |  | 9/30/2020 | N/A | N/A |  | 10/28/2024 |  | 1/31/2028 | 1/31/2028 |  | N | No
AG1-420 | Campbell-Kiesters 138 kV |  | PA | Butler | Withdrawn | APS | 70 | 70 | 42 |  | Capacity | Generation Interconnection | Solar |  |  | N/A | https://www.pjm.com/pjmfiles/pub/planning/project-queues/feas_docs/ag1420_fea.pdf | Document Posted | https://www.pjm.com/pjmfiles/pub/planning/project-queues/impact_studies/ag1420_imp.htm | Document Posted | https://www.pjm.com/pjmfiles/pub/planning/project-queues/facilities/ag1420_fac.pdf | Document Posted | N/A |  | N/A |  |  | N/A | N/A |  | 9/30/2020 | N/A | N/A |  | 9/11/2024 |  | 12/29/2023 |  |  | N | No
AG1-421 - moved to TC1 | Lexington-Dooms 230 kV |  | VA | Augusta | Withdrawn | Dominion | 200 | 200 | 120 |  | Capacity | Generation Interconnection | Solar |  |  | N/A | https://www.pjm.com/pjmfiles/pub/planning/project-queues/feas_docs/ag1421_fea.pdf | Document Posted | https://www.pjm.com/pjmfiles/pub/planning/project-queues/impact_studies/ag1421_imp.pdf | Document Posted |  | Withdrawn | N/A |  | N/A |  |  | N/A | N/A |  | 9/30/2020 | N/A | N/A |  | 6/24/2024 |  | 12/29/2023 |  |  | N | No
AG1-422 - moved to TC1 | Lexington-Dooms 230 kV |  | VA | Augusta | Withdrawn | Dominion | 50 | 50 | 50 |  | Capacity | Generation Interconnection | Storage |  |  | N/A | https://www.pjm.com/pjmfiles/pub/planning/project-queues/feas_docs/ag1422_fea.pdf | Document Posted | https://www.pjm.com/pjmfiles/pub/planning/project-queues/impact_studies/ag1422_imp.pdf | Document Posted |  | Withdrawn | N/A |  | N/A |  |  | N/A | N/A |  | 9/30/2020 | N/A | N/A |  | 6/24/2024 |  | 12/29/2023 |  |  | N | No
AG1-423 - moved to TC1 | Byron-Wayne 345 kV |  | IL | DeKalb | Withdrawn | ComEd | 200 | 200 | 120 |  | Capacity | Generation Interconnection | Solar |  |  | N/A | https://www.pjm.com/pjmfiles/pub/planning/project-queues/feas_docs/ag1423_fea.pdf | Document Posted |  | Withdrawn |  |  | N/A |  | N/A |  |  | N/A | N/A |  | 9/30/2020 | N/A | N/A |  | 6/24/2024 |  | 12/29/2023 |  |  | N | No
AG1-424 - moved to TC1 | Sowers 138 kV |  | IN | Allen | Withdrawn | AEP | 100 | 100 | 60 |  | Capacity | Generation Interconnection | Solar |  |  | N/A | https://www.pjm.com/pjmfiles/pub/planning/project-queues/feas_docs/ag1424_fea.pdf | Document Posted | https://www.pjm.com/pjmfiles/pub/planning/project-queues/impact_studies/ag1424_imp.pdf | Document Posted |  | Withdrawn | N/A |  | N/A |  |  | N/A | N/A |  | 9/30/2020 | N/A | N/A |  | 6/24/2024 |  | 12/29/2023 |  |  | N | No
AG1-425 - moved to TC1 | Groton 138 kV |  | OH | Erie | Withdrawn | ATSI | 125 | 0 | 20 |  | Capacity | Generation Interconnection | Storage |  |  | N/A | https://www.pjm.com/pjmfiles/pub/planning/project-queues/feas_docs/ag1425_fea.pdf | Document Posted |  | Withdrawn |  |  | N/A |  | N/A |  |  | N/A | N/A |  | 9/30/2020 | N/A | N/A |  | 6/21/2024 |  | 10/31/2023 |  |  | N | No
AG1-426 - moved to TC1 | Bremo-Scottsville 138 kV |  | VA | Buckingham | Withdrawn | AEP | 149.5 | 0 | 17 |  | Capacity | Generation Interconnection | Storage |  |  | N/A | https://www.pjm.com/pjmfiles/pub/planning/project-queues/feas_docs/ag1426_fea.pdf | Document Posted |  | Withdrawn |  |  | N/A |  | N/A |  |  | N/A | N/A |  | 9/30/2020 | N/A | N/A |  | 8/2/2024 |  | 10/31/2023 |  |  | N | No
AG1-427 - moved to TC1 | Chase City-Drakes Branch 115 kV |  | VA | Mecklenburg | Withdrawn | Dominion | 118.56 | 118.56 | 71.136 |  | Capacity | Generation Interconnection | Solar |  |  | N/A | https://www.pjm.com/pjmfiles/pub/planning/project-queues/feas_docs/ag1427_fea.pdf | Document Posted |  | Withdrawn |  |  | N/A |  | N/A |  |  | N/A | N/A |  | 9/30/2020 | N/A | N/A |  | 1/22/2025 |  | 12/31/2024 |  |  | N | No
AG1-428 - moved to TC1 | Danieltown DP–Brunswick 69 kV |  | VA | Brunswick | Withdrawn | Dominion | 46.8 | 46.8 | 28.08 |  | Capacity | Generation Interconnection | Solar |  |  | N/A | https://www.pjm.com/pjmfiles/pub/planning/project-queues/feas_docs/ag1428_fea.pdf | Document Posted |  | Withdrawn |  |  | N/A |  | N/A |  |  | N/A | N/A |  | 9/30/2020 | N/A | N/A |  | 1/22/2025 |  | 12/31/2024 |  |  | N | No
AG1-429 | Tasley - Oak Hall 69 kV |  | VA | Accomack | Withdrawn | ODEC | 58.7 | 58.7 | 35.2 |  | Capacity | Generation Interconnection | Solar |  |  | N/A | https://www.pjm.com/pjmfiles/pub/planning/project-queues/feas_docs/ag1429_fea.pdf | Document Posted | https://www.pjm.com/pjmfiles/pub/planning/project-queues/impact_studies/ag1429_imp.pdf | Document Posted |  | Withdrawn | N/A |  | N/A |  |  | N/A | N/A |  | 9/30/2020 | N/A | N/A |  | 5/26/2022 |  | 12/31/2024 |  |  | N | No
AG1-431 | Mackeys 230 kV |  | NC | Washington | Withdrawn | Dominion | 1210 | 0 | 266.2 |  | Capacity | Generation Interconnection | Solar |  |  | N/A | https://www.pjm.com/pjmfiles/pub/planning/project-queues/feas_docs/ag1431_fea.pdf | Document Posted |  | Withdrawn |  |  | N/A |  | N/A |  |  | N/A | N/A |  | 9/30/2020 | N/A | N/A |  | 8/19/2022 |  | 12/31/2024 |  |  | N | No
AG1-431A | Mackeys 230 kV |  | NC | Washington | Withdrawn | Dominion | 1210 | 0 | 200 |  | Capacity | Generation Interconnection | Storage |  |  | N/A | https://www.pjm.com/pjmfiles/pub/planning/project-queues/feas_docs/ag1431a_fea.pdf | Document Posted |  | Withdrawn |  |  | N/A |  | N/A |  |  | N/A | N/A |  | 9/30/2020 | N/A | N/A |  | 8/19/2022 |  | 12/31/2024 |  |  | N | No
AG1-432 - moved to TC1 | Curdsville DP-Willis Mt. 115 kV |  | VA | Buckingham | Withdrawn | Dominion | 200 | 200 | 120 |  | Capacity | Generation Interconnection | Solar |  |  | N/A | https://www.pjm.com/pjmfiles/pub/planning/project-queues/feas_docs/ag1432_fea.pdf | Document Posted |  | Withdrawn |  |  | N/A |  | N/A |  |  | N/A | N/A |  | 9/30/2020 | N/A | N/A |  | 6/24/2024 |  | 12/31/2024 |  |  | N | No
AG1-433 - moved to TC1 | Keystone-DeSoto 345 kV |  | IN | Blackford | Active | AEP | 300 | 100 | 17.6 |  | Capacity | Generation Interconnection | Wind |  |  | N/A | https://www.pjm.com/pjmfiles/pub/planning/project-queues/feas_docs/ag1433_fea.pdf | Document Posted |  | In Progress |  |  | N/A |  | N/A |  |  | N/A | N/A |  | 9/30/2020 | N/A | N/A |  |  |  | 12/31/2023 |  |  | N | No
AG1-434 - moved to TC1 | Electric Junction-Nelson 345 kV |  | IL | Lee | Withdrawn | ComEd | 175 | 175 | 35.2 |  | Capacity | Generation Interconnection | Wind |  |  | N/A | https://www.pjm.com/pjmfiles/pub/planning/project-queues/feas_docs/ag1434_fea.pdf | Document Posted |  | Withdrawn |  |  | N/A |  | N/A |  |  | N/A | N/A |  | 9/30/2020 | N/A | N/A |  | 1/22/2025 |  | 12/31/2023 |  |  | N | No
AG1-435 - moved to TC1 | Kewanee-Hennepin 138 kV |  | IL | Bureau | Withdrawn | ComEd | 150 | 150 | 35.2 |  | Capacity | Generation Interconnection | Wind |  |  | N/A | https://www.pjm.com/pjmfiles/pub/planning/project-queues/feas_docs/ag1435_fea.pdf | Document Posted |  | In Progress |  |  | N/A |  | N/A |  |  | N/A | N/A |  | 9/30/2020 | N/A | N/A |  | 2/21/2025 |  | 12/31/2023 |  |  | N | No
AG1-436 - moved to TC1 | Olive-University Park 345 kV |  | IN | LaPorte | Active | AEP | 250 | 125 | 75 |  | Capacity | Generation Interconnection | Solar |  |  | N/A | https://www.pjm.com/pjmfiles/pub/planning/project-queues/feas_docs/ag1436_fea.pdf | Document Posted | https://www.pjm.com/pjmfiles/pub/planning/project-queues/impact_studies/ag1436_imp.pdf | Document Posted |  | In Progress | N/A |  | N/A |  |  | N/A | N/A |  | 9/30/2020 | N/A | N/A |  |  |  | 12/31/2023 |  |  | N | No
AG1-437 - moved to TC1 | Cashie-Earleys 230 kV |  | NC | Bertie | Withdrawn | Dominion | 100 | 100 | 60 |  | Capacity | Generation Interconnection | Solar |  |  | N/A | https://www.pjm.com/pjmfiles/pub/planning/project-queues/feas_docs/ag1437_fea.pdf | Document Posted |  | Withdrawn |  |  | N/A |  | N/A |  |  | N/A | N/A |  | 9/30/2020 | N/A | N/A |  | 1/22/2025 |  | 12/31/2023 |  |  | N | No
AG1-438 - moved to TC1 | Cashie-Earleys 230 kV |  | NC | Bertie | Withdrawn | Dominion | 100 | 100 | 60 |  | Capacity | Generation Interconnection | Solar |  |  | N/A | https://www.pjm.com/pjmfiles/pub/planning/project-queues/feas_docs/ag1438_fea.pdf | Document Posted |  | Withdrawn |  |  | N/A |  | N/A |  |  | N/A | N/A |  | 9/30/2020 | N/A | N/A |  | 1/22/2025 |  | 12/31/2023 |  |  | N | No
AG1-439 - moved to TC1 | Chinquapin 230 kV |  | NC | Edgecombe | Withdrawn | Dominion | 250 | 250 | 150 |  | Capacity | Generation Interconnection | Solar |  |  | N/A | https://www.pjm.com/pjmfiles/pub/planning/project-queues/feas_docs/ag1439_fea.pdf | Document Posted |  | Withdrawn |  |  | N/A |  | N/A |  |  | N/A | N/A |  | 9/30/2020 | N/A | N/A |  | 1/22/2025 |  | 12/31/2023 |  |  | N | No
AG1-440 - moved to TC1 | Palmer Springs 115 kV |  | VA | Mecklenburg | Withdrawn | Dominion | 75 | 75 | 45 |  | Capacity | Generation Interconnection | Solar |  |  | N/A | https://www.pjm.com/pjmfiles/pub/planning/project-queues/feas_docs/ag1440_fea.pdf | Document Posted |  | Withdrawn |  |  | N/A |  | N/A |  |  | N/A | N/A |  | 9/30/2020 | N/A | N/A |  | 6/24/2024 |  | 12/31/2023 |  |  | N | No
AG1-441 - moved to TC1 | Palmer Springs 115 kV |  | VA | Mecklenburg | Withdrawn | Dominion | 75 | 75 | 45 |  | Capacity | Generation Interconnection | Solar |  |  | N/A | https://www.pjm.com/pjmfiles/pub/planning/project-queues/feas_docs/ag1441_fea.pdf | Document Posted |  | Withdrawn |  |  | N/A |  | N/A |  |  | N/A | N/A |  | 9/30/2020 | N/A | N/A |  | 6/24/2024 |  | 12/31/2023 |  |  | N | No
AG1-442 - moved to TC1 | Cashie-Earleys 230 kV |  | NC | Bertie | Withdrawn | Dominion | 135 | 35 | 35 |  | Capacity | Generation Interconnection | Storage |  |  | N/A | https://www.pjm.com/pjmfiles/pub/planning/project-queues/feas_docs/ag1442_fea.pdf | Document Posted |  | Withdrawn |  |  | N/A |  | N/A |  |  | N/A | N/A |  | 9/30/2020 | N/A | N/A |  | 1/22/2025 |  | 12/31/2023 |  |  | N | No
AG1-443 - moved to TC1 | Cashie-Earleys 230 kV |  | NC | Bertie | Withdrawn | Dominion | 135 | 35 | 35 |  | Capacity | Generation Interconnection | Storage |  |  | N/A | https://www.pjm.com/pjmfiles/pub/planning/project-queues/feas_docs/ag1443_fea.pdf | Document Posted |  | Withdrawn |  |  | N/A |  | N/A |  |  | N/A | N/A |  | 9/30/2020 | N/A | N/A |  | 1/22/2025 |  | 12/31/2023 |  |  | N | No
AG1-444 - moved to TC1 | Chinquapin 230 kV |  | NC | Edgecombe | Withdrawn | Dominion | 330 | 80 | 80 |  | Capacity | Generation Interconnection | Storage |  |  | N/A | https://www.pjm.com/pjmfiles/pub/planning/project-queues/feas_docs/ag1444_fea.pdf | Document Posted |  | Withdrawn |  |  | N/A |  | N/A |  |  | N/A | N/A |  | 9/30/2020 | N/A | N/A |  | 1/22/2025 |  | 12/31/2023 |  |  | N | No
AG1-445 - moved to TC1 | Palmer Springs 115 kV |  | VA | Mecklenburg | Withdrawn | Dominion | 101 | 26 | 26 |  | Capacity | Generation Interconnection | Storage |  |  | N/A | https://www.pjm.com/pjmfiles/pub/planning/project-queues/feas_docs/ag1445_fea.pdf | Document Posted |  | Withdrawn |  |  | N/A |  | N/A |  |  | N/A | N/A |  | 9/30/2020 | N/A | N/A |  | 6/24/2024 |  | 12/31/2023 |  |  | N | No
AG1-446 - moved to TC1 | Palmer Springs 115 kV |  | VA | Mecklenburg | Withdrawn | Dominion | 101 | 26 | 26 |  | Capacity | Generation Interconnection | Storage |  |  | N/A | https://www.pjm.com/pjmfiles/pub/planning/project-queues/feas_docs/ag1446_fea.pdf | Document Posted |  | Withdrawn |  |  | N/A |  | N/A |  |  | N/A | N/A |  | 9/30/2020 | N/A | N/A |  | 6/24/2024 |  | 12/31/2023 |  |  | N | No
AG1-447 - moved to TC1 | Olive-University Park 345 kV |  | IN | LaPorte | Active | AEP | 305 | 55 | 55 |  | Capacity | Generation Interconnection | Storage |  |  | N/A | https://www.pjm.com/pjmfiles/pub/planning/project-queues/feas_docs/ag1447_fea.pdf | Document Posted | https://www.pjm.com/pjmfiles/pub/planning/project-queues/impact_studies/ag1447_imp.pdf | Document Posted |  | In Progress | N/A |  | N/A |  |  | N/A | N/A |  | 9/30/2020 | N/A | N/A |  |  |  | 12/31/2023 |  |  | N | No
AG1-448 | Olive-University Park 345 kV |  | IN | LaPorte | Withdrawn | AEP | 360 | 55 | 55 |  | Capacity | Generation Interconnection | Storage |  |  | N/A | https://www.pjm.com/pjmfiles/pub/planning/project-queues/feas_docs/ag1448_fea.pdf | Document Posted | https://www.pjm.com/pjmfiles/pub/planning/project-queues/impact_studies/ag1448_imp.pdf | Document Posted |  |  | N/A |  | N/A |  |  | N/A | N/A |  | 9/30/2020 | N/A | N/A |  | 1/27/2022 |  | 12/31/2023 |  |  | N | No
AG1-449 - moved to TC1 | Rawlings-Carson 500 kV |  | VA | Dinwiddie | Withdrawn | Dominion | 436 | 122 | 122 |  | Capacity | Generation Interconnection | Storage |  |  | N/A | https://www.pjm.com/pjmfiles/pub/planning/project-queues/feas_docs/ag1449_fea.pdf | Document Posted |  | Withdrawn |  |  | N/A |  | N/A |  |  | N/A | N/A |  | 9/30/2020 | N/A | N/A |  | 1/22/2025 |  | 12/31/2022 |  |  | N | No
AG1-450 - moved to TC1 | Airey-Vienna 69 kV II |  | MD | Dorchester | Active | DPL | 125 | 25 | 25 |  | Capacity | Generation Interconnection | Storage |  |  | N/A | https://www.pjm.com/pjmfiles/pub/planning/project-queues/feas_docs/ag1450_fea.pdf | Document Posted | https://www.pjm.com/pjmfiles/pub/planning/project-queues/impact_studies/ag1450_imp.pdf | Document Posted |  | In Progress | N/A |  | N/A |  |  | N/A | N/A |  | 9/30/2020 | N/A | N/A |  |  |  | 12/31/2022 |  |  | N | No
AG1-451 - moved to TC1 | Curdsville DP-Willis Mt. 115 kV |  | VA | Buckingham | Withdrawn | Dominion | 120 | 20 | 20 |  | Capacity | Generation Interconnection | Storage |  |  | N/A | https://www.pjm.com/pjmfiles/pub/planning/project-queues/feas_docs/ag1451_fea.pdf | Document Posted |  | Withdrawn |  |  | N/A |  | N/A |  |  | N/A | N/A |  | 9/30/2020 | N/A | N/A |  | 1/22/2025 |  | 12/31/2022 |  |  | N | No
AG1-453 - moved to TC1 | Guardian 138 kV |  | IN | Noble | Withdrawn | AEP | 140 | 140 | 84 |  | Capacity | Generation Interconnection | Solar |  |  | N/A | https://www.pjm.com/pjmfiles/pub/planning/project-queues/feas_docs/ag1453_fea.pdf | Document Posted | https://www.pjm.com/pjmfiles/pub/planning/project-queues/impact_studies/ag1453_imp.pdf | Document Posted |  | Withdrawn | N/A |  | N/A |  |  | N/A | N/A |  | 9/30/2020 | N/A | N/A |  | 6/21/2024 |  | 12/31/2023 |  |  | N | No
AG1-454 - moved to TC1 | Guardian 138 kV |  | IN | Noble | Withdrawn | AEP | 190 | 50 | 50 |  | Capacity | Generation Interconnection | Storage |  |  | N/A | https://www.pjm.com/pjmfiles/pub/planning/project-queues/feas_docs/ag1454_fea.pdf | Document Posted | https://www.pjm.com/pjmfiles/pub/planning/project-queues/impact_studies/ag1454_imp.pdf | Document Posted |  | Withdrawn | N/A |  | N/A |  |  | N/A | N/A |  | 9/30/2020 | N/A | N/A |  | 6/21/2024 |  | 12/31/2022 |  |  | N | No
AG1-455 | Springboro-Venango Junction 115 kV |  | PA | Crawford | Withdrawn | PENELEC | 112.5 | 35 | 35 |  | Capacity | Generation Interconnection | Storage |  |  | N/A | https://www.pjm.com/pjmfiles/pub/planning/project-queues/feas_docs/ag1455_fea.pdf | Document Posted | https://www.pjm.com/pjmfiles/pub/planning/project-queues/impact_studies/ag1455_imp.htm | Document Posted | https://www.pjm.com/pjmfiles/pub/planning/project-queues/facilities/ag1455_fac.pdf | Document Posted |  | Withdrawn | N/A |  |  | N/A | N/A |  | 9/30/2020 | N/A | N/A |  | 12/3/2024 |  | 12/31/2022 |  |  | N | No
AG1-456 - moved to TC1 | Wildcat 138 kV |  | OH | Highland | Withdrawn | AEP | 180 | 30 | 30 |  | Capacity | Generation Interconnection | Storage |  |  | N/A | https://www.pjm.com/pjmfiles/pub/planning/project-queues/feas_docs/ag1456_fea.pdf | Document Posted | https://www.pjm.com/pjmfiles/pub/planning/project-queues/impact_studies/ag1456_imp.pdf | Document Posted |  | Withdrawn | N/A |  | N/A |  |  | N/A | N/A |  | 9/30/2020 | N/A | N/A |  | 6/21/2024 |  | 12/31/2022 |  |  | N | No
AG1-457 | Somerset-Rockwood 115 kV |  | PA | Somerset | Withdrawn | PENELEC | 54 | 54 | 32.4 |  | Capacity | Generation Interconnection | Solar |  |  | N/A | https://www.pjm.com/pjmfiles/pub/planning/project-queues/feas_docs/ag1457_fea.pdf | Document Posted |  |  |  |  | N/A |  | N/A |  |  | N/A | N/A |  | 9/30/2020 | N/A | N/A |  | 3/1/2021 |  | 12/31/2023 |  |  | N | No
AG1-458 | Marlow-Bedington 138 kV |  | MD | Washington | Withdrawn | APS | 40 | 40 | 24 |  | Capacity | Generation Interconnection | Solar |  |  | N/A | https://www.pjm.com/pjmfiles/pub/planning/project-queues/feas_docs/ag1458_fea.pdf | Document Posted |  |  |  |  | N/A |  | N/A |  |  | N/A | N/A |  | 9/30/2020 | N/A | N/A |  | 3/1/2021 |  | 12/31/2023 |  |  | N | No
AG1-459 | Marlow-Bedington 138 kV |  | MD | Washington | Withdrawn | APS | 14 | 14 | 5.6 |  | Capacity | Generation Interconnection | Solar |  |  | N/A | https://www.pjm.com/pjmfiles/pub/planning/project-queues/feas_docs/ag1459_fea.pdf | Document Posted |  |  |  |  | N/A |  | N/A |  |  | N/A | N/A |  | 9/30/2020 | N/A | N/A |  | 3/2/2021 |  | 12/31/2023 |  |  | N | No
AG1-460 - moved to TC1 | Kincaid-Pana 345 kV |  | IL | Christian | Active | ComEd | 329 | 30 | 12 |  | Capacity | Generation Interconnection | Storage |  |  | N/A | https://www.pjm.com/pjmfiles/pub/planning/project-queues/feas_docs/ag1460_fea.pdf | Document Posted | https://www.pjm.com/pjmfiles/pub/planning/project-queues/impact_studies/ag1460_imp.pdf | Document Posted |  | In Progress | N/A |  | N/A |  |  | N/A | N/A |  | 9/30/2020 | N/A | N/A |  |  |  | 6/1/2022 |  |  | N | No
AG1-461 | Mumford 69 kV |  | DE | Sussex | Withdrawn | DPL | 30 | 30 | 19.5 |  | Capacity | Generation Interconnection | Solar |  |  | N/A | https://www.pjm.com/pjmfiles/pub/planning/project-queues/feas_docs/ag1461_fea.pdf | Document Posted | https://www.pjm.com/pjmfiles/pub/planning/project-queues/impact_studies/ag1461_imp.pdf | Document Posted |  | Withdrawn | N/A |  | N/A |  |  | N/A | N/A |  | 9/30/2020 | N/A | N/A |  | 9/20/2021 |  | 12/31/2023 |  |  | N | No
AG1-462 - moved to TC1 | Cordova 345 kV |  | IL | Whiteside | Active | ComEd | 255 | 255 | 153 |  | Capacity | Generation Interconnection | Solar |  |  | N/A | https://www.pjm.com/pjmfiles/pub/planning/project-queues/feas_docs/ag1462_fea.pdf | Document Posted |  | In Progress |  |  | N/A |  | N/A |  |  | N/A | N/A |  | 10/1/2020 | N/A | N/A |  |  |  | 10/1/2023 |  |  | N | No
AG1-463 | Maysville 69 kV IV |  | PA | Mercer | Withdrawn | ATSI | 50 | 50 | 20 |  | Capacity | Generation Interconnection | Storage |  |  | N/A | https://www.pjm.com/pjmfiles/pub/planning/project-queues/feas_docs/ag1463_fea.pdf | Document Posted |  |  |  |  | N/A |  | N/A |  |  | N/A | N/A |  | 9/30/2020 | N/A | N/A |  | 3/19/2021 |  | 5/21/2024 |  |  | N | No
AG1-464 | Harrington 69 kV |  | DE | Kent | Withdrawn | DPL | 50 | 50 | 20 |  | Capacity | Generation Interconnection | Storage |  |  | N/A | https://www.pjm.com/pjmfiles/pub/planning/project-queues/feas_docs/ag1464_fea.pdf | Document Posted | https://www.pjm.com/pjmfiles/pub/planning/project-queues/impact_studies/ag1464_imp.pdf | Document Posted |  | Withdrawn | N/A |  | N/A |  |  | N/A | N/A |  | 9/30/2020 | N/A | N/A |  | 9/12/2023 |  | 9/17/2023 |  |  | N | No
AG1-465 | North Hanover-Gitts Run 115 kV |  | PA | York | Withdrawn | ME | 100 | 100 | 40 |  | Capacity | Generation Interconnection | Storage |  |  | N/A | https://www.pjm.com/pjmfiles/pub/planning/project-queues/feas_docs/ag1465_fea.pdf | Document Posted | https://www.pjm.com/pjmfiles/pub/planning/project-queues/impact_studies/ag1465_imp.pdf | Document Posted |  | Withdrawn | N/A |  | N/A |  |  | N/A | N/A |  | 9/30/2020 | N/A | N/A |  | 9/12/2023 |  | 3/5/2025 |  |  | N | No
AG1-466 | Orange 34.5 kV |  | VA | Orange | Withdrawn | Dominion | 14 | 14 | 8.4 |  | Capacity | Generation Interconnection | Solar |  |  | N/A | https://www.pjm.com/pjmfiles/pub/planning/project-queues/feas_docs/ag1466_fea.pdf | Document Posted | https://www.pjm.com/pjmfiles/pub/planning/project-queues/impact_studies/ag1466_imp.pdf | Document Posted |  | Withdrawn | N/A |  | N/A |  |  | N/A | N/A |  | 9/30/2020 | N/A | N/A |  | 9/12/2023 |  | 12/19/2022 |  |  | N | No
AG1-467 | Somerset 34.5 kV |  | VA | Orange | Withdrawn | Dominion | 15.6 | 15.6 | 9.36 |  | Capacity | Generation Interconnection | Solar |  |  | N/A | https://www.pjm.com/pjmfiles/pub/planning/project-queues/feas_docs/ag1467_fea.pdf | Document Posted | https://www.pjm.com/pjmfiles/pub/planning/project-queues/impact_studies/ag1467_imp.pdf | Document Posted |  | Withdrawn | N/A |  | N/A |  |  | N/A | N/A |  | 9/30/2020 | N/A | N/A |  | 9/12/2023 |  | 12/28/2022 |  |  | N | No
AG1-468 | Martinsville-Figsboro 34.5 kV |  | VA | Henry | Withdrawn | AEP | 14 | 14 | 8.4 |  | Capacity | Generation Interconnection | Solar |  |  | N/A | https://www.pjm.com/pjmfiles/pub/planning/project-queues/feas_docs/ag1468_fea.pdf | Document Posted | https://www.pjm.com/pjmfiles/pub/planning/project-queues/impact_studies/ag1468_imp.pdf | Document Posted |  |  | N/A |  | N/A |  |  | N/A | N/A |  | 9/30/2020 | N/A | N/A |  | 3/31/2021 |  | 10/31/2022 |  |  | N | No
AG1-469 | Gordonsville 34.5 kV | Turkey Solar | VA | Louisa | Engineering and Procurement | Dominion | 14.04 | 14.04 | 9.36 |  | Capacity | Generation Interconnection | Solar |  |  | N/A | https://www.pjm.com/pjmfiles/pub/planning/project-queues/feas_docs/ag1469_fea.pdf | Document Posted | https://www.pjm.com/pjmfiles/pub/planning/project-queues/impact_studies/ag1469_imp.pdf | Document Posted |  | Not Required | N/A | Wholesale Market Participation Agreement | https://www.pjm.com/pjmfiles/pub/planning/project-queues/wmpa/ag1469_wmpa.pdf | https://www.pjm.com/pjmfiles/pub/planning/project-queues/csa/ag1469_wmpa.pdf | Not Required | N/A | N/A |  | 9/30/2020 | N/A | N/A | 5/31/2027 |  |  | 8/29/2027 | 8/29/2027 |  | N | No
AG1-470 | Ringgold 138 kV |  | MD | Washington | Withdrawn | APS | 50 | 50 | 20 |  | Capacity | Generation Interconnection | Storage |  |  | N/A | https://www.pjm.com/pjmfiles/pub/planning/project-queues/feas_docs/ag1470_fea.pdf | Document Posted |  | Withdrawn |  |  | N/A |  | N/A |  |  | N/A | N/A |  | 10/1/2020 | N/A | N/A |  | 9/8/2023 |  | 9/6/2024 |  |  | N | No
AG1-471 - moved to TC1 | Up Church-Wayne County 69 kV |  | KY | Wayne | Active | EKPC | 54 | 54 | 32.4 |  | Capacity | Generation Interconnection | Solar |  |  | N/A | https://www.pjm.com/pjmfiles/pub/planning/project-queues/feas_docs/ag1471_fea.pdf | Document Posted | https://www.pjm.com/pjmfiles/pub/planning/project-queues/impact_studies/ag1471_imp.pdf | Document Posted |  | In Progress | N/A |  | N/A |  |  | N/A | N/A |  | 9/30/2020 | N/A | N/A |  |  |  | 10/2/2023 |  |  | N | No
AG1-472 | Seymour-Cave City 69 kV |  | KY | Hart | Withdrawn | EKPC | 80 | 80 | 48 |  | Capacity | Generation Interconnection | Solar |  |  | N/A | https://www.pjm.com/pjmfiles/pub/planning/project-queues/feas_docs/ag1472_fea.pdf | Document Posted |  | Withdrawn |  |  | N/A |  | N/A |  |  | N/A | N/A |  | 9/30/2020 | N/A | N/A |  | 9/13/2023 |  | 10/9/2023 |  |  | N | No
AG1-473 - moved to TC1 | Shingletown-Lewistown 230 kV |  | PA | Huntingdon | Withdrawn | PENELEC | 53.9 | 53.9 | 32.34 |  | Capacity | Generation Interconnection | Solar; Storage |  |  | N/A | https://www.pjm.com/pjmfiles/pub/planning/project-queues/feas_docs/ag1473_fea.pdf | Document Posted |  | Withdrawn |  |  | N/A |  | N/A |  |  | N/A | N/A |  | 9/30/2020 | N/A | N/A |  | 1/22/2025 |  | 6/1/2024 |  |  | N | No
AG1-474 |  |  | PA | Centre | Withdrawn | APS | 70 | 70 | 49 |  | Capacity | Generation Interconnection | Solar; Storage |  |  | N/A |  | Withdrawn |  |  |  |  | N/A |  | N/A |  |  | N/A | N/A |  | 9/30/2020 | N/A | N/A |  | 10/28/2020 |  | 6/1/2024 |  |  | N | No
AG1-475 | Mickelton 230 kV |  | NJ | Gloucester | Withdrawn | AEC | 15 | 15 | 9 |  | Capacity | Generation Interconnection | Solar |  |  | N/A | https://www.pjm.com/pjmfiles/pub/planning/project-queues/feas_docs/ag1475_fea.pdf | Document Posted |  |  |  |  | N/A |  | N/A |  |  | N/A | N/A |  | 9/30/2020 | N/A | N/A |  | 4/26/2021 |  | 6/1/2023 |  |  | N | No
AG1-476 | Mickelton 230 kV II |  | NJ | Gloucester | Withdrawn | AEC | 869 | 0 | 33.1 |  | Capacity | Generation Interconnection | Natural Gas; Other |  |  | N/A | https://www.pjm.com/pjmfiles/pub/planning/project-queues/feas_docs/ag1476_fea.pdf | Document Posted | https://www.pjm.com/pjmfiles/pub/planning/project-queues/impact_studies/ag1476_imp.pdf | Document Posted |  | Withdrawn | N/A |  | N/A |  |  | N/A | N/A |  | 9/30/2020 | N/A | N/A |  | 8/21/2023 |  | 6/1/2023 |  |  | N | No
AG1-477 | Grundy County 34.5 kV |  | IL | Grundy | Withdrawn | ComEd | 18 | 18 | 14.8 |  | Capacity | Generation Interconnection | Solar; Storage |  |  | N/A | https://www.pjm.com/pjmfiles/pub/planning/project-queues/feas_docs/ag1477_fea.pdf | Document Posted |  | Withdrawn |  |  | N/A |  | N/A |  |  | N/A | N/A |  | 9/30/2020 | N/A | N/A |  | 9/11/2023 |  | 12/29/2023 |  |  | N | No
AG1-478 | Wilmington 34.5 kV | Wilmington Solar Energy Project | IL | Will | Engineering and Procurement | ComEd | 19.9 | 19.9 | 15.9 |  | Capacity | Generation Interconnection | Solar; Storage |  |  | N/A | https://www.pjm.com/pjmfiles/pub/planning/project-queues/feas_docs/ag1478_fea.pdf | Document Posted | https://www.pjm.com/pjmfiles/pub/planning/project-queues/impact_studies/ag1478_imp.htm | Document Posted |  | Not Required | N/A | Wholesale Market Participation Agreement | https://www.pjm.com/pjmfiles/pub/planning/project-queues/wmpa/ag1478_wmpa.pdf | https://www.pjm.com/pjmfiles/pub/planning/project-queues/csa/ag1478_wmpa.pdf | Not Required | N/A | N/A |  | 9/30/2020 | N/A | N/A | 9/30/2027 |  |  | 12/31/2027 | 12/31/2027 |  | N | No
AG1-479 | Grundy County 34.5 kV II |  | IL | Grundy | Withdrawn | ComEd | 19.9 | 19.9 | 15.9 |  | Capacity | Generation Interconnection | Solar; Storage |  |  | N/A |  | Withdrawn |  |  |  |  | N/A |  | N/A |  |  | N/A | N/A |  | 9/30/2020 | N/A | N/A |  | 12/3/2020 |  | 12/29/2023 |  |  | N | No
AG1-480 | Shawnee 34.5 kV | Shawnee Solar and BESS | PA | Monroe | Engineering and Procurement | ME | 18.2 | 18.2 | 18.2 |  | Capacity | Generation Interconnection | Solar; Storage |  |  | N/A | https://www.pjm.com/pjmfiles/pub/planning/project-queues/feas_docs/ag1480_fea.pdf | Document Posted | https://www.pjm.com/pjmfiles/pub/planning/project-queues/impact_studies/ag1480_imp.htm | Document Posted |  |  | N/A | Wholesale Market Participation Agreement | https://www.pjm.com/pjmfiles/pub/planning/project-queues/wmpa/ag1480_wmpa.pdf | https://www.pjm.com/pjmfiles/pub/planning/project-queues/csa/ag1480_wmpa.pdf | Not Required | N/A | N/A |  | 9/30/2020 | N/A | N/A | 10/31/2027 |  |  | 12/31/2027 | 12/31/2027 |  | N | No
AG1-481 | Warren 34.5 kV |  | PA | Warren | Withdrawn | PENELEC | 15.53 | 15.53 | 15.53 |  | Capacity | Generation Interconnection | Solar; Storage |  |  | N/A | https://www.pjm.com/pjmfiles/pub/planning/project-queues/feas_docs/ag1481_fea.pdf | Document Posted | https://www.pjm.com/pjmfiles/pub/planning/project-queues/impact_studies/ag1481_imp.pdf | Document Posted |  |  | N/A |  | N/A |  |  | N/A | N/A |  | 9/30/2020 | N/A | N/A |  | 11/1/2021 |  | 6/1/2024 |  |  | N | No
AG1-482 | Hamilton 115 kV | Hamilton Solar and BESS | PA | Adams | Engineering and Procurement | ME | 20 | 20 | 20 |  | Capacity | Generation Interconnection | Solar; Storage |  |  | N/A | https://www.pjm.com/pjmfiles/pub/planning/project-queues/feas_docs/ag1482_fea.pdf | Document Posted | https://www.pjm.com/pjmfiles/pub/planning/project-queues/impact_studies/ag1482_imp.htm | Document Posted | https://www.pjm.com/pjmfiles/pub/planning/project-queues/facilities/ag1482_fac.pdf | Document Posted | https://www.pjm.com/pjmfiles/pub/planning/project-queues/gia/ag1_482_gia.pdf | Document Posted | N/A |  |  | N/A | N/A | 12/1/2027 | 9/30/2020 | N/A | N/A | 1/7/2028 |  |  | 2/1/2028 | 2/1/2028 |  | N | No
AG1-483 - moved to TC1 | Dickerson 230 kV | Fourth Quarter | MD | Montgomery | Engineering and Procurement | PEPCO | 500 | 500 | 500 |  | Capacity | Generation Interconnection | Storage |  |  | N/A | https://www.pjm.com/pjmfiles/pub/planning/project-queues/feas_docs/ag1483_fea.pdf | Document Posted | https://www.pjm.com/pjmfiles/pub/planning/project-queues/impact_studies/ag1483_imp.pdf | Document Posted |  | Not Required | https://www.pjm.com/pjmfiles/pub/planning/project-queues/gia/ag1_483_gia.pdf | Document Posted | N/A |  |  | N/A | N/A | 12/15/2029 | 10/1/2020 | N/A | N/A | 11/1/2029 |  |  | 2/1/2030 | 2/1/2030 |  | N | No
AG1-484 | Mountain 115 kV |  | PA | Cumberland | Withdrawn | ME | 20 | 20 | 20 |  | Capacity | Generation Interconnection | Solar; Storage |  |  | N/A | https://www.pjm.com/pjmfiles/pub/planning/project-queues/feas_docs/ag1484_fea.pdf | Document Posted | https://www.pjm.com/pjmfiles/pub/planning/project-queues/impact_studies/ag1484_imp.pdf | Document Posted |  |  | N/A |  | N/A |  |  | N/A | N/A |  | 9/30/2020 | N/A | N/A |  | 11/1/2021 |  | 6/1/2024 |  |  | N | No
AG1-485 | Brunot Island 138 kV |  | PA | Allegheny | Withdrawn | DL | 55 | 55 | 55 |  | Capacity | Generation Interconnection | Storage |  |  | N/A | https://www.pjm.com/pjmfiles/pub/planning/project-queues/feas_docs/ag1485_fea.pdf | Document Posted | https://www.pjm.com/pjmfiles/pub/planning/project-queues/impact_studies/ag1485_imp.htm | Document Posted | https://www.pjm.com/pjmfiles/pub/planning/project-queues/facilities/ag1485_fac.pdf | Document Posted |  | Withdrawn | N/A |  |  | N/A | N/A |  | 9/30/2020 | N/A | N/A |  | 3/25/2025 |  | 6/1/2024 |  |  | N | No
AG1-486 | Orrtanna 115 kV | Orrtanna | PA | Adams | Engineering and Procurement | ME | 42 | 15 | 15 |  | Capacity | Generation Interconnection | Storage |  |  | N/A | https://www.pjm.com/pjmfiles/pub/planning/project-queues/feas_docs/ag1486_fea.pdf | Document Posted | https://www.pjm.com/pjmfiles/pub/planning/project-queues/impact_studies/ag1486_imp.htm | Document Posted | https://www.pjm.com/pjmfiles/pub/planning/project-queues/facilities/ag1486_fac.pdf | Document Posted | https://www.pjm.com/pjmfiles/pub/planning/project-queues/gia/ag1_486_gia.pdf | Document Posted | N/A |  |  | N/A | N/A | 10/31/2027 | 9/30/2020 | N/A | N/A | 11/30/2027 |  |  | 12/31/2027 | 12/31/2027 |  | N | No
AG1-487 | Gilbert 230 kV | Gilbert Solar and BESS | NJ | Hunterdon | Engineering and Procurement | JCPL | 20 | 20 | 20 |  | Capacity | Generation Interconnection | Solar; Storage |  |  | N/A | https://www.pjm.com/pjmfiles/pub/planning/project-queues/feas_docs/ag1487_fea.pdf | Document Posted | https://www.pjm.com/pjmfiles/pub/planning/project-queues/impact_studies/ag1487_imp.htm | Document Posted | https://www.pjm.com/pjmfiles/pub/planning/project-queues/facilities/ag1487_fac.pdf | Document Posted | https://www.pjm.com/pjmfiles/pub/planning/project-queues/gia/ag1_487_gia.pdf | Document Posted | N/A |  |  | N/A | N/A | 2/28/2027 | 9/30/2020 | N/A | N/A | 4/1/2027 |  |  | 6/1/2027 | 6/1/2027 |  | N | No
AG1-488 - moved to TC1 | Marion Co 161 kV |  | KY | Marion | Withdrawn | EKPC | 70 | 70 | 42 |  | Capacity | Generation Interconnection | Solar |  |  | N/A | https://www.pjm.com/pjmfiles/pub/planning/project-queues/feas_docs/ag1488_fea.pdf | Document Posted |  | Withdrawn |  |  | N/A |  | N/A |  |  | N/A | N/A |  | 9/30/2020 | N/A | N/A |  | 6/21/2024 |  | 9/30/2022 |  |  | N | No
AG1-489 | McClelland-Hoytdale 345 kV |  | PA | Lawrence | Withdrawn | ATSI | 175 | 175 | 145 |  | Capacity | Generation Interconnection | Solar; Storage |  |  | N/A | https://www.pjm.com/pjmfiles/pub/planning/project-queues/feas_docs/ag1489_fea.pdf | Document Posted | https://www.pjm.com/pjmfiles/pub/planning/project-queues/impact_studies/ag1489_imp.htm | Document Posted | https://www.pjm.com/pjmfiles/pub/planning/project-queues/facilities/ag1489_fac.pdf | Document Posted | N/A |  | N/A |  |  | N/A | N/A |  | 9/30/2020 | N/A | N/A |  | 9/27/2024 |  | 6/1/2023 |  |  | N | No
AG1-490 | Shenango-McDowell 138 kV |  | PA | Mercer | Withdrawn | ATSI | 125 | 125 | 105 |  | Capacity | Generation Interconnection | Solar; Storage |  |  | N/A | https://www.pjm.com/pjmfiles/pub/planning/project-queues/feas_docs/ag1490_fea.pdf | Document Posted | https://www.pjm.com/pjmfiles/pub/planning/project-queues/impact_studies/ag1490_imp.pdf | Document Posted |  |  | N/A |  | N/A |  |  | N/A | N/A |  | 9/30/2020 | N/A | N/A |  | 9/16/2021 |  | 6/1/2023 |  |  | N | No
AG1-491 | Central Hardin 69 kV |  | KY | Hardin | Withdrawn | EKPC | 70 | 70 | 42 |  | Capacity | Generation Interconnection | Solar; Storage |  |  | N/A | https://www.pjm.com/pjmfiles/pub/planning/project-queues/feas_docs/ag1491_fea.pdf | Document Posted |  | Withdrawn |  |  | N/A |  | N/A |  |  | N/A | N/A |  | 9/30/2020 | N/A | N/A |  | 9/13/2023 |  | 6/30/2023 |  |  | N | No
AG1-494 - moved to TC1 | Boxwood-Riverville 138 kV |  | VA | Amherst | Active | AEP | 50 | 50 | 20 |  | Capacity | Generation Interconnection | Storage |  |  | N/A | https://www.pjm.com/pjmfiles/pub/planning/project-queues/feas_docs/ag1494_fea.pdf | Document Posted |  | In Progress |  |  | N/A |  | N/A |  |  | N/A | N/A |  | 9/30/2020 | N/A | N/A |  |  |  | 12/1/2023 |  |  | N | No
AG1-495 | Gilbert-Rocktown 34.5 kV | Ridge Road Solar Farm | NJ | Hunterdon | Engineering and Procurement | JCPL | 19.8 | 19.8 | 8.316 |  | Capacity | Generation Interconnection | Solar |  |  | N/A | https://www.pjm.com/pjmfiles/pub/planning/project-queues/feas_docs/ag1495_fea.pdf | Document Posted | https://www.pjm.com/pjmfiles/pub/planning/project-queues/impact_studies/ag1495_imp.htm | Document Posted | https://www.pjm.com/pjmfiles/pub/planning/project-queues/facilities/ag1495_fac.pdf | Document Posted | https://www.pjm.com/pjmfiles/pub/planning/project-queues/gia/ag1_495_gia.pdf | Document Posted | N/A |  |  | N/A | N/A | 7/1/2027 | 9/30/2020 | N/A | N/A | 9/2/2027 |  |  | 10/1/2027 | 10/1/2027 |  | N | No
AG1-496 | East Flemington 34.5 kV |  | NJ | Hunterdon | Withdrawn | JCPL | 6.6 | 6.6 | 2.772 |  | Capacity | Generation Interconnection | Solar |  |  | N/A | https://www.pjm.com/pjmfiles/pub/planning/project-queues/feas_docs/ag1496_fea.pdf | Document Posted |  |  |  |  | N/A |  | N/A |  |  | N/A | N/A |  | 9/30/2020 | N/A | N/A |  | 3/24/2021 |  | 12/17/2021 |  |  | N | No
AG1-497 - moved to TC1 | Cartanza 230 kV |  | DE | Kent | Withdrawn | DPL | 120 | 120 | 84 |  | Capacity | Generation Interconnection | Solar; Storage |  |  | N/A | https://www.pjm.com/pjmfiles/pub/planning/project-queues/feas_docs/ag1497_fea.pdf | Document Posted | https://www.pjm.com/pjmfiles/pub/planning/project-queues/impact_studies/ag1497_imp.pdf | Document Posted |  | Withdrawn | N/A |  | N/A |  |  | N/A | N/A |  | 9/30/2020 | N/A | N/A |  | 1/22/2025 |  | 6/30/2023 |  |  | N | No
AG1-498 | Mount Bethel 12.47 kV | Martins Creek Solar | PA | Northampton | Withdrawn | PPL | 8.8 | 8.8 | 3.7 |  | Capacity | Generation Interconnection | Solar |  |  | N/A | https://www.pjm.com/pjmfiles/pub/planning/project-queues/feas_docs/ag1498_fea.pdf | Document Posted | https://www.pjm.com/pjmfiles/pub/planning/project-queues/impact_studies/ag1498_imp.pdf | Document Posted |  | Not Required | N/A | Wholesale Market Participation Agreement | https://www.pjm.com/pjmfiles/pub/planning/project-queues/wmpa/ag1498_wmpa.pdf | https://www.pjm.com/pjmfiles/pub/planning/project-queues/csa/ag1498_wmpa.pdf | Not Required | N/A | N/A |  | 9/30/2020 | N/A | N/A |  | 5/30/2024 |  | 4/1/2025 | 4/1/2025 |  | N | No
AG1-499 | Lambs 12.47 kV | Esky Solar Project | NJ | Gloucester | Under Construction | AEC | 10 | 10 | 6 |  | Capacity | Generation Interconnection | Solar |  |  | N/A | https://www.pjm.com/pjmfiles/pub/planning/project-queues/feas_docs/ag1499_fea.pdf | Document Posted | https://www.pjm.com/pjmfiles/pub/planning/project-queues/impact_studies/ag1499_imp.pdf | Document Posted |  | Not Required | N/A | Wholesale Market Participation Agreement | https://www.pjm.com/pjmfiles/pub/planning/project-queues/wmpa/ag1499_wmpa.pdf | https://www.pjm.com/pjmfiles/pub/planning/project-queues/csa/ag1499_wmpa.pdf | Not Required | N/A | N/A |  | 9/30/2020 | N/A | N/A | 7/25/2025 |  |  | 9/30/2025 | 9/30/2025 |  | N | No
AG1-500 | Beaver 345 kV | West Lorain Power Plant 345 kV | OH | Lorain | Engineering and Procurement | ATSI | 784.6 | 406.4 | 385.5 |  | Capacity | Generation Interconnection | Natural Gas |  |  | N/A | https://www.pjm.com/pjmfiles/pub/planning/project-queues/feas_docs/ag1500_fea.pdf | Document Posted | https://www.pjm.com/pjmfiles/pub/planning/project-queues/impact_studies/ag1500_imp.htm | Document Posted | https://www.pjm.com/pjmfiles/pub/planning/project-queues/facilities/ag1500_fac.pdf | Document Posted | https://www.pjm.com/pjmfiles/pub/planning/project-queues/gia/ag1_500_gia.pdf | Document Posted | N/A |  |  | N/A | N/A | 5/31/2027 | 9/30/2020 | N/A | N/A | 1/14/2028 |  |  | 6/1/2031 | 6/1/2031 |  | N | No
AG1-501 | Beaver 138 kV | West Lorain 138 kV Power Plant | OH | Lorain | Engineering and Procurement | ATSI | 106.5 | 11.3 | 10 |  | Capacity | Generation Interconnection | Natural Gas |  |  | N/A | https://www.pjm.com/pjmfiles/pub/planning/project-queues/feas_docs/ag1501_fea.pdf | Document Posted | https://www.pjm.com/pjmfiles/pub/planning/project-queues/impact_studies/ag1501_imp.htm | Document Posted | https://www.pjm.com/pjmfiles/pub/planning/project-queues/facilities/ag1501_fac.pdf | Document Posted | https://www.pjm.com/pjmfiles/pub/planning/project-queues/gia/ag1_501_gia.pdf | Document Posted | N/A | https://www.pjm.com/pjmfiles/pub/planning/project-queues/csa/ag1_501_csa.pdf | Document Posted | N/A | N/A |  | 9/30/2020 | N/A | N/A | 11/1/2028 |  |  | 12/31/2028 | 12/31/2028 |  | N | No
AG1-502 - moved to TC1 | Oak Green 115 kV |  | VA | Orange | Withdrawn | Dominion | 80 | 80 | 64 |  | Capacity | Generation Interconnection | Solar; Storage |  |  | N/A | https://www.pjm.com/pjmfiles/pub/planning/project-queues/feas_docs/ag1502_fea.pdf | Document Posted | https://www.pjm.com/pjmfiles/pub/planning/project-queues/impact_studies/ag1502_imp.htm | Document Posted |  |  | N/A |  | N/A |  |  | N/A | N/A |  | 9/30/2020 | N/A | N/A |  | 1/22/2025 |  | 6/30/2023 |  |  | N | No
AG1-503 - moved to TC1 | Oak Green 115 kV |  | VA | Orange | Withdrawn | Dominion | 20 | 20 | 16 |  | Capacity | Generation Interconnection | Solar; Storage |  |  | N/A | https://www.pjm.com/pjmfiles/pub/planning/project-queues/feas_docs/ag1503_fea.pdf | Document Posted | https://www.pjm.com/pjmfiles/pub/planning/project-queues/impact_studies/ag1503_imp.htm | Document Posted |  |  | N/A |  | N/A |  |  | N/A | N/A |  | 9/30/2020 | N/A | N/A |  | 1/22/2025 |  | 6/30/2023 |  |  | N | No
AG1-504 | Glenbrook-Salem 69 kV |  | PA | Luzerne | Withdrawn | PPL | 68 | 68 | 41.1 |  | Capacity | Generation Interconnection | Solar |  |  | N/A | https://www.pjm.com/pjmfiles/pub/planning/project-queues/feas_docs/ag1504_fea.pdf | Document Posted | https://www.pjm.com/pjmfiles/pub/planning/project-queues/impact_studies/ag1504_imp.pdf | Document Posted |  |  | N/A |  | N/A |  |  | N/A | N/A |  | 9/30/2020 | N/A | N/A |  | 10/5/2021 |  | 12/31/2023 |  |  | N | No
AG1-505 - moved to TC1 | Rawlings-Clover 500 kV |  | VA | Brunswick | Withdrawn | Dominion | 150 | 150 | 90 |  | Capacity | Generation Interconnection | Solar |  |  | N/A | https://www.pjm.com/pjmfiles/pub/planning/project-queues/feas_docs/ag1505_fea.pdf | Document Posted |  | Withdrawn |  |  | N/A |  | N/A |  |  | N/A | N/A |  | 9/30/2020 | N/A | N/A |  | 6/24/2024 |  | 7/1/2024 |  |  | N | No
AG1-506 - moved to TC1 | Rawlings-Clover 500 kV |  | VA | Brunswick | Withdrawn | Dominion | 150 | 150 | 90 |  | Capacity | Generation Interconnection | Solar |  |  | N/A | https://www.pjm.com/pjmfiles/pub/planning/project-queues/feas_docs/ag1506_fea.pdf | Document Posted |  | Withdrawn |  |  | N/A |  | N/A |  |  | N/A | N/A |  | 9/30/2020 | N/A | N/A |  | 6/24/2024 |  | 7/1/2024 |  |  | N | No
AG1-507 | Calumet 138 kV | Southeast Chicago Energy Project (aka SCEP) | IL | Cook | Withdrawn | ComEd | 296 | 296 | 296 |  | Capacity | Generation Interconnection | Natural Gas |  |  | N/A | https://www.pjm.com/pjmfiles/pub/planning/project-queues/feas_docs/ag1507_fea.pdf | Document Posted | https://www.pjm.com/pjmfiles/pub/planning/project-queues/impact_studies/ag1507_imp.pdf | Document Posted |  | Not Required | https://www.pjm.com/pjmfiles/pub/planning/project-queues/isa/ag1_507_isa.pdf | Document Posted | N/A |  | Not Required | N/A | N/A |  | 9/30/2020 | N/A | N/A |  | 1/29/2024 |  | 6/1/2024 | 6/1/2024 |  | N | No
AG1-508 | Point Lookout 69 kV | Fiddlers Ridge Wind Facility | VA | Grayson | Engineering and Procurement | AEP | 63.3 | 63.3 | 9.3 |  | Capacity | Generation Interconnection | Wind |  |  | N/A | https://www.pjm.com/pjmfiles/pub/planning/project-queues/feas_docs/ag1508_fea.pdf | Document Posted | https://www.pjm.com/pjmfiles/pub/planning/project-queues/impact_studies/ag1508_imp.htm | Document Posted | https://www.pjm.com/pjmfiles/pub/planning/project-queues/facilities/ag1508_fac.pdf | Document Posted | https://www.pjm.com/pjmfiles/pub/planning/project-queues/gia/ag1_508_gia.pdf | Document Posted | N/A |  |  | N/A | N/A | 3/15/2028 | 9/30/2020 | N/A | N/A | 4/1/2028 |  |  | 6/15/2028 | 6/15/2028 |  | N | No
AG1-509 | Point Lookout 69 kV |  | VA | Grayson | Withdrawn | AEP | 105.4 | 105.4 | 15.5 |  | Capacity | Generation Interconnection | Wind |  |  | N/A | https://www.pjm.com/pjmfiles/pub/planning/project-queues/feas_docs/ag1509_fea.pdf | Document Posted | https://www.pjm.com/pjmfiles/pub/planning/project-queues/impact_studies/ag1509_imp.pdf | Document Posted |  | Withdrawn | N/A |  | N/A |  |  | N/A | N/A |  | 9/30/2020 | N/A | N/A |  | 3/29/2022 |  | 3/1/2025 |  |  | N | No
AG1-510 | Kittatinny-Blairstown 34.5 kV |  | NJ | Warren | Withdrawn | JCPL | 20 | 20 | 12 |  | Capacity | Generation Interconnection | Solar; Storage |  |  | N/A | https://www.pjm.com/pjmfiles/pub/planning/project-queues/feas_docs/ag1510_fea.pdf | Document Posted | https://www.pjm.com/pjmfiles/pub/planning/project-queues/impact_studies/ag1510_imp.htm | Document Posted | https://www.pjm.com/pjmfiles/pub/planning/project-queues/facilities/ag1510_fac.pdf | Document Posted |  | Withdrawn | N/A |  |  | N/A | N/A |  | 9/30/2020 | N/A | N/A |  | 7/15/2024 |  | 6/1/2024 |  |  | N | No
AG1-511 | Kittatinny 230 kV | Mt Vernon Solar | NJ | Warren | Engineering and Procurement | JCPL | 50 | 50 | 30 |  | Capacity | Generation Interconnection | Solar; Storage |  |  | N/A | https://www.pjm.com/pjmfiles/pub/planning/project-queues/feas_docs/ag1511_fea.pdf | Document Posted | https://www.pjm.com/pjmfiles/pub/planning/project-queues/impact_studies/ag1511_imp.htm | Document Posted | https://www.pjm.com/pjmfiles/pub/planning/project-queues/facilities/ag1511_fac.pdf | Document Posted | https://www.pjm.com/pjmfiles/pub/planning/project-queues/gia/ag1_511_gia.pdf | Document Posted | N/A | https://www.pjm.com/pjmfiles/pub/planning/project-queues/csa/ag1_511_csa.pdf | Document Posted | N/A | N/A | 5/31/2028 | 9/30/2020 | N/A | N/A | 7/10/2028 |  |  | 7/31/2028 | 7/31/2028 |  | N | No
AG1-512 | University Park North 345 kV | University Park North Energy Center | IL | Will | Engineering and Procurement | ComEd | 646 | 40 | 16 |  | Capacity | Generation Interconnection | Storage |  |  | N/A | https://www.pjm.com/pjmfiles/pub/planning/project-queues/feas_docs/ag1512_fea.pdf | Document Posted | https://www.pjm.com/pjmfiles/pub/planning/project-queues/impact_studies/ag1512_imp.htm | Document Posted | https://www.pjm.com/pjmfiles/pub/planning/project-queues/facilities/ag1512_fac.pdf | Document Posted | https://www.pjm.com/pjmfiles/pub/planning/project-queues/gia/ag1_512_gia.pdf | Document Posted | N/A | https://www.pjm.com/pjmfiles/pub/planning/project-queues/csa/ag1_512_csa.pdf | Document Posted | N/A | N/A | 9/30/2026 | 9/30/2020 | N/A | N/A | 10/14/2026 |  |  | 1/11/2027 | 1/11/2027 |  | N | No
AG1-513 | Aurora 138 kV | Aurora Battery Storage | IL | Will | Suspended | ComEd | 1056 | 10 | 4 |  | Capacity | Generation Interconnection | Storage |  |  | N/A | https://www.pjm.com/pjmfiles/pub/planning/project-queues/feas_docs/ag1513_fea.pdf | Document Posted | https://www.pjm.com/pjmfiles/pub/planning/project-queues/impact_studies/ag1513_imp.pdf | Document Posted | https://www.pjm.com/pjmfiles/pub/planning/project-queues/facilities/ag1513_fac.pdf | Document Posted | https://www.pjm.com/pjmfiles/pub/planning/project-queues/isa/ag1_513_isa.pdf | Document Posted | N/A | https://www.pjm.com/pjmfiles/pub/planning/project-queues/csa/ag1_513_csa.pdf | Document Posted | N/A | N/A | 4/1/2028 | 10/1/2020 | N/A | N/A | 5/1/2028 |  |  | 6/1/2028 | 6/1/2028 |  | N | No
AG1-514 | Springdale CT III 138 kV | Springdale | PA | Allegheny | Engineering and Procurement | APS | 106 | 10 | 4 |  | Capacity | Generation Interconnection | Storage |  |  | N/A | https://www.pjm.com/pjmfiles/pub/planning/project-queues/feas_docs/ag1514_fea.pdf | Document Posted | https://www.pjm.com/pjmfiles/pub/planning/project-queues/impact_studies/ag1514_imp.htm | Document Posted | https://www.pjm.com/pjmfiles/pub/planning/project-queues/facilities/ag1514_fac.pdf | Document Posted | https://www.pjm.com/pjmfiles/pub/planning/project-queues/gia/ag1_514_gia.pdf | Document Posted | N/A | https://www.pjm.com/pjmfiles/pub/planning/project-queues/csa/ag1_514_csa.pdf | Document Posted | N/A | N/A | 4/1/2027 | 9/30/2020 | N/A | N/A | 5/1/2027 |  |  | 6/1/2027 | 6/1/2027 |  | N | No
AG1-515 | Guilford 138 kV | Chambersburg Energy | PA | Franklin | Engineering and Procurement | APS | 110 | 10 | 4 |  | Capacity | Generation Interconnection | Storage |  |  | N/A | https://www.pjm.com/pjmfiles/pub/planning/project-queues/feas_docs/ag1515_fea.pdf | Document Posted | https://www.pjm.com/pjmfiles/pub/planning/project-queues/impact_studies/ag1515_imp.htm | Document Posted | https://www.pjm.com/pjmfiles/pub/planning/project-queues/facilities/ag1515_fac.pdf | Document Posted | https://www.pjm.com/pjmfiles/pub/planning/project-queues/gia/ag1_515_gia.pdf | Document Posted | N/A |  |  | N/A | N/A | 3/31/2027 | 9/30/2020 | N/A | N/A | 4/30/2027 |  |  | 5/31/2027 | 5/31/2027 |  | N | No
AG1-516 | Gans 138 kV | Gans Energy CT and BESS | PA | Fayette | Withdrawn | APS | 106 | 10 | 4 |  | Capacity | Generation Interconnection | Storage |  |  | N/A | https://www.pjm.com/pjmfiles/pub/planning/project-queues/feas_docs/ag1516_fea.pdf | Document Posted | https://www.pjm.com/pjmfiles/pub/planning/project-queues/impact_studies/ag1516_imp.htm | Document Posted | https://www.pjm.com/pjmfiles/pub/planning/project-queues/facilities/ag1516_fac.pdf | Document Posted |  | Withdrawn | N/A |  |  | N/A | N/A |  | 9/30/2020 | N/A | N/A |  | 11/11/2024 |  | 5/21/2027 | 5/21/2027 |  | N | No
AG1-517 | Osage 138 kV | Beechurt Natural Gas | WV | Monongalia | Engineering and Procurement | APS | 50 | 50 | 50 |  | Capacity | Generation Interconnection | Natural Gas |  |  | N/A | https://www.pjm.com/pjmfiles/pub/planning/project-queues/feas_docs/ag1517_fea.pdf | Document Posted | https://www.pjm.com/pjmfiles/pub/planning/project-queues/impact_studies/ag1517_imp.htm | Document Posted | https://www.pjm.com/pjmfiles/pub/planning/project-queues/facilities/ag1517_fac.pdf | Document Posted | https://www.pjm.com/pjmfiles/pub/planning/project-queues/gia/ag1_517_gia.pdf | Document Posted | N/A |  |  | N/A | N/A | 11/30/2027 | 9/30/2020 | N/A | N/A | 1/14/2028 |  |  | 1/31/2028 | 1/31/2028 |  | N | No
AG1-518 | Suffolk 230 kV |  | VA | City of Suffolk | Withdrawn | Dominion | 50 | 50 | 50 |  | Capacity | Generation Interconnection | Solar; Storage |  |  | N/A | https://www.pjm.com/pjmfiles/pub/planning/project-queues/feas_docs/ag1518_fea.pdf | Document Posted | https://www.pjm.com/pjmfiles/pub/planning/project-queues/impact_studies/ag1518_imp.pdf | Document Posted |  | Withdrawn | N/A |  | N/A |  |  | N/A | N/A |  | 9/30/2020 | N/A | N/A |  | 9/12/2023 |  | 9/1/2023 |  |  | N | No
AG1-519 | Cash's Corner 230 kV |  | VA | Louisa | Withdrawn | Dominion | 20 | 20 | 12 |  | Capacity | Generation Interconnection | Solar |  |  | N/A | https://www.pjm.com/pjmfiles/pub/planning/project-queues/feas_docs/ag1519_fea.pdf | Document Posted | https://www.pjm.com/pjmfiles/pub/planning/project-queues/impact_studies/ag1519_imp.pdf | Document Posted |  |  | N/A |  | N/A |  |  | N/A | N/A |  | 9/30/2020 | N/A | N/A |  | 9/16/2021 |  | 10/28/2022 |  |  | N | No
AG1-520 | Hooversville-Rockingham 23 kV |  | PA | Somerset | Withdrawn | PENELEC | 4 | 4 | 0 |  | Energy | Generation Interconnection | Solar; Storage |  |  | N/A | https://www.pjm.com/pjmfiles/pub/planning/project-queues/feas_docs/ag1520_fea.pdf | Document Posted | https://www.pjm.com/pjmfiles/pub/planning/project-queues/impact_studies/ag1520_imp.pdf | Document Posted |  | Withdrawn | N/A |  | N/A |  |  | N/A | N/A |  | 9/30/2020 | N/A | N/A |  | 9/12/2023 |  | 1/1/2022 |  |  | Y | No
AG1-521 | Dixon-McGirr Road 138 kV |  | IL | Lee | Withdrawn | ComEd | 100 | 100 | 80 |  | Capacity | Generation Interconnection | Solar |  |  | N/A | https://www.pjm.com/pjmfiles/pub/planning/project-queues/feas_docs/ag1521_fea.pdf | Document Posted |  |  |  |  | N/A |  | N/A |  |  | N/A | N/A |  | 9/30/2020 | N/A | N/A |  | 3/16/2021 |  | 10/30/2023 |  |  | N | No
AG1-522 - moved to TC1 | Sullivan-Rockport 765 kV |  | IN | Sullivan | Withdrawn | AEP | 300 | 300 | 180 |  | Capacity | Generation Interconnection | Solar |  |  | N/A | https://www.pjm.com/pjmfiles/pub/planning/project-queues/feas_docs/ag1522_fea.pdf | Document Posted |  |  |  |  | N/A |  | N/A |  |  | N/A | N/A |  | 9/30/2020 | N/A | N/A |  | 1/22/2025 |  | 6/1/2023 |  |  | N | No
AG1-523 - moved to TC1 | Sullivan-Rockport 765 kV |  | IN | Sullivan | Withdrawn | AEP | 600 | 300 | 180 |  | Capacity | Generation Interconnection | Solar |  |  | N/A | https://www.pjm.com/pjmfiles/pub/planning/project-queues/feas_docs/ag1523_fea.pdf | Document Posted |  |  |  |  | N/A |  | N/A |  |  | N/A | N/A |  | 9/30/2020 | N/A | N/A |  | 1/22/2025 |  | 6/1/2023 |  |  | N | No
AG1-524 - moved to TC1 | Sullivan-Rockport 765 kV |  | IN | Sullivan | Withdrawn | AEP | 900 | 300 | 180 |  | Capacity | Generation Interconnection | Solar |  |  | N/A | https://www.pjm.com/pjmfiles/pub/planning/project-queues/feas_docs/ag1524_fea.pdf | Document Posted |  |  |  |  | N/A |  | N/A |  |  | N/A | N/A |  | 9/30/2020 | N/A | N/A |  | 1/22/2025 |  | 6/1/2023 |  |  | N | No
AG1-525 - moved to TC1 | Sullivan-Rockport 765 kV |  | IN | Sullivan | Withdrawn | AEP | 1200 | 300 | 180 |  | Capacity | Generation Interconnection | Solar |  |  | N/A | https://www.pjm.com/pjmfiles/pub/planning/project-queues/feas_docs/ag1525_fea.pdf | Document Posted |  |  |  |  | N/A |  | N/A |  |  | N/A | N/A |  | 9/30/2020 | N/A | N/A |  | 1/22/2025 |  | 6/1/2023 |  |  | N | No
AG1-526 - moved to TC1 | West Garrard 345 kV |  | KY | Garrard | Active | EKPC | 222 | 222 | 133.2 |  | Capacity | Generation Interconnection | Solar |  |  | N/A | https://www.pjm.com/pjmfiles/pub/planning/project-queues/feas_docs/ag1526_fea.pdf | Document Posted |  | In Progress |  |  | N/A |  | N/A |  |  | N/A | N/A |  | 9/30/2020 | N/A | N/A |  |  |  | 6/1/2023 |  |  | N | No
AG1-527 | Imperial-Joffre 138 kV | Beech Hollow Solar | PA | Allegheny | Withdrawn | APS | 215 | 215 | 129 |  | Capacity | Generation Interconnection | Solar |  |  | N/A | https://www.pjm.com/pjmfiles/pub/planning/project-queues/feas_docs/ag1527_fea.pdf | Document Posted | https://www.pjm.com/pjmfiles/pub/planning/project-queues/impact_studies/ag1527_imp.htm | Document Posted | https://www.pjm.com/pjmfiles/pub/planning/project-queues/facilities/ag1527_fac.pdf | Document Posted |  | Withdrawn | N/A |  |  | N/A | N/A |  | 9/30/2020 | N/A | N/A |  | 1/6/2025 |  | 7/31/2028 | 7/31/2028 |  | N | No
AG1-528 | Tenmile - Sundial 138 kV |  | WV | N/A | Withdrawn | AEP | 225 | 225 | 135 |  | Capacity | Generation Interconnection | Solar |  |  | N/A | https://www.pjm.com/pjmfiles/pub/planning/project-queues/feas_docs/ag1528_fea.pdf | Document Posted | https://www.pjm.com/pjmfiles/pub/planning/project-queues/impact_studies/ag1528_imp.htm | Document Posted | https://www.pjm.com/pjmfiles/pub/planning/project-queues/facilities/ag1528_fac.pdf | Document Posted | N/A |  | N/A |  |  | N/A | N/A |  | 9/30/2020 | N/A | N/A |  | 1/29/2025 |  | 6/1/2023 |  |  | N | No
AG1-530 |  |  | OH | Clark | Withdrawn | ATSI | 54 | 54 | 35.6 |  | Capacity | Generation Interconnection | Solar |  |  | N/A |  | Withdrawn |  |  |  |  | N/A |  | N/A |  |  | N/A | N/A |  | 9/30/2020 | N/A | N/A |  | 10/16/2020 |  | 12/31/2023 |  |  | N | No
AG1-531 - moved to TC1 | Poolesville-Winchester 230 kV |  | VA | Isle of Wight | Withdrawn | Dominion | 54 | 54 | 32.4 |  | Capacity | Generation Interconnection | Solar |  |  | N/A | https://www.pjm.com/pjmfiles/pub/planning/project-queues/feas_docs/ag1531_fea.pdf | Document Posted |  | Withdrawn |  |  | N/A |  | N/A |  |  | N/A | N/A |  | 9/30/2020 | N/A | N/A |  | 6/24/2024 |  | 12/12/2023 |  |  | N | No
AG1-532 | Fields 34.5 kV | Fields 2 | VA | Greensville | Engineering and Procurement | Dominion | 13.5 | 13.5 | 8.1 |  | Capacity | Generation Interconnection | Solar |  |  | N/A | https://www.pjm.com/pjmfiles/pub/planning/project-queues/feas_docs/ag1532_fea.pdf | Document Posted | https://www.pjm.com/pjmfiles/pub/planning/project-queues/impact_studies/ag1532_imp.pdf | Document Posted |  | Not Required | N/A | Wholesale Market Participation Agreement | https://www.pjm.com/pjmfiles/pub/planning/project-queues/wmpa/ag1532_wmpa.pdf | https://www.pjm.com/pjmfiles/pub/planning/project-queues/csa/ag1532_wmpa.pdf | Not Required | N/A | N/A | 5/31/2027 | 9/30/2020 | N/A | N/A | 6/30/2027 |  |  | 9/29/2027 | 9/29/2027 |  | N | No
AG1-533 | Bartonsville-Meadowbrook 138 kV IV | Bartonsville Energy Facility | VA | Frederick | Withdrawn | APS | 170 | 40 | 24 |  | Capacity | Generation Interconnection | Solar |  |  | N/A | https://www.pjm.com/pjmfiles/pub/planning/project-queues/feas_docs/ag1533_fea.pdf | Document Posted | https://www.pjm.com/pjmfiles/pub/planning/project-queues/impact_studies/ag1533_imp.htm | Document Posted |  | Withdrawn | N/A |  | N/A |  |  | N/A | N/A |  | 9/30/2020 | N/A | N/A |  | 10/14/2024 |  | 12/12/2023 |  |  | N | No
AG1-534 | Evergreen Mills 230 kV |  | VA | Loudoun | Withdrawn | Dominion | 200 | 200 | 200 |  | Capacity | Generation Interconnection | Storage |  |  | N/A | https://www.pjm.com/pjmfiles/pub/planning/project-queues/feas_docs/ag1534_fea.pdf | Document Posted | https://www.pjm.com/pjmfiles/pub/planning/project-queues/impact_studies/ag1534_imp.pdf | Document Posted |  | Withdrawn | N/A |  | N/A |  |  | N/A | N/A |  | 9/30/2020 | N/A | N/A |  | 9/12/2023 |  | 6/1/2023 |  |  | N | No
AG1-536 - moved to TC1 | Garner-Northern Neck 115 kV |  | VA | Richmond | Active | Dominion | 75 | 75 | 32 |  | Capacity | Generation Interconnection | Storage |  |  | N/A | https://www.pjm.com/pjmfiles/pub/planning/project-queues/feas_docs/ag1536_fea.pdf | Document Posted |  | In Progress |  |  | N/A |  | N/A |  |  | N/A | N/A |  | 9/30/2020 | N/A | N/A |  |  |  | 10/1/2024 |  |  | N | No
AG1-537 - moved to TC1 | Barterbrook-Stuarts Draft 115 kV |  | VA | Augusta | Withdrawn | Dominion | 75 | 75 | 32 |  | Capacity | Generation Interconnection | Storage |  |  | N/A | https://www.pjm.com/pjmfiles/pub/planning/project-queues/feas_docs/ag1537_fea.pdf | Document Posted | https://www.pjm.com/pjmfiles/pub/planning/project-queues/impact_studies/ag1537_imp.pdf | Document Posted |  | Withdrawn | N/A |  | N/A |  |  | N/A | N/A |  | 9/30/2020 | N/A | N/A |  | 1/22/2025 |  | 10/1/2024 |  |  | N | No
AG1-538 - moved to TC1 | Remington-Gordonsville 230 kV |  | VA | Culpeper | Withdrawn | Dominion | 75 | 75 | 32 |  | Capacity | Generation Interconnection | Storage |  |  | N/A | https://www.pjm.com/pjmfiles/pub/planning/project-queues/feas_docs/ag1538_fea.pdf | Document Posted | https://www.pjm.com/pjmfiles/pub/planning/project-queues/impact_studies/ag1538_imp.pdf | Document Posted |  | Withdrawn | N/A |  | N/A |  |  | N/A | N/A |  | 9/30/2020 | N/A | N/A |  | 6/24/2024 |  | 10/1/2024 |  |  | N | No
AG1-539 - moved to TC1 | Grit DP-Perth 115 kV |  | VA | Pittsylvania | Withdrawn | Dominion | 75 | 75 | 32 |  | Capacity | Generation Interconnection | Storage |  |  | N/A | https://www.pjm.com/pjmfiles/pub/planning/project-queues/feas_docs/ag1539_fea.pdf | Document Posted |  | Withdrawn |  |  | N/A |  | N/A |  |  | N/A | N/A |  | 9/30/2020 | N/A | N/A |  | 6/24/2024 |  | 10/1/2024 |  |  | N | No
AG1-540 | Berry Hill 138 kV |  | VA | Pittsylvania | Withdrawn | AEP | 55 | 55 | 21.35 |  | Capacity | Generation Interconnection | Storage |  |  | N/A | https://www.pjm.com/pjmfiles/pub/planning/project-queues/feas_docs/ag1540_fea.pdf | Document Posted |  |  |  |  | N/A |  | N/A |  |  | N/A | N/A |  | 9/30/2020 | N/A | N/A |  | 3/5/2021 |  | 10/1/2024 |  |  | N | No
AG1-541 | St. Johns 115 kV |  | VA | Hanover | Withdrawn | Dominion | 75 | 75 | 32 |  | Capacity | Generation Interconnection | Storage |  |  | N/A | https://www.pjm.com/pjmfiles/pub/planning/project-queues/feas_docs/ag1541_fea.pdf | Document Posted | https://www.pjm.com/pjmfiles/pub/planning/project-queues/impact_studies/ag1541_imp.pdf | Document Posted |  | Withdrawn | N/A |  | N/A |  |  | N/A | N/A |  | 9/30/2020 | N/A | N/A |  | 9/12/2023 |  | 10/1/2024 |  |  | N | No
AG1-542 |  |  | VA | Greensville | Withdrawn | Dominion | 150 | 150 | 150 |  | Capacity | Generation Interconnection | Solar; Storage |  |  | N/A |  | Withdrawn |  |  |  |  | N/A |  | N/A |  |  | N/A | N/A |  | 9/30/2020 | N/A | N/A |  | 10/16/2020 |  | 10/1/2024 |  |  | N | No
AG1-543 |  |  | VA | Charles City | Withdrawn | Dominion | 325 | 325 | 211.764 |  | Capacity | Generation Interconnection | Solar; Storage |  |  | N/A |  | Withdrawn |  |  |  |  | N/A |  | N/A |  |  | N/A | N/A |  | 9/30/2020 | N/A | N/A |  | 11/5/2020 |  | 10/1/2024 |  |  | N | No
AG1-544 | Bakers Pond DP 115 kV |  | VA | Prince George | Withdrawn | Dominion | 60 | 60 | 39.048 |  | Capacity | Generation Interconnection | Solar; Storage |  |  | N/A | https://www.pjm.com/pjmfiles/pub/planning/project-queues/feas_docs/ag1544_fea.pdf | Document Posted |  | Withdrawn |  |  | N/A |  | N/A |  |  | N/A | N/A |  | 9/30/2020 | N/A | N/A |  | 9/12/2023 |  | 10/1/2024 |  |  | N | No
AG1-545 | W. Quaker Rd-Disputanta 34.5 kV |  | VA | Prince George | Withdrawn | Dominion | 20 | 20 | 14 |  | Capacity | Generation Interconnection | Solar; Storage |  |  | N/A | https://www.pjm.com/pjmfiles/pub/planning/project-queues/feas_docs/ag1545_fea.pdf | Document Posted | https://www.pjm.com/pjmfiles/pub/planning/project-queues/impact_studies/ag1545_imp.pdf | Document Posted |  |  | N/A |  | N/A |  |  | N/A | N/A |  | 9/30/2020 | N/A | N/A |  | 9/17/2021 |  | 10/1/2024 |  |  | N | No
AG1-546 | Ebony-Elams Road 115 kV |  | VA | Brunswick | Withdrawn | Dominion | 150 | 150 | 97.62 |  | Capacity | Generation Interconnection | Solar; Storage |  |  | N/A | https://www.pjm.com/pjmfiles/pub/planning/project-queues/feas_docs/ag1546_fea.pdf | Document Posted |  |  |  |  | N/A |  | N/A |  |  | N/A | N/A |  | 9/30/2020 | N/A | N/A |  | 3/17/2021 |  | 10/1/2024 |  |  | N | No
AG1-547 - moved to TC1 | Mount Airy-Chatham 69 kV |  | VA | Pittsylvania | Withdrawn | Dominion | 50 | 50 | 32.54 |  | Capacity | Generation Interconnection | Solar; Storage |  |  | N/A | https://www.pjm.com/pjmfiles/pub/planning/project-queues/feas_docs/ag1547_fea.pdf | Document Posted |  | Withdrawn |  |  | N/A |  | N/A |  |  | N/A | N/A |  | 9/30/2020 | N/A | N/A |  | 6/24/2024 |  | 10/1/2024 |  |  | N | No
AG1-548 - moved to TC1 | Erie South-Union City 115 kV |  | PA | Erie | Active | PENELEC | 150 | 150 | 45 |  | Capacity | Generation Interconnection | Solar; Storage |  |  | N/A | https://www.pjm.com/pjmfiles/pub/planning/project-queues/feas_docs/ag1548_fea.pdf | Document Posted |  | In Progress |  |  | N/A |  | N/A |  |  | N/A | N/A |  | 9/30/2020 | N/A | N/A |  |  |  | 10/31/2022 |  |  | N | No
AG1-549 - moved to TC1 | Keystone 230 kV |  | PA | Armstrong | Withdrawn | PENELEC | 100 | 100 | 85 |  | Capacity | Generation Interconnection | Solar; Storage |  |  | N/A | https://www.pjm.com/pjmfiles/pub/planning/project-queues/feas_docs/ag1549_fea.pdf | Document Posted |  | Withdrawn |  |  | N/A |  | N/A |  |  | N/A | N/A |  | 9/30/2020 | N/A | N/A |  | 1/22/2025 |  | 10/31/2022 |  |  | N | No
AG1-550 | Mount Eagle-Fork Union 230 kV |  | VA | Fluvanna | Withdrawn | Dominion | 35 | 35 | 35 |  | Capacity | Generation Interconnection | Solar; Storage |  |  | N/A | https://www.pjm.com/pjmfiles/pub/planning/project-queues/feas_docs/ag1550_fea.pdf | Document Posted |  |  |  |  | N/A |  | N/A |  |  | N/A | N/A |  | 9/30/2020 | N/A | N/A |  | 3/5/2021 |  | 9/1/2023 |  |  | N | No
AG1-551 - moved to TC1 | Parmele 12.5 kV |  | NC | Martin | Active | Dominion | 19.99 | 19.99 | 13.1 |  | Capacity | Generation Interconnection | Solar |  |  | N/A | https://www.pjm.com/pjmfiles/pub/planning/project-queues/feas_docs/ag1551_fea.pdf | Document Posted | https://www.pjm.com/pjmfiles/pub/planning/project-queues/impact_studies/ag1551_imp.pdf | Document Posted |  | In Progress | N/A |  | N/A |  |  | N/A | N/A |  | 9/30/2020 | N/A | N/A |  |  |  | 10/15/2023 |  |  | N | No
AG1-552 - moved to TC1 | Carolina 13.2 kV |  | NC | Northhampton | Active | Dominion | 18 | 18 | 12.2 |  | Capacity | Generation Interconnection | Solar |  |  | N/A | https://www.pjm.com/pjmfiles/pub/planning/project-queues/feas_docs/ag1552_fea.pdf | Document Posted |  | In Progress |  |  | N/A |  | N/A |  |  | N/A | N/A |  | 9/30/2020 | N/A | N/A |  |  |  | 10/15/2023 |  |  | N | No
AG1-553 - moved to TC1 | Cordova 345 kV |  | IL | Rock Island | Active | ComEd | 260 | 260 | 0 |  | Energy | Generation Interconnection | Solar |  |  | N/A | https://www.pjm.com/pjmfiles/pub/planning/project-queues/feas_docs/ag1553_fea.pdf | Document Posted |  | In Progress |  |  | N/A |  | N/A |  |  | N/A | N/A |  | 9/30/2020 | N/A | N/A |  |  |  | 12/29/2023 |  |  | N | No
AG1-554 | South Kenton 138 kV | Scioty Solar | OH | Hardin | Engineering and Procurement | AEP | 49.99 | 49.99 | 32.7 |  | Capacity | Generation Interconnection | Solar |  |  | N/A | https://www.pjm.com/pjmfiles/pub/planning/project-queues/feas_docs/ag1554_fea.pdf | Document Posted | https://www.pjm.com/pjmfiles/pub/planning/project-queues/impact_studies/ag1554_imp.htm | Document Posted | https://www.pjm.com/pjmfiles/pub/planning/project-queues/facilities/ag1554_fac.pdf | Document Posted | https://www.pjm.com/pjmfiles/pub/planning/project-queues/gia/ag1_554_gia.pdf | Document Posted | N/A |  |  | N/A | N/A | 7/1/2027 | 9/30/2020 | N/A | N/A | 7/15/2027 |  |  | 10/1/2027 | 10/1/2027 |  | N | No
AG1-555 | Dequine 345 kV | Rainbow Trout | IN | Tippecance | Engineering and Procurement | AEP | 120 | 120 | 88.4 |  | Capacity | Generation Interconnection | Solar; Storage |  |  | N/A | https://www.pjm.com/pjmfiles/pub/planning/project-queues/feas_docs/ag1555_fea.pdf | Document Posted | https://www.pjm.com/pjmfiles/pub/planning/project-queues/impact_studies/ag1555_imp.htm | Document Posted | https://www.pjm.com/pjmfiles/pub/planning/project-queues/facilities/ag1555_fac.pdf | Document Posted | https://www.pjm.com/pjmfiles/pub/planning/project-queues/gia/ag1_555_gia.pdf | Document Posted | N/A |  |  | N/A | N/A | 10/30/2027 | 9/30/2020 | N/A | N/A | 11/15/2027 |  |  | 1/31/2028 | 1/31/2028 |  | N | No
AG1-556 - moved to TC1 | Lexington 115 kV |  | VA | Rockbridge | Withdrawn | Dominion | 100 | 100 | 100 |  | Capacity | Generation Interconnection | Storage |  |  | N/A | https://www.pjm.com/pjmfiles/pub/planning/project-queues/feas_docs/ag1556_fea.pdf | Document Posted |  | Withdrawn |  |  | N/A |  | N/A |  |  | N/A | N/A |  | 9/30/2020 | N/A | N/A |  | 6/24/2024 |  | 6/1/2024 |  |  | N | No
AG1-557 | Curdsville DP 115 kV |  | VA | Buckingham | Withdrawn | Dominion | 20 | 20 | 12 |  | Capacity | Generation Interconnection | Solar |  |  | N/A |  | Withdrawn |  |  |  |  | N/A |  | N/A |  |  | N/A | N/A |  | 9/30/2020 | N/A | N/A |  | 12/14/2020 |  | 10/21/2022 |  |  | N | No
AG1-558 | Buckner 34.5 kV | Horsepen Branch Solar | VA | Louisa | Engineering and Procurement | Dominion | 20 | 20 | 13.3 |  | Capacity | Generation Interconnection | Solar; Storage |  |  | N/A | https://www.pjm.com/pjmfiles/pub/planning/project-queues/feas_docs/ag1558_fea.pdf | Document Posted | https://www.pjm.com/pjmfiles/pub/planning/project-queues/impact_studies/ag1558_imp.pdf | Document Posted |  | Not Required | N/A | Wholesale Market Participation Agreement | https://www.pjm.com/pjmfiles/pub/planning/project-queues/wmpa/ag1558_wmpa.pdf | https://www.pjm.com/pjmfiles/pub/planning/project-queues/csa/ag1558_wmpa.pdf | Not Required | N/A | N/A |  | 9/30/2020 | N/A | N/A | 8/31/2027 |  |  | 10/29/2027 | 10/29/2027 |  | N | No
AG1-559 | Caroline Pines 22 kV | Reedy Creek | VA | Hanover | Engineering and Procurement | Dominion | 20 | 20 | 13.3 |  | Capacity | Generation Interconnection | Solar; Storage |  |  | N/A | https://www.pjm.com/pjmfiles/pub/planning/project-queues/feas_docs/ag1559_fea.pdf | Document Posted | https://www.pjm.com/pjmfiles/pub/planning/project-queues/impact_studies/ag1559_imp.htm | Document Posted |  |  | N/A | Wholesale Market Participation Agreement | https://www.pjm.com/pjmfiles/pub/planning/project-queues/wmpa/ag1559_wmpa.pdf | https://www.pjm.com/pjmfiles/pub/planning/project-queues/csa/ag1559_wmpa.pdf | Not Required | N/A | N/A |  | 9/30/2020 | N/A | N/A | 8/31/2027 |  |  | 10/27/2027 | 10/27/2027 |  | N | No
AG1-560 | Shade Gap-Roxbury 115 kV II |  | PA | Franklin | Withdrawn | PENELEC | 100.1 | 0 | 0 |  | Energy | Generation Interconnection | Storage |  |  | N/A | https://www.pjm.com/pjmfiles/pub/planning/project-queues/feas_docs/ag1560_fea.pdf | Document Posted |  | Withdrawn |  |  | N/A |  | N/A |  |  | N/A | N/A |  | 9/30/2020 | N/A | N/A |  | 9/12/2023 |  | 6/30/2023 |  |  | N | No
AG1-561 | Roxbury-Greene 138 kV II |  | PA | Franklin | Withdrawn | PENELEC | 80.3 | 0 | 0 |  | Energy | Generation Interconnection | Storage |  |  | N/A | https://www.pjm.com/pjmfiles/pub/planning/project-queues/feas_docs/ag1561_fea.pdf | Document Posted |  | Withdrawn |  |  | N/A |  | N/A |  |  | N/A | N/A |  | 9/30/2020 | N/A | N/A |  | 9/12/2023 |  | 6/1/2022 |  |  | N | No
AG1-562 | Marysville-Gunn Road 345 kV | Taylor Creek | OH | Hardin | Withdrawn | AEP | 250 | 250 | 150 |  | Capacity | Generation Interconnection | Solar |  |  | N/A | https://www.pjm.com/pjmfiles/pub/planning/project-queues/feas_docs/ag1562_fea.pdf | Document Posted | https://www.pjm.com/pjmfiles/pub/planning/project-queues/impact_studies/ag1562_imp.htm | Document Posted | https://www.pjm.com/pjmfiles/pub/planning/project-queues/facilities/ag1562_fac.pdf | Document Posted |  | Withdrawn | N/A |  |  | N/A | N/A |  | 9/30/2020 | N/A | N/A |  | 1/28/2025 |  | 3/31/2028 | 3/31/2028 |  | N | No
AG1-563 | Bennett-Farmingdale 2 34.5 kV | AG1-563 | NJ | Monmouth | In Service | JCPL | 2 | 0 | 0.7 | 0 | Capacity | Generation Interconnection | Solar |  |  | N/A | https://www.pjm.com/pjmfiles/pub/planning/project-queues/feas_docs/ag1563_fea.pdf | Document Posted | https://www.pjm.com/pjmfiles/pub/planning/project-queues/impact_studies/ag1563_imp.pdf | Document Posted |  | Not Required | https://www.pjm.com/pjmfiles/pub/planning/project-queues/isa/ag1_563_isa.pdf | Document Posted | N/A |  | Not Required | N/A | N/A |  | 9/30/2020 | N/A | N/A |  |  |  | 6/1/2020 |  | 7/16/2021 | N | No
AG2-001 | St. Johns DP 115 kV |  | VA | Essex | Withdrawn | Dominion | 20 | 20 | 12 |  | Capacity | Generation Interconnection | Solar |  |  | N/A |  | Withdrawn |  |  |  |  | N/A |  | N/A |  |  | N/A | N/A |  | 10/1/2020 | N/A | N/A |  | 12/18/2024 |  | 9/30/2022 |  |  | N | No
AG2-002 | Galion 138 kV III |  | OH | Morrow | Withdrawn | ATSI | 164 | 20 | 8.4 |  | Capacity | Generation Interconnection | Solar |  |  | N/A |  | Withdrawn |  |  |  |  | N/A |  | N/A |  |  | N/A | N/A |  | 10/2/2020 | N/A | N/A |  | 12/18/2024 |  | 12/31/2023 |  |  | N | No
AG2-003 | West Millersport 138 kV |  | OH | Fairfield | Withdrawn | AEP | 120 | 20 | 8.4 |  | Capacity | Generation Interconnection | Solar |  |  | N/A |  | Withdrawn |  |  |  |  | N/A |  | N/A |  |  | N/A | N/A |  | 10/2/2020 | N/A | N/A |  | 12/18/2024 |  | 12/31/2023 |  |  | N | No
AG2-004 | East Sidney-Quincy 138 kV |  | OH | Champaign | Withdrawn | Dayton | 164 | 20 | 8.4 |  | Capacity | Generation Interconnection | Solar |  |  | N/A |  | Withdrawn |  |  |  |  | N/A |  | N/A |  |  | N/A | N/A |  | 10/2/2020 | N/A | N/A |  | 12/18/2024 |  | 11/30/2021 |  |  | N | No
AG2-005 | Garner-Lancaster 115 kV |  | VA | Lancaster | Active | Dominion | 196 | 20 | 8.4 |  | Capacity | Generation Interconnection | Solar |  |  | N/A |  | In Progress |  |  |  |  | N/A |  | N/A |  |  | N/A | N/A |  | 10/2/2020 | N/A | N/A |  |  |  | 12/31/2022 |  |  | N | No
AG2-006 | Centerburg-Conesville 138 kV |  | OH | Licking | Withdrawn | AEP | 177.5 | 50 | 21 |  | Capacity | Generation Interconnection | Solar |  |  | N/A |  | Withdrawn |  |  |  |  | N/A |  | N/A |  |  | N/A | N/A |  | 10/2/2020 | N/A | N/A |  | 12/18/2024 |  | 10/31/2023 |  |  | N | No
AG2-007 | Lanexa-Dunnsville 230 kV |  | VA | King William | Withdrawn | Dominion | 100 | 100 | 60 |  | Capacity | Generation Interconnection | Solar |  |  | N/A |  | Withdrawn |  |  |  |  | N/A |  | N/A |  |  | N/A | N/A |  | 10/6/2020 | N/A | N/A |  | 3/28/2024 |  | 11/15/2023 |  |  | N | No
AG2-008 | Erie South-Warren 230 kV |  | PA | Erie | Active | PENELEC | 60 | 60 | 40.2 |  | Capacity | Generation Interconnection | Solar |  |  | N/A |  | In Progress |  |  |  |  | N/A |  | N/A |  |  | N/A | N/A |  | 10/8/2020 | N/A | N/A |  |  |  | 3/30/2023 |  |  | N | No
AG2-009 | Erie South-Warren 230 kV II |  | PA | Erie | Active | PENELEC | 80 | 20 | 12.9 |  | Capacity | Generation Interconnection | Solar |  |  | N/A |  | In Progress |  |  |  |  | N/A |  | N/A |  |  | N/A | N/A |  | 10/8/2020 | N/A | N/A |  |  |  | 3/30/2023 |  |  | N | No
AG2-010 | Peninsula-Whealton 115 kV |  | VA | City of Hampton | Active | Dominion | 100 | 100 | 75.96 |  | Capacity | Generation Interconnection | Storage |  |  | N/A |  | In Progress |  |  |  |  | N/A |  | N/A |  |  | N/A | N/A |  | 10/9/2020 | N/A | N/A |  |  |  | 1/1/2023 |  |  | N | No
AG2-011 | Laurel Mountain 138 kV |  | WV | Barbour | Withdrawn | APS | 56.3 | 56.3 | 34.2 |  | Capacity | Generation Interconnection | Storage |  |  | N/A |  | Withdrawn |  |  |  |  | N/A |  | N/A |  |  | N/A | N/A |  | 10/13/2020 | N/A | N/A |  | 12/18/2024 |  | 4/1/2024 |  |  | N | No
AG2-012 | Lardin 12 kV |  | PA | Fayette | Withdrawn | APS | 0.165 | 0.165 | 0 |  | Energy | Generation Interconnection | Solar |  |  | N/A |  | Not Required |  |  |  |  | N/A | Wholesale Market Participation Agreement | https://www.pjm.com/pjmfiles/pub/planning/project-queues/wmpa/ag2012_wmpa.pdf | https://www.pjm.com/pjmfiles/pub/planning/project-queues/csa/ag2012_wmpa.pdf | Not Required | N/A | N/A |  | 10/15/2020 | N/A | N/A |  | 3/8/2023 |  | 12/31/2023 | 12/31/2023 |  | Y | No
AG2-013 | Marysville-Sorenson 765 kV |  | OH | Logan | Withdrawn | AEP | 1300 | 200 | 84 |  | Capacity | Generation Interconnection | Solar |  |  | N/A |  | Withdrawn |  |  |  |  | N/A |  | N/A |  |  | N/A | N/A |  | 10/16/2020 | N/A | N/A |  | 12/18/2024 |  | 12/31/2023 |  |  | N | No
AG2-014 | Meadow Lake 345 kV |  | IN | White | Active | AEP | 50 | 50 | 20 |  | Capacity | Generation Interconnection | Storage |  |  | N/A |  | In Progress |  |  |  |  | N/A |  | N/A |  |  | N/A | N/A |  | 10/19/2020 | N/A | N/A |  |  |  | 10/31/2023 |  |  | N | No
AG2-016 | Oyster Creek-Whitings 34.5 kV |  | NJ | Ocean | Active | JCPL | 19.8 | 19.8 | 8.316 |  | Capacity | Generation Interconnection | Solar |  |  | N/A |  | In Progress |  |  |  |  | N/A |  | N/A |  |  | N/A | N/A |  | 10/20/2020 | N/A | N/A |  |  |  | 12/17/2021 |  |  | N | No
AG2-017 | New Castle-Clay Village 69 kV |  | KY | Shelby | Withdrawn | EKPC | 80 | 80 | 48 |  | Capacity | Generation Interconnection | Solar |  |  | N/A |  | Withdrawn |  |  |  |  | N/A |  | N/A |  |  | N/A | N/A |  | 10/20/2020 | N/A | N/A |  | 12/7/2020 |  | 9/30/2022 |  |  | N | No
AG2-018 |  |  | OH | Morgan | Withdrawn | AEP | 105 | 105 | 73.5 |  | Capacity | Generation Interconnection | Solar |  |  | N/A |  | Withdrawn |  |  |  |  | N/A |  | N/A |  |  | N/A | N/A |  | 10/20/2020 | N/A | N/A |  | 11/18/2020 |  | 4/29/2022 |  |  | N | No
AG2-019 | Chase City 12.5 kV |  | VA | Mecklenburg | Withdrawn | Dominion | 15 | 15 | 6 |  | Capacity | Generation Interconnection | Storage |  |  | N/A |  | Withdrawn |  |  |  |  | N/A |  | N/A |  |  | N/A | N/A |  | 10/23/2020 | N/A | N/A |  | 12/18/2024 |  | 12/30/2022 |  |  | N | No
AG2-020 | Arnolds Corner 34.5 kV |  | VA | King George | Active | Dominion | 7 | 7 | 2.8 |  | Capacity | Generation Interconnection | Storage |  |  | N/A |  | In Progress |  |  |  |  | N/A |  | N/A |  |  | N/A | N/A |  | 10/23/2020 | N/A | N/A |  |  |  | 12/30/2022 |  |  | N | No
AG2-021 | Crossroads 13.2 kV |  | PA | York | Withdrawn | ME | 3 | 3 | 2.1 |  | Capacity | Generation Interconnection | Solar |  |  | N/A |  | Withdrawn |  |  |  |  | N/A |  | N/A |  |  | N/A | N/A |  | 10/23/2020 | N/A | N/A |  | 10/15/2024 |  | 12/15/2021 |  |  | N | No
AG2-022 | Ebenezer 12.47 kV |  | PA | Dauphin | Withdrawn | PPL | 3 | 3 | 2 |  | Capacity | Generation Interconnection | Solar |  |  | N/A |  | Withdrawn |  |  |  |  | N/A |  | N/A |  |  | N/A | N/A |  | 10/23/2020 | N/A | N/A |  | 8/8/2024 |  | 12/15/2021 |  |  | N | No
AG2-023 | Mechanicsburg 12.47 kV |  | PA | Cumberland | Withdrawn | PPL | 3 | 3 | 2 |  | Capacity | Generation Interconnection | Solar |  |  | N/A |  | Withdrawn |  |  |  |  | N/A |  | N/A |  |  | N/A | N/A |  | 10/23/2020 | N/A | N/A |  | 8/8/2024 |  | 12/15/2021 |  |  | N | No
AG2-024 | Allen 13.2 kV |  | PA | Cumberland | Withdrawn | ME | 3 | 3 | 2.1 |  | Capacity | Generation Interconnection | Solar |  |  | N/A |  | Withdrawn |  |  |  |  | N/A |  | N/A |  |  | N/A | N/A |  | 10/23/2020 | N/A | N/A |  | 10/15/2024 |  | 12/15/2021 |  |  | N | No
AG2-025 | Mountain 13.2 kV |  | PA | Cumberland | Withdrawn | ME | 3 | 3 | 2.1 |  | Capacity | Generation Interconnection | Solar |  |  | N/A |  | Withdrawn |  |  |  |  | N/A |  | N/A |  |  | N/A | N/A |  | 10/23/2020 | N/A | N/A |  | 10/15/2024 |  | 12/15/2021 |  |  | N | No
AG2-026 | Leesport 34.5 kV |  | PA | Berks | Withdrawn | ME | 3 | 3 | 2.1 |  | Capacity | Generation Interconnection | Solar |  |  | N/A |  | Withdrawn |  |  |  |  | N/A |  | N/A |  |  | N/A | N/A |  | 10/23/2020 | N/A | N/A |  | 10/15/2024 |  | 12/15/2021 |  |  | N | No
AG2-027 | Orrtanna 13.2 kV |  | PA | Adams | Withdrawn | ME | 3 | 3 | 2.1 |  | Capacity | Generation Interconnection | Solar |  |  | N/A |  | Withdrawn |  |  |  |  | N/A |  | N/A |  |  | N/A | N/A |  | 10/23/2020 | N/A | N/A |  | 10/15/2024 |  | 12/15/2021 |  |  | N | No
AG2-028 | Lincoln 13.2 kV |  | PA | Adams | Withdrawn | ME | 3 | 3 | 2.1 |  | Capacity | Generation Interconnection | Solar |  |  | N/A |  | Withdrawn |  |  |  |  | N/A |  | N/A |  |  | N/A | N/A |  | 10/23/2020 | N/A | N/A |  | 10/15/2024 |  | 12/15/2021 |  |  | N | No
AG2-029 | Forest G. Hipple-Collingwood 345 kV |  | IN | Noble | Active | AEP | 300 | 300 | 39 |  | Capacity | Generation Interconnection | Solar |  |  | N/A |  | In Progress |  |  |  |  | N/A |  | N/A |  |  | N/A | N/A |  | 10/23/2020 | N/A | N/A |  |  |  | 6/1/2024 |  |  | N | No
AG2-031 | East Canton-Robertsville 69 kV |  | OH | Stark | Withdrawn | AEP | 49.9 | 30.2 | 22.4 |  | Capacity | Generation Interconnection | Solar |  |  | N/A |  | Withdrawn |  |  |  |  | N/A |  | N/A |  |  | N/A | N/A |  | 10/30/2020 | N/A | N/A |  | 11/11/2024 |  | 1/1/2023 |  |  | N | No
AG2-032 | Mannington 230 kV |  | NJ | Salem | Withdrawn | AEC | 60 | 60 | 40 |  | Capacity | Generation Interconnection | Solar; Storage |  |  | N/A |  | Withdrawn |  |  |  |  | N/A |  | N/A |  |  | N/A | N/A |  | 10/30/2020 | N/A | N/A |  | 12/18/2024 |  | 12/31/2023 |  |  | N | No
AG2-033 | Southwest Lima-West Moulton 138 kV |  | OH | Auglaize | Withdrawn | AEP | 137 | 20 | 8.4 |  | Capacity | Generation Interconnection | Solar |  |  | N/A |  | Withdrawn |  |  |  |  | N/A |  | N/A |  |  | N/A | N/A |  | 11/4/2020 | N/A | N/A |  | 4/26/2024 |  | 10/31/2023 |  |  | N | No
AG2-034 | Emporia-Pleasant Hill 115 kV |  | VA | Greensville | Withdrawn | Dominion | 150 | 150 | 105 |  | Capacity | Generation Interconnection | Solar; Storage |  |  | N/A |  | Withdrawn |  |  |  |  | N/A |  | N/A |  |  | N/A | N/A |  | 11/4/2020 | N/A | N/A |  | 12/18/2024 |  | 10/1/2024 |  |  | N | No
AG2-035 | Salem - Woodstown 69 kV |  | NJ | Salem | Withdrawn | AEC | 71 | 33 | 22 |  | Capacity | Generation Interconnection | Solar; Storage |  |  | N/A |  | In Progress |  |  |  |  | N/A |  | N/A |  |  | N/A | N/A |  | 11/11/2020 | N/A | N/A |  | 2/11/2025 |  | 12/31/2021 |  |  | N | No
AG2-036 | Mantua 12 kV |  | NJ | Gloucester | Withdrawn | AEC | 10 | 10 | 5.1 |  | Capacity | Generation Interconnection | Solar |  |  | N/A |  | Withdrawn |  |  |  |  | N/A |  | N/A |  |  | N/A | N/A |  | 11/13/2020 | N/A | N/A |  | 12/18/2024 |  | 12/31/2021 |  |  | N | No
AG2-037 | Findlay-Clinton 23 kV |  | PA | Allegheny | Active | DL | 4.7 | 4.7 | 2.82 |  | Capacity | Generation Interconnection | Solar |  |  | N/A |  | In Progress |  |  |  |  | N/A |  | N/A |  |  | N/A | N/A |  | 11/13/2020 | N/A | N/A |  |  |  | 12/1/2021 |  |  | N | No
AG2-038 | Boyers DP 25 kV |  | PA | Venango | Withdrawn | PENELEC | 5 | 5 | 3 |  | Capacity | Generation Interconnection | Solar |  |  | N/A |  | Withdrawn |  |  |  |  | N/A |  | N/A |  |  | N/A | N/A |  | 11/16/2020 | N/A | N/A |  | 12/18/2024 |  | 3/30/2022 |  |  | N | No
AG2-039 | Erie West-Fairview East 34.5 kV |  | PA | Erie | Withdrawn | PENELEC | 19.8 | 19.8 | 11.8 |  | Capacity | Generation Interconnection | Solar |  |  | N/A |  | Withdrawn |  |  |  |  | N/A |  | N/A |  |  | N/A | N/A |  | 11/16/2020 | N/A | N/A |  | 12/18/2024 |  | 3/30/2022 |  |  | N | No
AG2-040 | Garman-Greenwich Mine 34.5 kV |  | PA | Indiana | Withdrawn | PENELEC | 19.8 | 19.8 | 11.8 |  | Capacity | Generation Interconnection | Solar |  |  | N/A |  | Withdrawn |  |  |  |  | N/A |  | N/A |  |  | N/A | N/A |  | 11/16/2020 | N/A | N/A |  | 12/18/2024 |  | 3/30/2022 |  |  | N | No
AG2-041 | Jamestown Tap-Maysville 69 kV |  | PA | Mercer | Withdrawn | ATSI | 19.8 | 19.8 | 11.8 |  | Capacity | Generation Interconnection | Solar |  |  | N/A |  | Withdrawn |  |  |  |  | N/A |  | N/A |  |  | N/A | N/A |  | 11/16/2020 | N/A | N/A |  | 12/18/2024 |  | 3/30/2022 |  |  | N | No
AG2-042 |  |  | NJ | Atlantic | Withdrawn | PSEG |  |  |  |  | Energy | Generation Interconnection | Solar |  |  | N/A |  | Withdrawn |  |  |  |  | N/A |  | N/A |  |  | N/A | N/A |  | 11/17/2020 | N/A | N/A |  | 12/11/2020 |  | 12/31/2021 |  |  | Y | No
AG2-043 |  |  | NJ | Atlantic | Withdrawn | PSEG |  |  |  |  | Energy | Generation Interconnection | Solar |  |  | N/A |  | Withdrawn |  |  |  |  | N/A |  | N/A |  |  | N/A | N/A |  | 11/17/2020 | N/A | N/A |  | 12/11/2020 |  | 12/31/2021 |  |  | Y | No
AG2-044 |  |  | NJ | Atlantic | Withdrawn | PSEG |  |  |  |  | Energy | Generation Interconnection | Solar |  |  | N/A |  | Withdrawn |  |  |  |  | N/A |  | N/A |  |  | N/A | N/A |  | 11/17/2020 | N/A | N/A |  | 12/11/2020 |  | 12/31/2021 |  |  | Y | No
AG2-045 |  |  | NJ | Atlantic | Withdrawn | PSEG |  |  |  |  | Energy | Generation Interconnection | Solar |  |  | N/A |  | Withdrawn |  |  |  |  | N/A |  | N/A |  |  | N/A | N/A |  | 11/17/2020 | N/A | N/A |  | 12/11/2020 |  | 7/31/2022 |  |  | Y | No
AG2-046 |  |  | NJ | Atlantic | Withdrawn | PSEG |  |  |  |  | Energy | Generation Interconnection | Solar |  |  | N/A |  | Withdrawn |  |  |  |  | N/A |  | N/A |  |  | N/A | N/A |  | 11/17/2020 | N/A | N/A |  | 12/11/2020 |  | 7/31/2022 |  |  | Y | No
AG2-047 |  |  | NJ | Atlantic | Withdrawn | PSEG |  |  |  |  | Energy | Generation Interconnection | Solar |  |  | N/A |  | Withdrawn |  |  |  |  | N/A |  | N/A |  |  | N/A | N/A |  | 11/17/2020 | N/A | N/A |  | 12/11/2020 |  | 12/31/2021 |  |  | Y | No
AG2-048 |  |  | NJ | Atlantic | Withdrawn | AEC |  |  |  |  | Energy | Generation Interconnection | Solar |  |  | N/A |  | Withdrawn |  |  |  |  | N/A |  | N/A |  |  | N/A | N/A |  | 11/17/2020 | N/A | N/A |  | 12/22/2020 |  | 12/31/2021 |  |  | Y | No
AG2-049 | Van Dorn 34.5 kV |  | VA | Arlington | Active | Dominion | 20 | 0 | 20 |  | Capacity | Generation Interconnection | Biomass |  |  | N/A |  | In Progress |  |  |  |  | N/A |  | N/A |  |  | N/A | N/A |  | 11/20/2020 | N/A | N/A |  |  |  | 12/31/2020 |  |  | N | No
AG2-050 | Randle Cliff 13.8 kV | CHESAPEAKE BEACH BESS | MD | Calvert | In Service | BGE | 1 | 1 | 0 | 1 | Energy | Generation Interconnection | Storage |  |  | N/A | https://www.pjm.com/pjmfiles/pub/planning/project-queues/feas_docs/ag2050_fea.pdf | Document Posted | https://www.pjm.com/pjmfiles/pub/planning/project-queues/impact_studies/ag2050_imp.pdf | Document Posted |  | Not Required | N/A | Wholesale Market Participation Agreement | https://www.pjm.com/pjmfiles/pub/planning/project-queues/wmpa/ag2050_wmpa.pdf | https://www.pjm.com/pjmfiles/pub/planning/project-queues/csa/ag2050_wmpa.pdf | Not Required | N/A | N/A |  | 11/25/2020 | N/A | N/A | 5/1/2023 |  |  | 5/1/2023 | 5/1/2023 | 5/9/2023 | Y | No
AG2-051 | St. Johns DP 115 kV |  | VA | Louisa | Withdrawn | Dominion | 20 | 20 | 12 |  | Capacity | Generation Interconnection | Solar |  |  | N/A |  | Withdrawn |  |  |  |  | N/A |  | N/A |  |  | N/A | N/A |  | 12/2/2020 | N/A | N/A |  | 12/18/2024 |  | 3/31/2023 |  |  | N | No
AG2-053 | Fulton 138 kV |  | OH | Fulton | Active | ATSI | 300 | 300 | 180 |  | Capacity | Generation Interconnection | Solar |  |  | N/A |  | In Progress |  |  |  |  | N/A |  | N/A |  |  | N/A | N/A |  | 12/2/2020 | N/A | N/A |  |  |  | 9/25/2024 |  |  | N | No
AG2-054 | Fulton 138 kV |  | OH | Fulton | Active | ATSI | 400 | 100 | 100 |  | Capacity | Generation Interconnection | Storage |  |  | N/A |  | In Progress |  |  |  |  | N/A |  | N/A |  |  | N/A | N/A |  | 12/2/2020 | N/A | N/A |  |  |  | 9/25/2024 |  |  | N | No
AG2-055 | Deans 500 kV |  | NJ | Middlesex | Withdrawn | PSEG | 1300 | 1300 | 370.92 |  | Capacity | Generation Interconnection | Offshore Wind |  |  | N/A |  | Withdrawn |  |  |  |  | N/A |  | N/A |  |  | N/A | N/A |  | 12/4/2020 | N/A | N/A |  | 12/19/2024 |  | 11/1/2027 |  |  | N | No
AG2-056 | Gore 138 kV |  | VA | Frederick | Withdrawn | APS | 20 | 20 | 13.2 |  | Capacity | Generation Interconnection | Solar |  |  | N/A |  | Withdrawn |  |  |  |  | N/A |  | N/A |  |  | N/A | N/A |  | 12/4/2020 | N/A | N/A |  | 11/7/2024 |  | 5/31/2022 |  |  | N | No
AG2-057 | Cardington-Liberty 69 kV II |  | OH | Morrow | Active | ATSI | 74 | 10 | 6 |  | Capacity | Generation Interconnection | Solar |  |  | N/A |  | In Progress |  |  |  |  | N/A |  | N/A |  |  | N/A | N/A |  | 12/7/2020 | N/A | N/A |  |  |  | 11/30/2022 |  |  | N | No
AG2-058 | Harmony Village-White Marsh 115 kV |  | VA | Gloucester | Withdrawn | Dominion | 70 | 70 | 46 |  | Capacity | Generation Interconnection | Solar |  |  | N/A |  | Withdrawn |  |  |  |  | N/A |  | N/A |  |  | N/A | N/A |  | 12/8/2020 | N/A | N/A |  | 12/18/2024 |  | 6/3/2024 |  |  | N | No
AG2-059 | Clubhouse-Lakeview 230 kV |  | VA | Greensville | Withdrawn | Dominion | 80 | 80 | 52.5 |  | Capacity | Generation Interconnection | Solar |  |  | N/A |  | Withdrawn |  |  |  |  | N/A |  | N/A |  |  | N/A | N/A |  | 12/8/2020 | N/A | N/A |  | 12/10/2024 |  | 6/3/2024 |  |  | N | No
AG2-060 | Hanover-Plymouth 69 kV |  | PA | Luzerne | Withdrawn | UGI | 12.6 | 12.6 | 7 |  | Capacity | Generation Interconnection | Solar |  |  | N/A |  | Withdrawn |  |  |  |  | N/A |  | N/A |  |  | N/A | N/A |  | 12/10/2020 | N/A | N/A |  | 12/18/2024 |  | 3/8/2022 |  |  | N | No
AG2-061 | Powerton-Nevada 345 kV |  | IL | Lasalle | Active | ComEd | 200 | 50 | 20 |  | Capacity | Generation Interconnection | Storage |  |  | N/A |  | In Progress |  |  |  |  | N/A |  | N/A |  |  | N/A | N/A |  | 12/11/2020 | N/A | N/A |  |  |  | 12/31/2023 |  |  | N | No
AG2-062 | Williams 138 kV |  | WV | Grant | Active | APS | 147 | 147 | 21.609 |  | Capacity | Generation Interconnection | Wind |  |  | N/A |  | In Progress |  |  |  |  | N/A |  | N/A |  |  | N/A | N/A |  | 12/15/2020 | N/A | N/A |  |  |  | 8/1/2022 |  |  | N | No
AG2-063 | North Hampton 69 kV |  | OH | Clark | Active | ATSI | 54 | 54 | 34.5 |  | Capacity | Generation Interconnection | Solar |  |  | N/A |  | In Progress |  |  |  |  | N/A |  | N/A |  |  | N/A | N/A |  | 12/16/2020 | N/A | N/A |  |  |  | 12/31/2023 |  |  | N | No
AG2-064 | St Johns DP 115 kV |  | VA | Caroline | Withdrawn | Dominion | 41 | 41 | 24.6 |  | Capacity | Generation Interconnection | Solar |  |  | N/A |  | Withdrawn |  |  |  |  | N/A |  | N/A |  |  | N/A | N/A |  | 12/17/2020 | N/A | N/A |  | 12/18/2024 |  | 10/31/2023 |  |  | N | No
AG2-065 | River Ridge 34.5 kV |  | VA | Prince William | Withdrawn | Dominion | 20 | 20 | 20 |  | Capacity | Generation Interconnection | Storage |  |  | N/A |  | Withdrawn |  |  |  |  | N/A |  | N/A |  |  | N/A | N/A |  | 12/28/2020 | N/A | N/A |  | 8/23/2022 |  | 12/15/2021 |  |  | N | No
AG2-066 | Rockcastle 138 kV |  | VA | Bedford | Withdrawn | AEP | 20 | 20 | 12 |  | Capacity | Generation Interconnection | Solar |  |  | N/A |  | Withdrawn |  |  |  |  | N/A |  | N/A |  |  | N/A | N/A |  | 12/28/2020 | N/A | N/A |  | 11/7/2024 |  | 5/30/2022 |  |  | N | No
AG2-067 | Heritage-Wake 500 kV |  | VA | Brunswick | Withdrawn | Dominion | 50 | 50 | 30 |  | Capacity | Generation Interconnection | Solar |  |  | N/A |  | Withdrawn |  |  |  |  | N/A |  | N/A |  |  | N/A | N/A |  | 12/30/2020 | N/A | N/A |  | 12/18/2024 |  | 12/1/2025 |  |  | N | No
AG2-068 | Heritage - Wake 500 kV |  | VA | Brunswick | Active | Dominion | 100 | 100 | 60 |  | Capacity | Generation Interconnection | Solar |  |  | N/A |  | In Progress |  |  |  |  | N/A |  | N/A |  |  | N/A | N/A |  | 12/30/2020 | N/A | N/A |  |  |  | 12/1/2025 |  |  | N | No
AG2-069 | Heritage - Wake 500 kV |  | VA | Brunswick | Active | Dominion | 250 | 150 | 90 |  | Capacity | Generation Interconnection | Solar |  |  | N/A |  | In Progress |  |  |  |  | N/A |  | N/A |  |  | N/A | N/A |  | 12/30/2020 | N/A | N/A |  |  |  | 12/1/2025 |  |  | N | No
AG2-070 | Chickhominy-Surry 500 kV |  | VA | Charles City | Withdrawn | Dominion | 325 | 325 | 228 |  | Capacity | Generation Interconnection | Solar; Storage |  |  | N/A |  | Withdrawn |  |  |  |  | N/A |  | N/A |  |  | N/A | N/A |  | 12/30/2020 | N/A | N/A |  | 12/18/2024 |  | 10/1/2024 |  |  | N | No
AG2-071 | Cumberland 12 kV |  | NJ | Cumberland | Withdrawn | AEC | 3 | 3 | 1.8 |  | Capacity | Generation Interconnection | Solar |  |  | N/A |  | Withdrawn |  |  |  |  | N/A |  | N/A |  |  | N/A | N/A |  | 12/31/2020 | N/A | N/A |  | 1/3/2022 |  | 12/31/2021 |  |  | N | No
AG2-072 | Rockport 765 kV |  | IN | Spencer | Active | AEP | 700 | 700 | 700 |  | Capacity | Generation Interconnection | Natural Gas |  |  | N/A |  | In Progress |  |  |  |  | N/A |  | N/A |  |  | N/A | N/A |  | 1/6/2021 | N/A | N/A |  |  |  | 5/31/2026 |  |  | N | No
AG2-073 | Crooksville 69 kV |  | KY | Madison | Active | EKPC | 100 | 100 | 60 |  | Capacity | Generation Interconnection | Solar |  |  | N/A |  | In Progress |  |  |  |  | N/A |  | N/A |  |  | N/A | N/A |  | 1/11/2021 | N/A | N/A |  |  |  | 5/1/2024 |  |  | N | No
AG2-074 | Meckesville Tap 69kV |  | PA | Carbon | Active | PPL | 38 | 38 | 26.2 |  | Capacity | Generation Interconnection | Solar |  |  | N/A |  | In Progress |  |  |  |  | N/A |  | N/A |  |  | N/A | N/A |  | 1/15/2021 | N/A | N/A |  |  |  | 12/31/2023 |  |  | N | No
AG2-075 | Hartland 12.47 kV |  | OH | Fayette | Withdrawn | PPL | 3 | 3 | 0 |  | Energy | Generation Interconnection | Solar |  |  | N/A |  | Withdrawn |  |  |  |  | N/A |  | N/A |  |  | N/A | N/A |  | 1/19/2021 | N/A | N/A |  | 3/22/2021 |  | 9/14/2022 |  |  | Y | No
AG2-077 | Clover-Rawlings 500 kV |  | VA | Charlotte | Active | Dominion | 700 | 200 | 120 |  | Capacity | Generation Interconnection | Solar |  |  | N/A |  | In Progress |  |  |  |  | N/A |  | N/A |  |  | N/A | N/A |  | 1/19/2021 | N/A | N/A |  |  |  | 6/30/2024 |  |  | N | No
AG2-078 | Lappans 34.5 kV |  | MD | Washington | Withdrawn | APS | 20 | 20 | 13.2 |  | Capacity | Generation Interconnection | Solar |  |  | N/A |  | Withdrawn |  |  |  |  | N/A |  | N/A |  |  | N/A | N/A |  | 1/20/2021 | N/A | N/A |  | 12/18/2024 |  | 5/23/2022 |  |  | N | No
AG2-079 | Clearville-Clearville Junction 34.5 kV |  | PA | Bedford | Withdrawn | APS | 20 | 20 | 13.3 |  | Capacity | Generation Interconnection | Solar |  |  | N/A |  | Withdrawn |  |  |  |  | N/A |  | N/A |  |  | N/A | N/A |  | 1/20/2021 | N/A | N/A |  | 12/18/2024 |  | 4/11/2022 |  |  | N | No
AG2-080 | Lexington 115 kV |  | VA | Rockbridge | Active | Dominion | 100 | 100 | 78 |  | Capacity | Generation Interconnection | Storage |  |  | N/A |  | In Progress |  |  |  |  | N/A |  | N/A |  |  | N/A | N/A |  | 1/21/2021 | N/A | N/A |  |  |  | 6/1/2024 |  |  | N | No
AG2-081 | Mt. Sterling-Fogg Pike 69 kV |  | KY | Montgomery | Active | EKPC | 30 | 30 | 18 |  | Capacity | Generation Interconnection | Solar |  |  | N/A |  | In Progress |  |  |  |  | N/A |  | N/A |  |  | N/A | N/A |  | 1/21/2021 | N/A | N/A |  |  |  | 5/1/2024 |  |  | N | No
AG2-082 | Nottingham 138 kV |  | OH | Harrison | Active | AEP | 200 | 200 | 133.4 |  | Capacity | Generation Interconnection | Solar |  |  | N/A |  | In Progress |  |  |  |  | N/A |  | N/A |  |  | N/A | N/A |  | 1/22/2021 | N/A | N/A |  |  |  | 12/1/2024 |  |  | N | No
AG2-083 | Greentown 138 kV |  | IN | Howard | Withdrawn | AEP | 300 | 300 | 180 |  | Capacity | Generation Interconnection | Solar |  |  | N/A |  | Withdrawn |  |  |  |  | N/A |  | N/A |  |  | N/A | N/A |  | 1/22/2021 | N/A | N/A |  | 12/18/2024 |  | 12/31/2023 |  |  | N | No
AG2-084 | Greentown 138 kV |  | IN | Howard | Withdrawn | AEP | 100 | 100 | 40 |  | Capacity | Generation Interconnection | Storage |  |  | N/A |  | Withdrawn |  |  |  |  | N/A |  | N/A |  |  | N/A | N/A |  | 1/22/2021 | N/A | N/A |  | 4/3/2025 |  | 12/31/2023 |  |  | N | No
AG2-085 | Delaware-Royerton 138 kV |  | IN | Delaware | Active | AEP | 140 | 40 | 24 |  | Capacity | Generation Interconnection | Solar |  |  | N/A |  | In Progress |  |  |  |  | N/A |  | N/A |  |  | N/A | N/A |  | 1/22/2021 | N/A | N/A |  |  |  | 12/31/2023 |  |  | N | No
AG2-086 | Mt. Jackson DP-Mt. Jackson 115 kV |  | VA | Shenandoah | Active | Dominion | 75 | 75 | 45 |  | Capacity | Generation Interconnection | Solar; Storage |  |  | N/A |  | In Progress |  |  |  |  | N/A |  | N/A |  |  | N/A | N/A |  | 1/22/2021 | N/A | N/A |  |  |  | 12/30/2022 |  |  | N | No
AG2-087 | Pennsauken 12 kV |  | NJ | Camden | Withdrawn | PSEG | 2.49 | 2.49 | 0.772 |  | Capacity | Generation Interconnection | Solar |  |  | N/A |  | Withdrawn |  |  |  |  | N/A |  | N/A |  |  | N/A | N/A |  | 1/5/2021 | N/A | N/A |  | 4/6/2021 |  | 1/1/2022 |  |  | N | No
AG2-088 | Midlothian 230 kV |  | VA | Chesterfield | Active | Dominion | 150 | 150 | 150 |  | Capacity | Generation Interconnection | Storage |  |  | N/A |  | In Progress |  |  |  |  | N/A |  | N/A |  |  | N/A | N/A |  | 1/26/2021 | N/A | N/A |  |  |  | 4/15/2022 |  |  | N | No
AG2-089 | Pelikan-Kennaloyal 25 kV |  | PA | Westmoreland | Withdrawn | APS | 10 | 10 | 6 |  | Capacity | Generation Interconnection | Solar |  |  | N/A |  | Withdrawn |  |  |  |  | N/A |  | N/A |  |  | N/A | N/A |  | 1/26/2021 | N/A | N/A |  | 12/18/2024 |  | 7/1/2022 |  |  | N | No
AG2-090 | Scalp Level 23 kV IV |  | PA | Somerset | Active | PENELEC | 14 | 14 | 8.4 |  | Capacity | Generation Interconnection | Solar |  |  | N/A |  | In Progress |  |  |  |  | N/A |  | N/A |  |  | N/A | N/A |  | 1/26/2021 | N/A | N/A |  |  |  | 1/31/2023 |  |  | N | No
AG2-091 | Scalp Level 23 kV V |  | PA | Somerset | Active | PENELEC | 20 | 6 | 3.6 |  | Capacity | Generation Interconnection | Solar |  |  | N/A |  | In Progress |  |  |  |  | N/A |  | N/A |  |  | N/A | N/A |  | 1/26/2021 | N/A | N/A |  |  |  | 1/15/2023 |  |  | N | No
AG2-092 | Todd 69 kV |  | MD | Dorchester | Active | DPL | 50 | 0 | 11 |  | Capacity | Generation Interconnection | Solar |  |  | N/A |  | In Progress |  |  |  |  | N/A |  | N/A |  |  | N/A | N/A |  | 1/26/2021 | N/A | N/A |  |  |  | 12/31/2021 |  |  | N | No
AG2-093 | Colonial Trail-Hopewell 230 kV |  | VA | Prince George | Active | Dominion | 100 | 100 | 100 |  | Capacity | Generation Interconnection | Solar; Storage |  |  | N/A |  | In Progress |  |  |  |  | N/A |  | N/A |  |  | N/A | N/A |  | 1/26/2021 | N/A | N/A |  |  |  | 12/1/2024 |  |  | N | No
AG2-094 | Summer Shade-Green County 161 kV |  | KY | Metcalfe | Withdrawn | EKPC | 150 | 150 | 90 |  | Capacity | Generation Interconnection | Solar |  |  | N/A |  | Withdrawn |  |  |  |  | N/A |  | N/A |  |  | N/A | N/A |  | 1/27/2021 | N/A | N/A |  | 5/5/2025 |  | 4/1/2024 |  |  | N | No
AG2-095 | Hopewell 34.5 kV (Circuit 313) |  | VA | Prince George | Active | Dominion | 18 | 18 | 10.8 |  | Capacity | Generation Interconnection | Solar |  |  | N/A |  | In Progress |  |  |  |  | N/A |  | N/A |  |  | N/A | N/A |  | 1/28/2021 | N/A | N/A |  |  |  | 12/8/2023 |  |  | N | No
AG2-096 | Dauphin PG Tie-Dauphin Juniata Tie 69 kV |  | PA | Dauphin | Active | PPL | 55 | 0 | 0 |  | Energy | Generation Interconnection | Storage |  |  | N/A |  | In Progress |  |  |  |  | N/A |  | N/A |  |  | N/A | N/A |  | 1/28/2021 | N/A | N/A |  |  |  | 12/1/2022 |  |  | N | No
AG2-097 | Altoona-Raystown 230 kV II |  | PA | Blair | Withdrawn | PENELEC | 80 | 0 | 0 |  | Energy | Generation Interconnection | Storage |  |  | N/A |  | Withdrawn |  |  |  |  | N/A |  | N/A |  |  | N/A | N/A |  | 1/28/2021 | N/A | N/A |  | 8/7/2024 |  | 6/30/2022 |  |  | N | No
AG2-098 | Copperstone-North Lebanon 230 kV II |  | PA | Lebanon | Withdrawn | ME | 70 | 0 | 0 |  | Energy | Generation Interconnection | Storage |  |  | N/A |  | Withdrawn |  |  |  |  | N/A |  | N/A |  |  | N/A | N/A |  | 1/28/2021 | N/A | N/A |  | 2/10/2025 |  | 6/30/2022 |  |  | N | No
AG2-099 | Moshannon-Milesburg 230 kV V |  | PA | Centre | Withdrawn | APS | 161.98 | 0 | 0 |  | Energy | Generation Interconnection | Storage |  |  | N/A |  | Withdrawn |  |  |  |  | N/A |  | N/A |  |  | N/A | N/A |  | 1/28/2021 | N/A | N/A |  | 3/3/2025 |  | 6/30/2022 |  |  | N | No
AG2-100 | Moshannon-Milesburg 230 kV VI |  | PA | Centre | Withdrawn | APS | 161.98 | 0 | 0 |  | Energy | Generation Interconnection | Storage |  |  | N/A |  | Withdrawn |  |  |  |  | N/A |  | N/A |  |  | N/A | N/A |  | 1/28/2021 | N/A | N/A |  | 3/3/2025 |  | 6/30/2022 |  |  | N | No
AG2-101 | Princess Anne–Loretto 69 kV |  | MD | Somerset | Withdrawn | DPL | 58.6 | 58.6 | 35.16 |  | Capacity | Generation Interconnection | Solar |  |  | N/A |  | Withdrawn |  |  |  |  | N/A |  | N/A |  |  | N/A | N/A |  | 1/28/2021 | N/A | N/A |  | 12/18/2024 |  | 6/1/2024 |  |  | N | No
AG2-102 | Oak Hall-Perdue 69 kV |  | VA | Accomack | Withdrawn | ODEC | 20 | 20 | 12 |  | Capacity | Generation Interconnection | Solar; Storage |  |  | N/A |  | Withdrawn |  |  |  |  | N/A |  | N/A |  |  | N/A | N/A |  | 1/28/2021 | N/A | N/A |  | 12/18/2024 |  | 6/1/2024 |  |  | N | No
AG2-103 | Oak Hall-Hallwood 69 kV |  | VA | Accomack | Withdrawn | ODEC | 20 | 20 | 12 |  | Capacity | Generation Interconnection | Solar; Storage |  |  | N/A |  | Withdrawn |  |  |  |  | N/A |  | N/A |  |  | N/A | N/A |  | 1/28/2021 | N/A | N/A |  | 12/18/2024 |  | 6/1/2024 |  |  | N | No
AG2-104 | Marysville-Flatlick 765 kV |  | OH | Madison | Active | AEP | 400 | 400 | 253.7 |  | Capacity | Generation Interconnection | Solar |  |  | N/A |  | In Progress |  |  |  |  | N/A |  | N/A |  |  | N/A | N/A |  | 1/29/2021 | N/A | N/A |  |  |  | 9/1/2025 |  |  | N | No
AG2-105 | Marysville-Flatlick 765 kV |  | OH | Madison | Withdrawn | AEP | 800 | 400 | 253.7 |  | Capacity | Generation Interconnection | Solar |  |  | N/A |  | Withdrawn |  |  |  |  | N/A |  | N/A |  |  | N/A | N/A |  | 1/29/2021 | N/A | N/A |  | 12/18/2024 |  | 9/1/2026 |  |  | N | No
AG2-106 | Marysville-Flatlick 765 kV |  | OH | Madison | Active | AEP | 400 | 0 | 150 |  | Capacity | Generation Interconnection | Storage |  |  | N/A |  | In Progress |  |  |  |  | N/A |  | N/A |  |  | N/A | N/A |  | 1/29/2021 | N/A | N/A |  |  |  | 12/1/2024 |  |  | N | No
AG2-107 | Marysville-Flatlick 765 kV |  | OH | Madison | Active | AEP | 400 | 0 | 150 |  | Capacity | Generation Interconnection | Storage |  |  | N/A |  | In Progress |  |  |  |  | N/A |  | N/A |  |  | N/A | N/A |  | 1/29/2021 | N/A | N/A |  |  |  | 12/1/2024 |  |  | N | No
AG2-108 | Milford-Cool Springs 230 kV |  | DE | Sussex | Withdrawn | DPL | 460 | 460 | 130.6 |  | Capacity | Generation Interconnection | Offshore Wind |  |  | N/A |  | Withdrawn |  |  |  |  | N/A |  | N/A |  |  | N/A | N/A |  | 1/29/2021 | N/A | N/A |  | 12/18/2024 |  | 10/31/2026 |  |  | N | No
AG2-109 | Fitchville-New London 69 kV |  | OH | Huron | Active | ATSI | 40 | 40 | 28.1 |  | Capacity | Generation Interconnection | Solar |  |  | N/A |  | In Progress |  |  |  |  | N/A |  | N/A |  |  | N/A | N/A |  | 1/29/2021 | N/A | N/A |  |  |  | 12/31/2023 |  |  | N | No
AG2-110 | Marysville-Tangy 345 kV |  | OH | Union | Withdrawn | AEP | 300 | 50 | 20 |  | Capacity | Generation Interconnection | Storage |  |  | N/A |  | Withdrawn |  |  |  |  | N/A |  | N/A |  |  | N/A | N/A |  | 1/29/2021 | N/A | N/A |  | 12/17/2024 |  | 6/1/2024 |  |  | N | No
AG2-111 | Perth 34.5 kV Substation (Circuit 408) |  | VA | Campbell | Active | Dominion | 14.5 | 14.5 | 8.7 |  | Capacity | Generation Interconnection | Solar |  |  | N/A |  | In Progress |  |  |  |  | N/A |  | N/A |  |  | N/A | N/A |  | 1/29/2021 | N/A | N/A |  |  |  | 2/6/2023 |  |  | N | No
AG2-112 | Perth 34.5 kV Substation (Circuit 404) |  | VA | Halifax | Active | Dominion | 15.2 | 15.2 | 9.12 |  | Capacity | Generation Interconnection | Solar |  |  | N/A |  | In Progress |  |  |  |  | N/A |  | N/A |  |  | N/A | N/A |  | 1/29/2021 | N/A | N/A |  |  |  | 3/24/2023 |  |  | N | No
AG2-113 | Nokesville-Vint Hill 230 kV |  | VA | Prince William | Withdrawn | Dominion | 150 | 150 | 150 |  | Capacity | Generation Interconnection | Storage |  |  | N/A |  | Withdrawn |  |  |  |  | N/A |  | N/A |  |  | N/A | N/A |  | 1/29/2021 | N/A | N/A |  | 12/18/2024 |  | 8/10/2022 |  |  | N | No
AG2-114 | Dresden-Pontiac Midpoint 345 kV |  | IL | Livingston | Active | ComEd | 100 | 100 | 60 |  | Capacity | Generation Interconnection | Solar |  |  | N/A |  | In Progress |  |  |  |  | N/A |  | N/A |  |  | N/A | N/A |  | 1/29/2021 | N/A | N/A |  |  |  | 3/1/2024 |  |  | N | No
AG2-115 | Mt. Hermon 25 kV |  | MD | Wicomico | Withdrawn | DPL | 8.47 | 8.466 | 3.5557 |  | Capacity | Generation Interconnection | Solar |  |  | N/A |  | Withdrawn |  |  |  |  | N/A |  | N/A |  |  | N/A | N/A |  | 1/29/2021 | N/A | N/A |  | 12/18/2024 |  | 8/29/2022 |  |  | N | No
AG2-116 | Olive-Reynolds 345 #1 345 kV |  | IN | White | Active | AEP | 300 | 100 | 60 |  | Capacity | Generation Interconnection | Solar; Storage |  |  | N/A |  | In Progress |  |  |  |  | N/A |  | N/A |  |  | N/A | N/A |  | 1/29/2021 | N/A | N/A |  |  |  | 10/31/2023 |  |  | N | No
AG2-117 | Olive-Reynolds #2 345 kV |  | IN | White | Withdrawn | AEP | 100 | 100 | 60 |  | Capacity | Generation Interconnection | Solar; Storage |  |  | N/A |  | Withdrawn |  |  |  |  | N/A |  | N/A |  |  | N/A | N/A |  | 1/29/2021 | N/A | N/A |  | 12/18/2024 |  | 10/31/2023 |  |  | N | No
AG2-118 | Ford-Cedarville 138 kV |  | OH | Clermont | Withdrawn | DEOK | 84 | 84 | 56.2 |  | Capacity | Generation Interconnection | Solar |  |  | N/A |  | Withdrawn |  |  |  |  | N/A |  | N/A |  |  | N/A | N/A |  | 1/29/2021 | N/A | N/A |  | 12/18/2024 |  | 12/1/2024 |  |  | N | No
AG2-119 | Galion-Roberts South 138 kV II |  | OH | Marion | Active | ATSI | 80 | 80 | 53.6 |  | Capacity | Generation Interconnection | Solar |  |  | N/A |  | In Progress |  |  |  |  | N/A |  | N/A |  |  | N/A | N/A |  | 1/29/2021 | N/A | N/A |  |  |  | 9/1/2024 |  |  | N | No
AG2-120 | Everetts 34.5 kV |  | NC | Martin | Active | Dominion | 21 | 21 | 14 |  | Capacity | Generation Interconnection | Solar |  |  | N/A |  | In Progress |  |  |  |  | N/A |  | N/A |  |  | N/A | N/A |  | 1/29/2021 | N/A | N/A |  |  |  | 12/15/2024 |  |  | N | No
AG2-121 | Mackeys 230 kV |  | NC | Washington | Active | Dominion | 140 | 0 | 0 |  | Energy | Generation Interconnection | Storage |  |  | N/A |  | In Progress |  |  |  |  | N/A |  | N/A |  |  | N/A | N/A |  | 1/29/2021 | N/A | N/A |  |  |  | 12/15/2023 |  |  | N | No
AG2-122 | Crystal Hill - Halifax 115 kV |  | VA | Halifax | Withdrawn | Dominion | 64.7 | 0 | 0 |  | Energy | Generation Interconnection | Solar; Storage |  |  | N/A |  | Withdrawn |  |  |  |  | N/A |  | N/A |  |  | N/A | N/A |  | 1/29/2021 | N/A | N/A |  | 12/17/2024 |  | 6/30/2022 |  |  | N | No
AG2-123 | Sedge Hill - Person 230 kV |  | VA | Halifax | Withdrawn | Dominion | 75.1 | 0 | 0 |  | Energy | Generation Interconnection | Solar; Storage |  |  | N/A |  | Withdrawn |  |  |  |  | N/A |  | N/A |  |  | N/A | N/A |  | 1/29/2021 | N/A | N/A |  | 12/17/2024 |  | 6/30/2022 |  |  | N | No
AG2-124 | Shackleford-Harmony 115 kV |  | VA | King and Queen | Active | Dominion | 149.9 | 0 | 33.34 |  | Capacity | Generation Interconnection | Solar |  |  | N/A |  | In Progress |  |  |  |  | N/A |  | N/A |  |  | N/A | N/A |  | 1/29/2021 | N/A | N/A |  |  |  | 12/31/2023 |  |  | N | No
AG2-125 | Camden-Crystal 69 kV |  | OH | Preble | Active | Dayton | 69.9 | 0 | 15.44 |  | Capacity | Generation Interconnection | Solar |  |  | N/A |  | In Progress |  |  |  |  | N/A |  | N/A |  |  | N/A | N/A |  | 1/29/2021 | N/A | N/A |  |  |  | 12/31/2022 |  |  | N | No
AG2-126 | Eugene 345 kV |  | IN | Vermillion | Active | AEP | 150 | 150 | 90 |  | Capacity | Generation Interconnection | Solar; Storage |  |  | N/A |  | In Progress |  |  |  |  | N/A |  | N/A |  |  | N/A | N/A |  | 1/29/2021 | N/A | N/A |  |  |  | 6/30/2023 |  |  | N | No
AG2-127 | Gladstone 138 kV |  | VA | Nelson | Withdrawn | AEP | 100 | 0 | 40 |  | Capacity | Generation Interconnection | Storage |  |  | N/A |  | Withdrawn |  |  |  |  | N/A |  | N/A |  |  | N/A | N/A |  | 1/29/2021 | N/A | N/A |  | 12/18/2024 |  | 9/1/2024 |  |  | N | No
AG2-128 | Rawlings-Clover 500 kV |  | VA | Brunswick | Withdrawn | Dominion | 150 | 0 | 40 |  | Capacity | Generation Interconnection | Storage |  |  | N/A |  | Withdrawn |  |  |  |  | N/A |  | N/A |  |  | N/A | N/A |  | 1/30/2021 | N/A | N/A |  | 12/18/2024 |  | 7/1/2024 |  |  | N | No
AG2-129 | Rawlings-Clover 500 kV |  | VA | Brunswick | Withdrawn | Dominion | 150 | 0 | 40 |  | Capacity | Generation Interconnection | Storage |  |  | N/A |  | Withdrawn |  |  |  |  | N/A |  | N/A |  |  | N/A | N/A |  | 1/30/2021 | N/A | N/A |  | 12/18/2024 |  | 7/1/2024 |  |  | N | No
AG2-130 | Colby Tap-Valley 138 kV |  | MI | Van Buren | Withdrawn | AEP | 55 | 55 | 37.2 |  | Capacity | Generation Interconnection | Solar; Storage |  |  | N/A |  | Withdrawn |  |  |  |  | N/A |  | N/A |  |  | N/A | N/A |  | 2/2/2021 | N/A | N/A |  | 3/30/2025 |  | 12/31/2026 |  |  | N | No
AG2-131 | Almena-Valley 69 kV |  | MI | Van Buren | Withdrawn | AEP | 40 | 40 | 20 |  | Capacity | Generation Interconnection | Solar |  |  | N/A |  | Withdrawn |  |  |  |  | N/A |  | N/A |  |  | N/A | N/A |  | 2/1/2021 | N/A | N/A |  | 3/31/2025 |  | 12/31/2026 |  |  | N | No
AG2-132 | Hartford-South Haven 69 kV |  | MI | Van Buren | Withdrawn | AEP | 15 | 15 | 7.5 |  | Capacity | Generation Interconnection | Solar |  |  | N/A |  | Withdrawn |  |  |  |  | N/A |  | N/A |  |  | N/A | N/A |  | 2/1/2021 | N/A | N/A |  | 3/30/2025 |  | 12/31/2026 |  |  | N | No
AG2-133 | South Creek 69 kV |  | VA | Appomattox | Withdrawn | Dominion | 52.44 | 52.44 | 34.1 |  | Capacity | Generation Interconnection | Solar |  |  | N/A |  | Withdrawn |  |  |  |  | N/A |  | N/A |  |  | N/A | N/A |  | 1/31/2021 | N/A | N/A |  | 1/23/2024 |  | 12/31/2023 |  |  | N | No
AG2-134 |  |  | PA | Montgomery | Withdrawn | PPL | 5 | 5 | 5 |  | Capacity | Generation Interconnection | Solar |  |  | N/A |  | Withdrawn |  |  |  |  | N/A |  | N/A |  |  | N/A | N/A |  | 2/3/2021 | N/A | N/A |  | 2/25/2021 |  | 8/31/2022 |  |  | N | No
AG2-135 | Hoffman Estates 12.5 kV | Patel Brothers Energy Storage System | OH | Pickaway | Withdrawn | ComEd | 0.28 | 0.28 | 0 |  | Energy | Generation Interconnection | Storage |  |  | N/A | https://www.pjm.com/pjmfiles/pub/planning/project-queues/feas_docs/ag2135_fea.pdf | Document Posted | https://www.pjm.com/pjmfiles/pub/planning/project-queues/impact_studies/ag2135_imp.pdf | Document Posted |  |  | N/A | Wholesale Market Participation Agreement | https://www.pjm.com/pjmfiles/pub/planning/project-queues/wmpa/ag2135_wmpa.pdf | https://www.pjm.com/pjmfiles/pub/planning/project-queues/csa/ag2135_wmpa.pdf | Not Required | N/A | N/A |  | 2/4/2021 | N/A | N/A |  | 1/10/2022 |  | 4/15/2022 | 4/15/2022 |  | Y | No
AG2-136 | Lake Lynn-Lardin 138 kV |  | PA | Fayette | Withdrawn | APS | 119.6 | 119.6 | 74.152 |  | Capacity | Generation Interconnection | Solar |  |  | N/A |  | Withdrawn |  |  |  |  | N/A |  | N/A |  |  | N/A | N/A |  | 2/4/2021 | N/A | N/A |  | 4/23/2021 |  | 12/31/2023 |  |  | N | No
AG2-137 | Surry-Chuckatuck 230 kV |  | VA | Isle of Wight | Withdrawn | Dominion | 70 | 70 | 43.4 |  | Capacity | Generation Interconnection | Solar |  |  | N/A |  | Withdrawn |  |  |  |  | N/A |  | N/A |  |  | N/A | N/A |  | 2/8/2021 | N/A | N/A |  | 12/18/2024 |  | 6/3/2024 |  |  | N | No
AG2-139 | Lincoln 771-4 13.2 kV |  | PA | Adams | Withdrawn | ME | 3 | 3 | 2 |  | Capacity | Generation Interconnection | Solar |  |  | N/A |  | Withdrawn |  |  |  |  | N/A |  | N/A |  |  | N/A | N/A |  | 2/9/2021 | N/A | N/A |  | 8/9/2024 |  | 8/1/2022 |  |  | N | No
AG2-142 | Bowman's Mill 69 kV |  | PA | Columbia | Withdrawn | PPL | 13 | 13 | 0 |  | Energy | Generation Interconnection | Solar |  |  | N/A |  | Withdrawn |  |  |  |  | N/A |  | N/A |  |  | N/A | N/A |  | 2/12/2021 | N/A | N/A |  | 10/6/2023 |  | 11/30/2023 |  |  | N | No
AG2-143 | Burma-Sligo 25 kV |  | PA | Clarion | Withdrawn | APS | 20 | 20 | 10 |  | Capacity | Generation Interconnection | Solar |  |  | N/A |  | Withdrawn |  |  |  |  | N/A |  | N/A |  |  | N/A | N/A |  | 2/16/2021 | N/A | N/A |  | 3/14/2025 |  | 12/31/2026 |  |  | N | No
AG2-144 | Carlls Corner 12 kV |  | NJ | Salem | Withdrawn | AEC | 1.5 | 1.5 | 0.63 |  | Capacity | Generation Interconnection | Solar |  |  | N/A |  | Withdrawn |  |  |  |  | N/A |  | N/A |  |  | N/A | N/A |  | 2/16/2021 | N/A | N/A |  | 3/11/2022 |  |  |  |  | N | No
AG2-145 | Page-Bethel 138 kV |  | VA | Pulaski | Withdrawn | APS | 100 | 0 | 0 |  | Energy | Generation Interconnection | Solar; Storage |  |  | N/A |  | Withdrawn |  |  |  |  | N/A |  | N/A |  |  | N/A | N/A |  | 1/29/2021 | N/A | N/A |  | 8/3/2023 |  | 6/30/2022 |  |  | N | No
AG2-147 | Pontiac Midpoint 34.5kV |  | IL | Livingston | Withdrawn | ComEd | 20 | 20 | 12 |  | Capacity | Generation Interconnection | Solar |  |  | N/A |  | Withdrawn |  |  |  |  | N/A |  | N/A |  |  | N/A | N/A |  | 2/22/2021 | N/A | N/A |  | 12/18/2024 |  | 3/1/2024 |  |  | N | No
AG2-148 | S Berwick - Galion 345 kV |  | OH | Wyandot | Active | AEP | 86 | 86 | 0 |  | Energy | Generation Interconnection | Storage |  |  | N/A |  | In Progress |  |  |  |  | N/A |  | N/A |  |  | N/A | N/A |  | 2/22/2021 | N/A | N/A |  |  |  | 12/2/2024 |  |  | N | No
AG2-149 | Galion-South Berwick 345 kV |  | OH | Crawford | Active | AEP | 400 | 400 | 52 |  | Capacity | Generation Interconnection | Solar |  |  | N/A |  | In Progress |  |  |  |  | N/A |  | N/A |  |  | N/A | N/A |  | 2/22/2021 | N/A | N/A |  |  |  | 12/2/2024 |  |  | N | No
AG2-150 | River Dock 23 kV |  | PA | Allegheny | Withdrawn | DL | 5.25 | 5.25 | 5.25 |  | Capacity | Generation Interconnection | Hydro |  |  | N/A |  | Withdrawn |  |  |  |  | N/A |  | N/A |  |  | N/A | N/A |  | 2/23/2021 | N/A | N/A |  | 4/7/2025 |  | 12/31/2022 |  |  | N | No
AG2-151 | Trices Lake - James River Tap 115 kV |  | VA | Cumberland | Active | Dominion | 100 | 100 | 60 |  | Capacity | Generation Interconnection | Solar |  |  | N/A |  | In Progress |  |  |  |  | N/A |  | N/A |  |  | N/A | N/A |  | 2/23/2021 | N/A | N/A |  |  |  | 2/2/2024 |  |  | N | No
AG2-152 | Banister-Bear Skin 138 kV |  | VA | Pittsylvania | Active | AEP | 131 | 131 | 79 |  | Capacity | Generation Interconnection | Solar |  |  | N/A |  | In Progress |  |  |  |  | N/A |  | N/A |  |  | N/A | N/A |  | 2/23/2021 | N/A | N/A |  |  |  | 2/2/2024 |  |  | N | No
AG2-153 | Headquarters-Sideview 69 kV |  | KY | Bourbon | Withdrawn | EKPC | 75 | 75 | 45 |  | Capacity | Generation Interconnection | Solar |  |  | N/A |  | Withdrawn |  |  |  |  | N/A |  | N/A |  |  | N/A | N/A |  | 2/24/2021 | N/A | N/A |  | 12/18/2024 |  | 12/1/2023 |  |  | N | No
AG2-154 | Danville 12 kV |  | PA | Northumberland | Withdrawn | PPL | 1 | 1 | 0.5 |  | Capacity | Generation Interconnection | Solar |  |  | N/A |  | Withdrawn |  |  |  |  | N/A |  | N/A |  |  | N/A | N/A |  | 2/25/2021 | N/A | N/A |  | 12/18/2024 |  | 6/30/2022 |  |  | N | No
AG2-155 | Linden 12 kV |  | PA | Lycoming | Withdrawn | PPL | 2.8 | 2.8 | 1.4 |  | Capacity | Generation Interconnection | Solar |  |  | N/A |  | Withdrawn |  |  |  |  | N/A |  | N/A |  |  | N/A | N/A |  | 2/25/2021 | N/A | N/A |  | 12/18/2024 |  | 6/30/2022 |  |  | N | No
AG2-156 | Montgomery 12 kV |  | PA | Lycoming | Withdrawn | PPL | 5.1 | 5.1 | 2.6 |  | Capacity | Generation Interconnection | Solar |  |  | N/A |  | Withdrawn |  |  |  |  | N/A |  | N/A |  |  | N/A | N/A |  | 2/25/2021 | N/A | N/A |  | 12/18/2024 |  | 6/30/2022 |  |  | N | No
AG2-157 | Ashfield 12 kV |  | PA | Carbon | Withdrawn | PPL | 1.5 | 1.5 | 0.8 |  | Capacity | Generation Interconnection | Solar |  |  | N/A |  | Withdrawn |  |  |  |  | N/A |  | N/A |  |  | N/A | N/A |  | 2/25/2021 | N/A | N/A |  | 12/18/2024 |  | 6/30/2022 |  |  | N | No
AG2-158 |  |  | KY | Russell | Withdrawn | EKPC | 44 | 44 | 15 |  | Capacity | Generation Interconnection | Solar; Storage |  |  | N/A |  | Withdrawn |  |  |  |  | N/A |  | N/A |  |  | N/A | N/A |  | 2/25/2021 | N/A | N/A |  | 2/26/2021 |  | 9/15/2023 |  |  | N | No
AG2-159 | Williamstown 69 kV |  | KY | Grant | Active | EKPC | 61 | 61 | 57.6 |  | Capacity | Generation Interconnection | Solar; Storage |  |  | N/A |  | In Progress |  |  |  |  | N/A |  | N/A |  |  | N/A | N/A |  | 2/25/2021 | N/A | N/A |  |  |  | 9/15/2023 |  |  | N | No
AG2-160 |  |  | KY | Adair | Withdrawn | EKPC | 53 | 53 | 20 |  | Capacity | Generation Interconnection | Solar; Storage |  |  | N/A |  | Withdrawn |  |  |  |  | N/A |  | N/A |  |  | N/A | N/A |  | 2/25/2021 | N/A | N/A |  | 3/16/2021 |  | 9/15/2023 |  |  | N | No
AG2-161 | Wheelabrator Frackville-Gilberton 69 kV |  | PA | Schuylkill | Active | PPL | 43 | 43 | 18.06 |  | Capacity | Generation Interconnection | Solar |  |  | N/A |  | In Progress |  |  |  |  | N/A |  | N/A |  |  | N/A | N/A |  | 2/25/2021 | N/A | N/A |  |  |  | 12/1/2023 |  |  | N | No
AG2-162 | Jefferson-Greentown 765 kV |  | IN | Rush | Active | AEP | 115 | 115 | 15 |  | Capacity | Generation Interconnection | Solar |  |  | N/A |  | In Progress |  |  |  |  | N/A |  | N/A |  |  | N/A | N/A |  | 2/25/2021 | N/A | N/A |  |  |  | 12/2/2024 |  |  | N | No
AG2-163 | Dequine-Eugene 345 kV |  | IN | Fountain | Active | AEP | 700 | 250 | 35 |  | Capacity | Generation Interconnection | Solar |  |  | N/A |  | In Progress |  |  |  |  | N/A |  | N/A |  |  | N/A | N/A |  | 2/25/2021 | N/A | N/A |  |  |  | 6/1/2024 |  |  | N | No
AG2-164 | Jefferson-Greentown 765 kV |  | IN | Decatur | Active | AEP | 385 | 270 | 35.1 |  | Capacity | Generation Interconnection | Solar |  |  | N/A |  | In Progress |  |  |  |  | N/A |  | N/A |  |  | N/A | N/A |  | 2/25/2021 | N/A | N/A |  |  |  | 12/2/2024 |  |  | N | No
AG2-165 | Dumont-Greentown 765 kV |  | IN | Marshall | Active | AEP | 200 | 200 | 26 |  | Capacity | Generation Interconnection | Solar |  |  | N/A |  | In Progress |  |  |  |  | N/A |  | N/A |  |  | N/A | N/A |  | 2/25/2021 | N/A | N/A |  |  |  | 12/2/2024 |  |  | N | No
AG2-166 | Newville-Nottingham Tap 1 69 kV |  | PA | Cumberland | Active | PPL | 10 | 10 | 0 |  | Energy | Generation Interconnection | Solar |  |  | N/A |  | In Progress |  |  |  |  | N/A |  | N/A |  |  | N/A | N/A |  | 2/25/2021 | N/A | N/A |  |  |  | 8/18/2023 |  |  | N | No
AG2-167 | Morgan Street-Cochranton 34.5 kV |  | PA | Crawford | Withdrawn | PENELEC | 20 | 5 | 3 |  | Capacity | Generation Interconnection | Solar |  |  | N/A |  | Withdrawn |  |  |  |  | N/A |  | N/A |  |  | N/A | N/A |  | 2/25/2021 | N/A | N/A |  | 12/18/2024 |  | 1/15/2023 |  |  | N | No
AG2-168 | Clinch River-Copper Ridge 138 kV |  | VA | Russell | Withdrawn | AEP | 95 | 95 | 63.3333 |  | Capacity | Generation Interconnection | Solar |  |  | N/A |  | Withdrawn |  |  |  |  | N/A |  | N/A |  |  | N/A | N/A |  | 2/26/2021 | N/A | N/A |  | 12/18/2024 |  | 12/31/2022 |  |  | N | No
AG2-169 | Buckingham-Bremo 230 kV |  | VA | Buckingham | Withdrawn | Dominion | 70 | 70 | 46.6667 |  | Capacity | Generation Interconnection | Solar |  |  | N/A |  | Withdrawn |  |  |  |  | N/A |  | N/A |  |  | N/A | N/A |  | 2/26/2021 | N/A | N/A |  | 12/18/2024 |  | 12/31/2022 |  |  | N | No
AG2-170 | Whitewater Valley Power Station 69 kV |  | IN | Wayne | Withdrawn | AEP | 88 | 88 | 58.6667 |  | Capacity | Generation Interconnection | Solar |  |  | N/A |  | Withdrawn |  |  |  |  | N/A |  | N/A |  |  | N/A | N/A |  | 2/26/2021 | N/A | N/A |  | 12/18/2024 |  | 12/31/2022 |  |  | N | No
AG2-171 | Lunenburg-Nutbush 115 kV |  | VA | Lunenburg | Active | Dominion | 60 | 60 | 36 |  | Capacity | Generation Interconnection | Solar |  |  | N/A |  | In Progress |  |  |  |  | N/A |  | N/A |  |  | N/A | N/A |  | 2/26/2021 | N/A | N/A |  |  |  | 7/3/2024 |  |  | N | No
AG2-172 | Kittatinny 230 kV |  | NJ | Warren | Withdrawn | JCPL | 450 | 30 | 30 |  | Capacity | Generation Interconnection | Hydro |  |  | N/A |  | Withdrawn |  |  |  |  | N/A |  | N/A |  |  | N/A | N/A |  | 2/26/2021 | N/A | N/A |  | 12/18/2024 |  | 6/1/2022 |  |  | N | No
AG2-173 | Twin Branch-Meridian 345 kV |  | IN | Whitley | Withdrawn | AEP | 200 | 200 | 120 |  | Capacity | Generation Interconnection | Solar |  |  | N/A |  | Withdrawn |  |  |  |  | N/A |  | N/A |  |  | N/A | N/A |  | 2/26/2021 | N/A | N/A |  | 12/18/2024 |  | 12/31/2025 |  |  | N | No
AG2-174 | Jack Frost-Lake Harmony 69 kV |  | PA | Carbon | Withdrawn | PPL | 20 | 20 | 13.2 |  | Capacity | Generation Interconnection | Solar |  |  | N/A |  | Withdrawn |  |  |  |  | N/A |  | N/A |  |  | N/A | N/A |  | 2/26/2021 | N/A | N/A |  | 12/18/2024 |  | 12/30/2024 |  |  | N | No
AG2-175 | Van Wert-Delphos 69 kV |  | OH | Van Wert | Withdrawn | AEP | 65 | 65 | 49 |  | Capacity | Generation Interconnection | Solar; Storage |  |  | N/A |  | Withdrawn |  |  |  |  | N/A |  | N/A |  |  | N/A | N/A |  | 2/26/2021 | N/A | N/A |  | 12/18/2024 |  | 12/15/2023 |  |  | N | No
AG2-176 | Geneva 115 kV |  | PA | Crawford | Active | PENELEC | 150 | 150 | 90 |  | Capacity | Generation Interconnection | Solar |  |  | N/A |  | In Progress |  |  |  |  | N/A |  | N/A |  |  | N/A | N/A |  | 2/26/2021 | N/A | N/A |  |  |  | 1/31/2024 |  |  | N | No
AG2-177 | Limecrest-Woodruff's Gap 34.5 kV |  | NJ | Sussex | Withdrawn | JCPL | 8 | 8 | 3.36 |  | Capacity | Generation Interconnection | Solar |  |  | N/A |  | Withdrawn |  |  |  |  | N/A |  | N/A |  |  | N/A | N/A |  | 2/26/2021 | N/A | N/A |  | 12/18/2024 |  | 2/23/2022 |  |  | N | No
AG2-178 | Remington 34.5 kV |  | VA | Fauquier | Withdrawn | Dominion | 14.125 | 14.125 | 9.3 |  | Capacity | Generation Interconnection | Solar |  |  | N/A |  | Withdrawn |  |  |  |  | N/A |  | N/A |  |  | N/A | N/A |  | 2/26/2021 | N/A | N/A |  | 12/18/2024 |  | 12/30/2022 |  |  | N | No
AG2-179 | Coburg 69 kV |  | KY | Adair | Active | EKPC | 60 | 60 | 57 |  | Capacity | Generation Interconnection | Solar; Storage |  |  | N/A |  | In Progress |  |  |  |  | N/A |  | N/A |  |  | N/A | N/A |  | 2/26/2021 | N/A | N/A |  |  |  | 9/15/2023 |  |  | N | No
AG2-180 | Paulsboro 69 kV |  | NJ | Gloucester | Withdrawn | AEC | 79 | 0 | 20 |  | Capacity | Generation Interconnection | Natural Gas |  |  | N/A |  | Withdrawn |  |  |  |  | N/A |  | N/A |  |  | N/A | N/A |  | 2/26/2021 | N/A | N/A |  | 12/18/2024 |  | 2/25/2021 |  |  | N | No
AG2-181 | Airey - Golden Hill 69 kV |  | MD | Dorchester | Active | DPL | 28 | 28 | 2.8 |  | Capacity | Generation Interconnection | Solar |  |  | N/A |  | In Progress |  |  |  |  | N/A |  | N/A |  |  | N/A | N/A |  | 2/26/2021 | N/A | N/A |  |  |  | 6/1/2024 |  |  | N | No
AG2-182 | Doubs-Bismark 500 kV |  | VA | Frederick | Active | Dominion | 200 | 200 | 133.3333 |  | Capacity | Generation Interconnection | Solar; Storage |  |  | N/A |  | In Progress |  |  |  |  | N/A |  | N/A |  |  | N/A | N/A |  | 2/26/2021 | N/A | N/A |  |  |  | 12/31/2022 |  |  | N | No
AG2-183 |  |  | KY | Hardin | Withdrawn | EKPC | 45 | 45 | 30 |  | Capacity | Generation Interconnection | Solar |  |  | N/A |  | Withdrawn |  |  |  |  | N/A |  | N/A |  |  | N/A | N/A |  | 2/26/2021 | N/A | N/A |  | 3/19/2021 |  | 12/31/2022 |  |  | N | No
AG2-184 | Harbert Metering 138 kV |  | KY | Knott | Active | AEP | 210 | 210 | 126 |  | Capacity | Generation Interconnection | Solar |  |  | N/A |  | In Progress |  |  |  |  | N/A |  | N/A |  |  | N/A | N/A |  | 2/27/2021 | N/A | N/A |  |  |  | 6/1/2024 |  |  | N | No
AG2-185 | Effort Mountain-Gilbert 138 kV |  | PA | Monroe | Withdrawn | PPL | 40 | 10 | 6 |  | Capacity | Generation Interconnection | Solar |  |  | N/A |  | Withdrawn |  |  |  |  | N/A |  | N/A |  |  | N/A | N/A |  | 2/26/2021 | N/A | N/A |  | 8/26/2024 |  | 5/1/2024 |  |  | N | No
AG2-186 | Effort Mountain-Gilbert 138 kV |  | PA | Monroe | Withdrawn | PPL | 45.2 | 5.2 | 3.1 |  | Capacity | Generation Interconnection | Solar |  |  | N/A |  | Withdrawn |  |  |  |  | N/A |  | N/A |  |  | N/A | N/A |  | 2/26/2021 | N/A | N/A |  | 8/26/2024 |  | 6/1/2024 |  |  | N | No
AG2-187 | Amherst-Riverville 138 kV |  | VA | Amherst | Withdrawn | AEP | 115 | 40 | 33.2 |  | Capacity | Generation Interconnection | Storage |  |  | N/A |  | Withdrawn |  |  |  |  | N/A |  | N/A |  |  | N/A | N/A |  | 2/26/2021 | N/A | N/A |  | 12/18/2024 |  | 12/1/2024 |  |  | N | No
AG2-188 | Farmville - Buckingham 230 kV |  | VA | Cumberland | Active | Dominion | 140 | 140 | 89 |  | Capacity | Generation Interconnection | Solar |  |  | N/A |  | In Progress |  |  |  |  | N/A |  | N/A |  |  | N/A | N/A |  | 2/27/2021 | N/A | N/A |  |  |  | 3/1/2024 |  |  | N | No
AG2-189 | Washington-Furnace Brook Tap 34.5 kV |  | NJ | Warren | Active | JCPL | 19.8 | 19.8 | 8.316 |  | Capacity | Generation Interconnection | Solar |  |  | N/A |  | In Progress |  |  |  |  | N/A |  | N/A |  |  | N/A | N/A |  | 2/27/2021 | N/A | N/A |  |  |  | 2/23/2022 |  |  | N | No
AG2-190 | Huffman 138 kV |  | VA | Carroll | Withdrawn | AEP | 77.4 | 77.4 | 46.44 |  | Capacity | Generation Interconnection | Solar |  |  | N/A |  | Withdrawn |  |  |  |  | N/A |  | N/A |  |  | N/A | N/A |  | 2/27/2021 | N/A | N/A |  | 3/31/2021 |  | 10/31/2024 |  |  | N | No
AG2-191 | Mississinewa 138 kV |  | IN | Grant | Active | AEP | 30 | 30 | 18 |  | Capacity | Generation Interconnection | Solar; Storage |  |  | N/A |  | In Progress |  |  |  |  | N/A |  | N/A |  |  | N/A | N/A |  | 2/27/2021 | N/A | N/A |  |  |  | 11/30/2023 |  |  | N | No
AG2-192 | Mississinewa 138 kV |  | IN | Grant | Active | AEP | 19 | 19 | 11.4 |  | Capacity | Generation Interconnection | Solar; Storage |  |  | N/A |  | In Progress |  |  |  |  | N/A |  | N/A |  |  | N/A | N/A |  | 2/27/2021 | N/A | N/A |  |  |  | 12/15/2023 |  |  | N | No
AG2-193 | Turner 34.5 kV |  | VA | Henrico | Active | Dominion | 20 | 20 | 12 |  | Capacity | Generation Interconnection | Solar |  |  | N/A |  | In Progress |  |  |  |  | N/A |  | N/A |  |  | N/A | N/A |  | 2/27/2021 | N/A | N/A |  |  |  | 12/31/2023 |  |  | N | No
AG2-194 | Pierce-Kyger Creek 345 kV |  | OH | Highland | Withdrawn | OVEC | 170 | 50 | 21 |  | Capacity | Generation Interconnection | Solar |  |  | N/A |  | Withdrawn |  |  |  |  | N/A |  | N/A |  |  | N/A | N/A |  | 2/27/2021 | N/A | N/A |  | 12/13/2024 |  | 12/31/2024 |  |  | N | No
AG2-195 | Dowling 138 kV |  | OH | Wood | Withdrawn | ATSI | 53 | 53 | 22.26 |  | Capacity | Generation Interconnection | Solar |  |  | N/A |  | Withdrawn |  |  |  |  | N/A |  | N/A |  |  | N/A | N/A |  | 2/27/2021 | N/A | N/A |  | 12/18/2024 |  | 12/31/2024 |  |  | N | No
AG2-196 |  |  | MD | Baltimore County | Withdrawn | BGE | 9.3 | 9.3 | 3.5 |  | Capacity | Generation Interconnection | Solar |  |  | N/A |  | Withdrawn |  |  |  |  | N/A |  | N/A |  |  | N/A | N/A |  | 2/28/2021 | N/A | N/A |  | 3/25/2021 |  | 12/30/2022 |  |  | N | No
AG2-197 | Nelson- Electrical Junction 345 kV |  | IL | Lee | Withdrawn | ComEd | 295.9 | 295.9 | 52 |  | Capacity | Generation Interconnection | Wind |  |  | N/A |  | Withdrawn |  |  |  |  | N/A |  | N/A |  |  | N/A | N/A |  | 2/28/2021 | N/A | N/A |  | 12/18/2024 |  | 12/31/2024 |  |  | N | No
AG2-198 | Briery - Finneywood 230 kV |  | VA | Prince Edward | Active | Dominion | 80 | 80 | 48 |  | Capacity | Generation Interconnection | Solar |  |  | N/A |  | In Progress |  |  |  |  | N/A |  | N/A |  |  | N/A | N/A |  | 2/28/2021 | N/A | N/A |  |  |  | 2/25/2024 |  |  | N | No
AG2-199 | Birchwood-NUG 230 kV |  | VA | King George | Withdrawn | Dominion | 55 | 55 | 35.7 |  | Capacity | Generation Interconnection | Solar |  |  | N/A |  | Withdrawn |  |  |  |  | N/A |  | N/A |  |  | N/A | N/A |  | 3/1/2021 | N/A | N/A |  | 12/18/2024 |  | 10/10/2023 |  |  | N | No
AG2-200 | North Warren–Russell 34.5 kV |  | PA | Warren | Active | PENELEC | 20 | 20 | 12 |  | Capacity | Generation Interconnection | Solar |  |  | N/A |  | In Progress |  |  |  |  | N/A |  | N/A |  |  | N/A | N/A |  | 3/2/2021 | N/A | N/A |  |  |  | 1/15/2023 |  |  | N | No
AG2-201 | Carwick Junction 25 kV |  | PA | Clarion | Withdrawn | APS | 15 | 15 | 9 |  | Capacity | Generation Interconnection | Solar |  |  | N/A |  | Withdrawn |  |  |  |  | N/A |  | N/A |  |  | N/A | N/A |  | 3/2/2021 | N/A | N/A |  | 4/26/2021 |  | 1/15/2023 |  |  | N | No
AG2-202 | Reusens 12.47 kV |  | VA | City of Lynchburg | Withdrawn | AEP | 20 | 20 | 20 |  | Capacity | Generation Interconnection | Storage |  |  | N/A |  | In Progress |  |  |  |  | N/A |  | N/A |  |  | N/A | N/A |  | 3/4/2021 | N/A | N/A |  | 3/11/2025 |  | 10/31/2022 |  |  | N | No
AG2-203 | Perkins Park 12.47 kV |  | VA | City of Lynchburg | Withdrawn | AEP | 20 | 20 | 20 |  | Capacity | Generation Interconnection | Storage |  |  | N/A |  | Withdrawn |  |  |  |  | N/A |  | N/A |  |  | N/A | N/A |  | 3/4/2021 | N/A | N/A |  | 12/18/2024 |  | 10/31/2022 |  |  | N | No
AG2-204 | Athenia 26 kV |  | NJ | Essex | Withdrawn | PSEG | 20 | 20 | 20 |  | Capacity | Generation Interconnection | Storage |  |  | N/A |  | Withdrawn |  |  |  |  | N/A |  | N/A |  |  | N/A | N/A |  | 3/4/2021 | N/A | N/A |  | 12/19/2024 |  | 10/31/2022 |  |  | N | No
AG2-205 | Bonney Forge 23 kV |  | PA | Huntingdon | Withdrawn | PENELEC | 3.7 |  |  |  | Energy | Generation Interconnection | Solar |  |  | N/A |  | Withdrawn |  |  |  |  | N/A | Wholesale Market Participation Agreement | https://www.pjm.com/pjmfiles/pub/planning/project-queues/wmpa/ag2205_wmpa.pdf | https://www.pjm.com/pjmfiles/pub/planning/project-queues/csa/ag2205_wmpa.pdf | Not Required | N/A | N/A |  | 3/6/2021 | N/A | N/A |  | 6/2/2023 |  | 3/31/2024 | 3/31/2024 |  | Y | No
AG2-206 | Tennessee Gas-East Towanda 115 kV |  | PA | Bradford | Active | PENELEC | 48 | 48 | 28.8 |  | Capacity | Generation Interconnection | Solar |  |  | N/A |  | In Progress |  |  |  |  | N/A |  | N/A |  |  | N/A | N/A |  | 3/4/2021 | N/A | N/A |  |  |  | 1/15/2023 |  |  | N | No
AG2-207 | Brandon Shores 230 kV |  | MD | Anne Arundel | Withdrawn | BGE | 275 | 275 | 110 |  | Capacity | Generation Interconnection | Storage |  |  | N/A |  | Withdrawn |  |  |  |  | N/A |  | N/A |  |  | N/A | N/A |  | 3/4/2021 | N/A | N/A |  | 12/12/2024 |  | 3/31/2023 |  |  | N | No
AG2-208 | Greenwood DP - St. Johns DP 115 kV |  | VA | Louisa | Active | Dominion | 70 | 70 | 44.47 |  | Capacity | Generation Interconnection | Solar |  |  | N/A |  | In Progress |  |  |  |  | N/A |  | N/A |  |  | N/A | N/A |  | 3/5/2021 | N/A | N/A |  |  |  | 6/30/2024 |  |  | N | No
AG2-209 | Greenwood DP - St. Johns DP 115 kV |  | VA | Louisa | Withdrawn | Dominion | 70 | 0 | 20.76 |  | Capacity | Generation Interconnection | Solar; Storage |  |  | N/A |  | Withdrawn |  |  |  |  | N/A |  | N/A |  |  | N/A | N/A |  | 3/5/2021 | N/A | N/A |  | 12/17/2024 |  | 6/30/2024 |  |  | N | No
AG2-210 |  |  | VA | Orange | Withdrawn | Dominion | 70 | 70 | 44.26 |  | Capacity | Generation Interconnection | Solar |  |  | N/A |  | Withdrawn |  |  |  |  | N/A |  | N/A |  |  | N/A | N/A |  | 3/5/2021 | N/A | N/A |  | 3/29/2021 |  | 6/30/2024 |  |  | N | No
AG2-211 |  |  | VA | Orange | Withdrawn | Dominion | 70 | 0 | 20.76 |  | Capacity | Generation Interconnection | Solar |  |  | N/A |  | Withdrawn |  |  |  |  | N/A |  | N/A |  |  | N/A | N/A |  | 3/5/2021 | N/A | N/A |  | 3/29/2021 |  | 6/30/2024 |  |  | N | No
AG2-212 | Dumont-Greentown 765 kV |  | IN | Marshall | Active | AEP | 400 | 200 | 26 |  | Capacity | Generation Interconnection | Solar |  |  | N/A |  | In Progress |  |  |  |  | N/A |  | N/A |  |  | N/A | N/A |  | 3/8/2021 | N/A | N/A |  |  |  | 12/2/2024 |  |  | N | No
AG2-213 | Gary D.P Tap - Gary D.P 115 kV |  | VA | Lunenburg | Active | Dominion | 80 | 80 | 48 |  | Capacity | Generation Interconnection | Solar |  |  | N/A |  | In Progress |  |  |  |  | N/A |  | N/A |  |  | N/A | N/A |  | 3/8/2021 | N/A | N/A |  |  |  | 12/1/2025 |  |  | N | No
AG2-214 | Red House D.P - Sugar Hill 115 kV |  | VA | Charlotte | Withdrawn | Dominion | 60 | 60.17 | 36 |  | Capacity | Generation Interconnection | Solar |  |  | N/A |  | Withdrawn |  |  |  |  | N/A |  | N/A |  |  | N/A | N/A |  | 3/8/2021 | N/A | N/A |  | 12/18/2024 |  | 12/1/2025 |  |  | N | No
AG2-215 | Garner DP-Lancaster 115 kV |  | VA | Lancaster | Active | Dominion | 196 | 0 | 36.92 |  | Capacity | Generation Interconnection | Solar |  |  | N/A |  | In Progress |  |  |  |  | N/A |  | N/A |  |  | N/A | N/A |  | 3/9/2021 | N/A | N/A |  |  |  | 12/31/2023 |  |  | N | No
AG2-216 | East Sidney-Quincy 138 kV |  | OH | Champaign | Active | Dayton | 144 | 0 | 25.92 |  | Capacity | Generation Interconnection | Solar |  |  | N/A |  | In Progress |  |  |  |  | N/A |  | N/A |  |  | N/A | N/A |  | 3/9/2021 | N/A | N/A |  |  |  | 12/31/2023 |  |  | N | No
AG2-217 | Watkins Corner 34.5 kV |  | VA | Southampton | Withdrawn | Dominion | 20 | 20.9 | 8 |  | Capacity | Generation Interconnection | Storage |  |  | N/A |  | Withdrawn |  |  |  |  | N/A |  | N/A |  |  | N/A | N/A |  | 3/9/2021 | N/A | N/A |  | 9/17/2024 |  | 4/29/2023 |  |  | N | No
AG2-218 | La Rue 69 kV |  | OH | Marion | Withdrawn | AEP | 49.5 | 49.5 | 32 |  | Capacity | Generation Interconnection | Solar |  |  | N/A |  | Withdrawn |  |  |  |  | N/A |  | N/A |  |  | N/A | N/A |  | 3/9/2021 | N/A | N/A |  | 12/18/2024 |  | 12/2/2024 |  |  | N | No
AG2-219 | Jefferson-Greentown 765 kV |  | IN | Decatur | Active | AEP | 715 | 330 | 42.9 |  | Capacity | Generation Interconnection | Solar |  |  | N/A |  | In Progress |  |  |  |  | N/A |  | N/A |  |  | N/A | N/A |  | 3/9/2021 | N/A | N/A |  |  |  | 12/2/2024 |  |  | N | No
AG2-220 | East Towanda-South Troy 115 kV |  | PA | Bradford | Active | PENELEC | 31 | 31 | 19.2 |  | Capacity | Generation Interconnection | Solar |  |  | N/A |  | In Progress |  |  |  |  | N/A |  | N/A |  |  | N/A | N/A |  | 3/10/2021 | N/A | N/A |  |  |  | 9/30/2025 |  |  | N | No
AG2-221 | South Troy - North Towanda 34.5 kV |  | PA | Bradford | Active | PENELEC | 20 | 20 | 13.2 |  | Capacity | Generation Interconnection | Solar |  |  | N/A |  | In Progress |  |  |  |  | N/A |  | N/A |  |  | N/A | N/A |  | 3/10/2021 | N/A | N/A |  |  |  | 9/30/2024 |  |  | N | No
AG2-222 | Tanners Creek-Hanna 345 kV |  | IN | Rush | Withdrawn | AEP | 83 | 83 | 55 |  | Capacity | Generation Interconnection | Solar |  |  | N/A |  | Withdrawn |  |  |  |  | N/A |  | N/A |  |  | N/A | N/A |  | 3/10/2021 | N/A | N/A |  | 12/18/2024 |  | 12/2/2024 |  |  | N | No
AG2-223 | Allen Junction 345 kV |  | OH | Lucas | Withdrawn | ATSI | 100 | 100 | 100 |  | Capacity | Generation Interconnection | Storage |  |  | N/A |  | Withdrawn |  |  |  |  | N/A |  | N/A |  |  | N/A | N/A |  | 3/10/2021 | N/A | N/A |  | 12/18/2024 |  | 6/1/2023 |  |  | N | No
AG2-224 | Essex 230 kV |  | NJ | Essex | Withdrawn | PSEG | 90 | 90 | 36 |  | Capacity | Generation Interconnection | Storage |  |  | N/A |  | Withdrawn |  |  |  |  | N/A |  | N/A |  |  | N/A | N/A |  | 3/10/2021 | N/A | N/A |  | 5/30/2023 |  | 12/31/2022 |  |  | N | No
AG2-225 | Wagner 115 kV |  | MD | Anne Arundel | Withdrawn | BGE | 135 | 115 | 46 |  | Capacity | Generation Interconnection | Storage |  |  | N/A |  | Withdrawn |  |  |  |  | N/A |  | N/A |  |  | N/A | N/A |  | 3/10/2021 | N/A | N/A |  | 12/12/2024 |  | 12/31/2022 |  |  | N | No
AG2-226 | Martins Creek 69 kV II |  | PA | Northampton | Withdrawn | PPL | 52 | 52 | 20.8 |  | Capacity | Generation Interconnection | Storage |  |  | N/A |  | Withdrawn |  |  |  |  | N/A |  | N/A |  |  | N/A | N/A |  | 3/11/2021 | N/A | N/A |  | 10/17/2024 |  | 12/31/2022 |  |  | N | No
AG2-227 | Harwood 69 kV |  | PA | Luzerne | Withdrawn | PPL | 33 | 33 | 13.2 |  | Capacity | Generation Interconnection | Storage |  |  | N/A |  | Withdrawn |  |  |  |  | N/A |  | N/A |  |  | N/A | N/A |  | 3/11/2021 | N/A | N/A |  | 11/28/2023 |  | 10/31/2022 |  |  | N | No
AG2-228 | Washington-Furnace Brook Tap 34.5kV |  | NJ | Warren | Active | JCPL | 11.2 | 11.2 | 4.704 |  | Capacity | Generation Interconnection | Solar |  |  | N/A |  | In Progress |  |  |  |  | N/A |  | N/A |  |  | N/A | N/A |  | 3/12/2021 | N/A | N/A |  |  |  | 3/31/2022 |  |  | N | No
AG2-229 | Floyd 138 kV |  | VA | Floyd | Withdrawn | AEP | 20 | 20 | 8 |  | Capacity | Generation Interconnection | Storage |  |  | N/A |  | Withdrawn |  |  |  |  | N/A |  | N/A |  |  | N/A | N/A |  | 3/12/2021 | N/A | N/A |  | 12/18/2024 |  | 1/1/2024 |  |  | N | No
AG2-230 | Dumont 345 kV |  | IN | St. Joseph | Active | AEP | 150 | 150 | 90 |  | Capacity | Generation Interconnection | Solar |  |  | N/A |  | In Progress |  |  |  |  | N/A |  | N/A |  |  | N/A | N/A |  | 3/12/2021 | N/A | N/A |  |  |  | 12/31/2024 |  |  | N | No
AG2-231 | Arrowhead 12 kV |  | PA | Monroe | Withdrawn | PPL | 10 | 10 | 6.2 |  | Capacity | Generation Interconnection | Solar |  |  | N/A |  | Withdrawn |  |  |  |  | N/A |  | N/A |  |  | N/A | N/A |  | 3/13/2021 | N/A | N/A |  | 9/5/2023 |  | 12/1/2023 |  |  | N | No
AG2-232 | Saint Thomas - CNG 34.5 kV |  | PA | Franklin | Withdrawn | APS | 10 | 10 | 6.2 |  | Capacity | Generation Interconnection | Solar |  |  | N/A |  | Withdrawn |  |  |  |  | N/A |  | N/A |  |  | N/A | N/A |  | 3/12/2021 | N/A | N/A |  | 9/7/2023 |  | 12/1/2023 |  |  | N | No
AG2-233 | Montgomery Hydroelectric 23 kV |  | PA | Beaver | Withdrawn | DL | 20 | 20 | 17.5 |  | Capacity | Generation Interconnection | Hydro |  |  | N/A |  | Withdrawn |  |  |  |  | N/A |  | N/A |  |  | N/A | N/A |  | 3/15/2021 | N/A | N/A |  | 12/18/2024 |  | 12/31/2023 |  |  | N | No
AG2-234 | Neville 23 kV |  | PA | Allegheny | Withdrawn | DL | 20 | 3.2 | 1.5 |  | Capacity | Generation Interconnection | Hydro |  |  | N/A |  | Withdrawn |  |  |  |  | N/A |  | N/A |  |  | N/A | N/A |  | 3/15/2021 | N/A | N/A |  | 12/18/2024 |  | 12/31/2023 |  |  | N | No
AG2-235 | Lincoln-Berrywood 69 kV |  | OH | Delaware | Withdrawn | AEP | 73 | 73 | 30.66 |  | Capacity | Generation Interconnection | Solar |  |  | N/A |  | Withdrawn |  |  |  |  | N/A |  | N/A |  |  | N/A | N/A |  | 3/15/2021 | N/A | N/A |  | 12/18/2024 |  | 12/31/2024 |  |  | N | No
AG2-236 | Potter-Harlan 69 kV |  | PA | Lawrence | Active | ATSI | 60 | 20 | 2 |  | Capacity | Generation Interconnection | Solar |  |  | N/A |  | In Progress |  |  |  |  | N/A |  | N/A |  |  | N/A | N/A |  | 3/15/2021 | N/A | N/A |  |  |  | 10/30/2024 |  |  | N | No
AG2-237 | Thelma 230kV |  | NC | Northhampton | Active | Dominion | 323 | 0 | 0 |  | Energy | Generation Interconnection | Storage |  |  | N/A |  | In Progress |  |  |  |  | N/A |  | N/A |  |  | N/A | N/A |  | 3/16/2021 | N/A | N/A |  |  |  | 12/15/2025 |  |  | N | No
AG2-238 | Earleys 230 kV |  | NC | Hertford | Active | Dominion | 99.9 | 0 | 0 |  | Energy | Generation Interconnection | Storage |  |  | N/A |  | In Progress |  |  |  |  | N/A |  | N/A |  |  | N/A | N/A |  | 3/16/2021 | N/A | N/A |  |  |  | 12/15/2025 |  |  | N | No
AG2-239 | Hickory-Shawboro 230 kV |  | NC | Currituck | Active | Dominion | 60 | 0 | 0 |  | Energy | Generation Interconnection | Storage |  |  | N/A |  | In Progress |  |  |  |  | N/A |  | N/A |  |  | N/A | N/A |  | 3/16/2021 | N/A | N/A |  |  |  | 12/15/2025 |  |  | N | No
AG2-240 | Old Church 34.5 kV |  | VA | Hanover | Active | Dominion | 25 | 0 | 0 |  | Energy | Generation Interconnection | Storage |  |  | N/A |  | In Progress |  |  |  |  | N/A |  | N/A |  |  | N/A | N/A |  | 3/16/2021 | N/A | N/A |  |  |  | 12/15/2025 |  |  | N | No
AG2-241 | Roadstown 69 kV |  | NJ | Cumberland | Withdrawn | AEC | 47 | 47 | 31.3333 |  | Capacity | Generation Interconnection | Solar |  |  | N/A |  | Withdrawn |  |  |  |  | N/A |  | N/A |  |  | N/A | N/A |  | 3/16/2021 | N/A | N/A |  | 12/18/2024 |  | 9/15/2023 |  |  | N | No
AG2-243 | Rome-Orwell 36 kV |  | OH | Ashtabula | Withdrawn | ATSI | 20 | 20 | 12 |  | Capacity | Generation Interconnection | Solar |  |  | N/A |  | Withdrawn |  |  |  |  | N/A |  | N/A |  |  | N/A | N/A |  | 3/16/2021 | N/A | N/A |  | 12/18/2024 |  | 1/15/2023 |  |  | N | No
AG2-244 | Winfield-Presrite Corp 36 kV |  | OH | Ashtabula | Withdrawn | ATSI | 20 | 20 | 12 |  | Capacity | Generation Interconnection | Solar |  |  | N/A |  | Withdrawn |  |  |  |  | N/A |  | N/A |  |  | N/A | N/A |  | 3/16/2021 | N/A | N/A |  | 12/18/2024 |  | 1/15/2023 |  |  | N | No
AG2-245 | Olive - Reynolds #1 345 kV |  | IN | Starke | Active | AEP | 210 | 210 | 126 |  | Capacity | Generation Interconnection | Solar |  |  | N/A |  | In Progress |  |  |  |  | N/A |  | N/A |  |  | N/A | N/A |  | 3/16/2021 | N/A | N/A |  |  |  | 12/1/2023 |  |  | N | No
AG2-246 | Whitehouse-Lone Gum 138 kV |  | VA | Bedford | Withdrawn | AEP | 102.1 | 0 | 0 |  | Energy | Generation Interconnection | Solar; Storage |  |  | N/A |  | Withdrawn |  |  |  |  | N/A |  | N/A |  |  | N/A | N/A |  | 1/29/2021 | N/A | N/A |  | 4/12/2024 |  | 6/30/2022 |  |  | N | No
AG2-247 | Northwestern REC Dixonburg-Vernon 34.5 kV |  | PA | Crawford | Withdrawn | PENELEC | 20 | 20 | 12 |  | Capacity | Generation Interconnection | Solar |  |  | N/A |  | Withdrawn |  |  |  |  | N/A |  | N/A |  |  | N/A | N/A |  | 3/17/2021 | N/A | N/A |  | 2/6/2025 |  | 1/15/2023 |  |  | N | No
AG2-248 | East Elkhart – Elcona Tap 138 kV |  | IN | Elkhart | Active | AEP | 100 | 100 | 0 |  | Energy | Generation Interconnection | Storage |  |  | N/A |  | In Progress |  |  |  |  | N/A |  | N/A |  |  | N/A | N/A |  | 3/17/2021 | N/A | N/A |  |  |  | 12/2/2024 |  |  | N | No
AG2-249 | Stoneboro-Perry 69 kV |  | PA | Mercer | Active | ATSI | 20 | 20 | 12 |  | Capacity | Generation Interconnection | Solar |  |  | N/A |  | In Progress |  |  |  |  | N/A |  | N/A |  |  | N/A | N/A |  | 3/17/2021 | N/A | N/A |  |  |  | 1/15/2023 |  |  | N | No
AG2-250 | Stoneboro-Perry 69 kV II |  | PA | Mercer | Active | ATSI | 40 | 20 | 12 |  | Capacity | Generation Interconnection | Solar |  |  | N/A |  | In Progress |  |  |  |  | N/A |  | N/A |  |  | N/A | N/A |  | 3/17/2021 | N/A | N/A |  |  |  | 1/15/2023 |  |  | N | No
AG2-251 | Dilworth 69 kV |  | OH | Trumbull | Withdrawn | ATSI | 29 | 29 | 17.4 |  | Capacity | Generation Interconnection | Solar |  |  | N/A |  | Withdrawn |  |  |  |  | N/A |  | N/A |  |  | N/A | N/A |  | 3/18/2021 | N/A | N/A |  | 12/18/2024 |  | 1/15/2023 |  |  | N | No
AG2-252 | Dilworth 69 kV II |  | OH | Trumbull | Withdrawn | ATSI | 49 | 20 | 12 |  | Capacity | Generation Interconnection | Solar |  |  | N/A |  | Withdrawn |  |  |  |  | N/A |  | N/A |  |  | N/A | N/A |  | 3/18/2021 | N/A | N/A |  | 12/18/2024 |  | 1/15/2023 |  |  | N | No
AG2-253 | Dilworth 69 kV III |  | OH | Trumbull | Withdrawn | ATSI | 69 | 20 | 12 |  | Capacity | Generation Interconnection | Solar |  |  | N/A |  | Withdrawn |  |  |  |  | N/A |  | N/A |  |  | N/A | N/A |  | 3/18/2021 | N/A | N/A |  | 12/18/2024 |  | 1/15/2023 |  |  | N | No
AG2-254 | New Lisbon 12.47 kV |  | NJ | Burlington | Withdrawn | JCPL | 4 | 4 | 1.68 |  | Capacity | Generation Interconnection | Solar |  |  | N/A |  | Withdrawn |  |  |  |  | N/A |  | N/A |  |  | N/A | N/A |  | 3/18/2021 | N/A | N/A |  | 12/18/2024 |  | 3/30/2022 |  |  | N | No
AG2-255 | South Hampton 13 kV |  | NJ | Burlington | Withdrawn | PSEG | 4 | 4 | 1.68 |  | Capacity | Generation Interconnection | Solar |  |  | N/A |  | Withdrawn |  |  |  |  | N/A |  | N/A |  |  | N/A | N/A |  | 3/18/2021 | N/A | N/A |  | 12/19/2024 |  | 3/30/2022 |  |  | N | No
AG2-256 |  |  | NJ | Somerset | Withdrawn | PSEG | 8 | 8 | 8 |  | Capacity | Generation Interconnection | Solar |  |  | N/A |  | Withdrawn |  |  |  |  | N/A |  | N/A |  |  | N/A | N/A |  | 3/18/2021 | N/A | N/A |  | 4/12/2021 |  | 6/15/2022 |  |  | N | No
AG2-257 |  |  | NJ | Ocean | Withdrawn | JCPL | 8 | 8 | 8 |  | Capacity | Generation Interconnection | Solar |  |  | N/A |  | Withdrawn |  |  |  |  | N/A |  | N/A |  |  | N/A | N/A |  | 3/18/2021 | N/A | N/A |  | 4/13/2021 |  | 9/15/2022 |  |  | N | No
AG2-258 | Carson – Rogers Road 500 kV |  | VA | Accomack | Withdrawn | Dominion | 100 | 100 | 60 |  | Capacity | Generation Interconnection | Solar |  |  | N/A |  | Withdrawn |  |  |  |  | N/A |  | N/A |  |  | N/A | N/A |  | 3/19/2021 | N/A | N/A |  | 12/18/2024 |  | 3/1/2024 |  |  | N | No
AG2-259 | Sherwood - Kidds Store 115 kV |  | VA | Fluvanna | Withdrawn | Dominion | 80 | 80 | 48 |  | Capacity | Generation Interconnection | Solar |  |  | N/A |  | Withdrawn |  |  |  |  | N/A |  | N/A |  |  | N/A | N/A |  | 3/19/2021 | N/A | N/A |  | 12/18/2024 |  | 3/4/2024 |  |  | N | No
AG2-260 | Crystal Hill - Perth 115 kV |  | VA | Halifax | Withdrawn | Dominion | 149 | 149 | 89.4 |  | Capacity | Generation Interconnection | Solar |  |  | N/A |  | Withdrawn |  |  |  |  | N/A |  | N/A |  |  | N/A | N/A |  | 3/18/2021 | N/A | N/A |  | 3/31/2025 |  | 12/1/2025 |  |  | N | No
AG2-261 | Lake View - Clubhouse 230 kV |  | VA | Greensville | Withdrawn | Dominion | 175 | 175 | 105 |  | Capacity | Generation Interconnection | Solar |  |  | N/A |  | Withdrawn |  |  |  |  | N/A |  | N/A |  |  | N/A | N/A |  | 3/18/2021 | N/A | N/A |  | 12/18/2024 |  | 12/1/2025 |  |  | N | No
AG2-262 | Dryburg 115 kV |  | VA | Halifax | Active | Dominion | 47 | 11 | 6.6 |  | Capacity | Generation Interconnection | Solar |  |  | N/A |  | In Progress |  |  |  |  | N/A |  | N/A |  |  | N/A | N/A |  | 3/18/2021 | N/A | N/A |  |  |  | 12/1/2023 |  |  | N | No
AG2-263 | Jeffersonville-South Charleston 69 kV |  | OH | Fayette | Withdrawn | Dayton | 40 | 40 | 31.14 |  | Capacity | Generation Interconnection | Solar; Storage |  |  | N/A |  | Withdrawn |  |  |  |  | N/A |  | N/A |  |  | N/A | N/A |  | 3/19/2021 | N/A | N/A |  | 12/18/2024 |  | 12/15/2023 |  |  | N | No
AG2-264 | Jeffersonville-South Charleston 69 kV |  | OH | Fayette | Withdrawn | Dayton | 60 | 20 | 14.74 |  | Capacity | Generation Interconnection | Solar; Storage |  |  | N/A |  | Withdrawn |  |  |  |  | N/A |  | N/A |  |  | N/A | N/A |  | 3/19/2021 | N/A | N/A |  | 12/18/2024 |  | 12/15/2023 |  |  | N | No
AG2-265 | Jeffersonville-South Charleston 69 kV |  | OH | Fayette | Withdrawn | Dayton | 80 | 20 | 12 |  | Capacity | Generation Interconnection | Solar |  |  | N/A |  | Withdrawn |  |  |  |  | N/A |  | N/A |  |  | N/A | N/A |  | 3/19/2021 | N/A | N/A |  | 12/18/2024 |  | 12/15/2023 |  |  | N | No
AG2-266 | National-Tangy 138 kV II |  | OH | Madison | Withdrawn | ATSI | 57 | 8 | 4.8 |  | Capacity | Generation Interconnection | Solar |  |  | N/A |  | Withdrawn |  |  |  |  | N/A |  | N/A |  |  | N/A | N/A |  | 3/19/2021 | N/A | N/A |  | 12/1/2023 |  | 12/31/2024 |  |  | N | No
AG2-267 | Branchton 12.47 kV |  | PA | Butler | Withdrawn | APS | 10 | 10 | 6.2 |  | Capacity | Generation Interconnection | Solar |  |  | N/A |  | Withdrawn |  |  |  |  | N/A |  | N/A |  |  | N/A | N/A |  | 3/20/2021 | N/A | N/A |  | 9/7/2023 |  | 12/1/2023 |  |  | N | No
AG2-268 | Sedge Hill 230 kV |  | VA | Halifax | Withdrawn | Dominion | 100 | 100 | 100 |  | Capacity | Generation Interconnection | Storage |  |  | N/A |  | Withdrawn |  |  |  |  | N/A |  | N/A |  |  | N/A | N/A |  | 3/19/2021 | N/A | N/A |  | 12/17/2024 |  | 12/31/2023 |  |  | N | No
AG2-269 | Chesterfield 230 kV |  | VA | Chesterfield | Withdrawn | Dominion | 150 | 150 | 150 |  | Capacity | Generation Interconnection | Storage |  |  | N/A |  | Withdrawn |  |  |  |  | N/A |  | N/A |  |  | N/A | N/A |  | 3/19/2021 | N/A | N/A |  | 12/17/2024 |  | 12/31/2023 |  |  | N | No
AG2-270 | Clover 230 kV |  | VA | Halifax | Active | Dominion | 150 | 150 | 105 |  | Capacity | Generation Interconnection | Storage |  |  | N/A |  | In Progress |  |  |  |  | N/A |  | N/A |  |  | N/A | N/A |  | 3/19/2021 | N/A | N/A |  |  |  | 12/31/2025 |  |  | N | No
AG2-271 | Indian River 230 kV |  | DE | Sussex | Withdrawn | DPL | 150 | 150 | 150 |  | Capacity | Generation Interconnection | Storage |  |  | N/A |  | Withdrawn |  |  |  |  | N/A |  | N/A |  |  | N/A | N/A |  | 3/19/2021 | N/A | N/A |  | 12/17/2024 |  | 12/31/2023 |  |  | N | No
AG2-272 | Berry Hill 138 kV |  | VA | Pittsylvania | Active | AEP | 55 | 55 | 21.3 |  | Capacity | Generation Interconnection | Storage |  |  | N/A |  | In Progress |  |  |  |  | N/A |  | N/A |  |  | N/A | N/A |  | 3/19/2021 | N/A | N/A |  |  |  | 10/1/2024 |  |  | N | No
AG2-273 | Wurno 138 kV |  | VA | Pulaski | Withdrawn | AEP | 120 | 0 | 0 |  | Energy | Generation Interconnection | Storage |  |  | N/A |  | Withdrawn |  |  |  |  | N/A |  | N/A |  |  | N/A | N/A |  | 3/19/2021 | N/A | N/A |  | 4/5/2023 |  | 12/31/2023 |  |  | N | No
AG2-274 | Hebron 69 kV II |  | MD | Wicomico | Withdrawn | DPL | 45.8 | 0 | 0 |  | Energy | Generation Interconnection | Solar |  |  | N/A |  | Withdrawn |  |  |  |  | N/A |  | N/A |  |  | N/A | N/A |  | 3/19/2021 | N/A | N/A |  | 12/17/2024 |  | 12/31/2022 |  |  | N | No
AG2-275 | Southwest 230 kV |  | VA | Chesterfield | Withdrawn | Dominion | 150 | 150 | 150 |  | Capacity | Generation Interconnection | Storage |  |  | N/A |  | Withdrawn |  |  |  |  | N/A |  | N/A |  |  | N/A | N/A |  | 3/22/2021 | N/A | N/A |  | 12/17/2024 |  | 12/31/2023 |  |  | N | No
AG2-276 | Tyler 230 kV |  | VA | Chesterfield | Withdrawn | Dominion | 150 | 150 | 150 |  | Capacity | Generation Interconnection | Storage |  |  | N/A |  | Withdrawn |  |  |  |  | N/A |  | N/A |  |  | N/A | N/A |  | 3/22/2021 | N/A | N/A |  | 12/17/2024 |  | 12/31/2023 |  |  | N | No
AG2-277 | Robinson 69 kV |  | OH | Fayette | Withdrawn | Dayton | 40 | 40 | 34 |  | Capacity | Generation Interconnection | Solar; Storage |  |  | N/A |  | Withdrawn |  |  |  |  | N/A |  | N/A |  |  | N/A | N/A |  | 3/22/2021 | N/A | N/A |  | 12/18/2024 |  | 12/15/2023 |  |  | N | No
AG2-278 | Robinson 69 kV |  | OH | Fayette | Withdrawn | Dayton | 60 | 20 | 12 |  | Capacity | Generation Interconnection | Solar |  |  | N/A |  | Withdrawn |  |  |  |  | N/A |  | N/A |  |  | N/A | N/A |  | 3/22/2021 | N/A | N/A |  | 12/18/2024 |  | 12/15/2023 |  |  | N | No
AG2-279 | Hagerstown-Conservit 34.5 kV |  | MD | Washington | Active | APS | 20 | 20 | 12.9 |  | Capacity | Generation Interconnection | Solar |  |  | N/A |  | In Progress |  |  |  |  | N/A |  | N/A |  |  | N/A | N/A |  | 3/22/2021 | N/A | N/A |  |  |  | 9/30/2024 |  |  | N | No
AG2-280 | Walker 34.5 kV |  | PA | Pike | Withdrawn | ME | 10 | 10 | 6.5 |  | Capacity | Generation Interconnection | Solar |  |  | N/A |  | Withdrawn |  |  |  |  | N/A |  | N/A |  |  | N/A | N/A |  | 3/23/2021 | N/A | N/A |  | 9/7/2023 |  | 12/1/2023 |  |  | N | No
AG2-281 | Church 138 kV |  | MD | Queen Anne's | Active | DPL | 50 | 50 | 50 |  | Capacity | Generation Interconnection | Storage |  |  | N/A |  | In Progress |  |  |  |  | N/A |  | N/A |  |  | N/A | N/A |  | 3/22/2021 | N/A | N/A |  |  |  | 5/1/2024 |  |  | N | No
AG2-282 | Kuranga Power Generator |  | OH | Butler | Withdrawn | DEOK | 10 | 10 | 3.102 |  | Capacity | Generation Interconnection | Solar; Wind |  |  | N/A |  | Withdrawn |  |  |  |  | N/A |  | N/A |  |  | N/A | N/A |  | 3/22/2021 | N/A | N/A |  | 2/12/2025 |  | 2/10/2022 |  |  | N | No
AG2-283 | Yorktown 230 kV |  | VA | York | Withdrawn | Dominion | 150 | 150 | 150 |  | Capacity | Generation Interconnection | Storage |  |  | N/A |  | Withdrawn |  |  |  |  | N/A |  | N/A |  |  | N/A | N/A |  | 3/22/2021 | N/A | N/A |  | 12/17/2024 |  | 12/31/2023 |  |  | N | No
AG2-284 | Catharpin 230 kV |  | VA | Prince William | Active | Dominion | 150 | 150 | 150 |  | Capacity | Generation Interconnection | Storage |  |  | N/A |  | In Progress |  |  |  |  | N/A |  | N/A |  |  | N/A | N/A |  | 3/22/2021 | N/A | N/A |  |  |  | 12/31/2023 |  |  | N | No
AG2-285 | Loudoun 230 kV |  | VA | Loudoun | Withdrawn | Dominion | 150 | 150 | 150 |  | Capacity | Generation Interconnection | Storage |  |  | N/A |  | Withdrawn |  |  |  |  | N/A |  | N/A |  |  | N/A | N/A |  | 3/22/2021 | N/A | N/A |  | 12/17/2024 |  | 12/31/2023 |  |  | N | No
AG2-286 | Clifton 230 kV |  | VA | Fairfax | Withdrawn | Dominion | 150 | 150 | 150 |  | Capacity | Generation Interconnection | Storage |  |  | N/A |  | Withdrawn |  |  |  |  | N/A |  | N/A |  |  | N/A | N/A |  | 3/23/2021 | N/A | N/A |  | 12/17/2024 |  | 12/31/2023 |  |  | N | No
AG2-287 | Beaumeade 230 kV |  | VA | Loudoun | Withdrawn | Dominion | 150 | 150 | 150 |  | Capacity | Generation Interconnection | Storage |  |  | N/A |  | Withdrawn |  |  |  |  | N/A |  | N/A |  |  | N/A | N/A |  | 3/22/2021 | N/A | N/A |  | 12/17/2024 |  | 12/31/2023 |  |  | N | No
AG2-288 | Stonewall 138 kV |  | VA | Frederick | Active | APS | 150 | 150 | 150 |  | Capacity | Generation Interconnection | Storage |  |  | N/A |  | In Progress |  |  |  |  | N/A |  | N/A |  |  | N/A | N/A |  | 3/22/2021 | N/A | N/A |  |  |  | 12/31/2023 |  |  | N | No
AG2-289 | Amsden – Fremont Center 69 kV |  | OH | Seneca | Active | AEP | 66.6 | 66.6 | 0 |  | Energy | Generation Interconnection | Storage |  |  | N/A |  | In Progress |  |  |  |  | N/A |  | N/A |  |  | N/A | N/A |  | 3/23/2021 | N/A | N/A |  |  |  | 12/2/2024 |  |  | N | No
AG2-290 | Amsden – Fremont Center 69 kV |  | OH | Seneca | Active | AEP | 105 | 38.4 | 0 |  | Energy | Generation Interconnection | Storage |  |  | N/A |  | In Progress |  |  |  |  | N/A |  | N/A |  |  | N/A | N/A |  | 3/22/2021 | N/A | N/A |  |  |  | 12/2/2024 |  |  | N | No
AG2-291 | Williams Central 115 kV |  | PA | Susquehanna | Withdrawn | PENELEC | 16 | 16 | 0 |  | Energy | Generation Interconnection | Solar |  |  | N/A |  | Withdrawn |  |  |  |  | N/A |  | N/A |  |  | N/A | N/A |  | 3/22/2021 | N/A | N/A |  | 8/13/2024 |  | 12/31/2023 |  |  | N | No
AG2-292 | Scotch Hollow 230 kV |  | PA | Bradford | Withdrawn | PENELEC | 16 | 16 | 0 |  | Energy | Generation Interconnection | Solar |  |  | N/A |  | Withdrawn |  |  |  |  | N/A |  | N/A |  |  | N/A | N/A |  | 3/22/2021 | N/A | N/A |  | 8/13/2024 |  | 11/30/2023 |  |  | N | No
AG2-293 | Williams Potter Tap 115 kV |  | PA | Susquehanna | Withdrawn | PENELEC | 18 | 18 | 0 |  | Energy | Generation Interconnection | Solar |  |  | N/A |  | Withdrawn |  |  |  |  | N/A |  | N/A |  |  | N/A | N/A |  | 3/22/2021 | N/A | N/A |  | 8/13/2024 |  | 12/31/2023 |  |  | N | No
AG2-294 | MacNew 115 kV |  | PA | Susquehanna | Withdrawn | PENELEC | 18 | 18 | 0 |  | Energy | Generation Interconnection | Solar |  |  | N/A |  | Withdrawn |  |  |  |  | N/A |  | N/A |  |  | N/A | N/A |  | 3/22/2021 | N/A | N/A |  | 8/13/2024 |  | 12/31/2023 |  |  | N | No
AG2-295 | Price 25 kV |  | MD | Queen Anne's | Withdrawn | DPL | 15.5 | 15.5 | 9.3 |  | Capacity | Generation Interconnection | Solar |  |  | N/A |  | Withdrawn |  |  |  |  | N/A |  | N/A |  |  | N/A | N/A |  | 3/23/2021 | N/A | N/A |  | 9/3/2021 |  | 10/1/2023 |  |  | N | No
AG2-296 | South Berwick - Galion 345 kV |  | OH | Crawford | Withdrawn | AEP | 430 | 30 | 19.4 |  | Capacity | Generation Interconnection | Solar |  |  | N/A |  | Withdrawn |  |  |  |  | N/A |  | N/A |  |  | N/A | N/A |  | 3/23/2021 | N/A | N/A |  | 12/18/2024 |  | 12/2/2024 |  |  | N | No
AG2-297 | Cumberland 230 kV |  | NJ | Cumberland | Active | AEC | 19 | 19 | 11.4 |  | Capacity | Generation Interconnection | Solar |  |  | N/A |  | In Progress |  |  |  |  | N/A |  | N/A |  |  | N/A | N/A |  | 3/23/2021 | N/A | N/A |  |  |  | 6/1/2023 |  |  | N | No
AG2-298 | Loretto 69 kV |  | KY | Marion | Active | EKPC | 60 | 60 | 40 |  | Capacity | Generation Interconnection | Solar |  |  | N/A |  | In Progress |  |  |  |  | N/A |  | N/A |  |  | N/A | N/A |  | 3/23/2021 | N/A | N/A |  |  |  | 9/1/2024 |  |  | N | No
AG2-299 | Hurley 69 kV |  | VA | Buchanan | Withdrawn | AEP | 75 | 0 | 30 |  | Capacity | Generation Interconnection | Storage |  |  | N/A |  | Withdrawn |  |  |  |  | N/A |  | N/A |  |  | N/A | N/A |  | 3/23/2021 | N/A | N/A |  | 12/18/2024 |  | 9/1/2024 |  |  | N | No
AG2-300 | Meadow Brook 138 kV |  | VA | Frederick | Active | APS | 100 | 100 | 70 |  | Capacity | Generation Interconnection | Storage |  |  | N/A |  | In Progress |  |  |  |  | N/A |  | N/A |  |  | N/A | N/A |  | 3/23/2021 | N/A | N/A |  |  |  | 12/31/2023 |  |  | N | No
AG2-301 | Morgantown 230 kV |  | MD | Charles | Withdrawn | PEPCO | 150 | 150 | 150 |  | Capacity | Generation Interconnection | Storage |  |  | N/A |  | Withdrawn |  |  |  |  | N/A |  | N/A |  |  | N/A | N/A |  | 3/23/2021 | N/A | N/A |  | 12/17/2024 |  | 12/31/2023 |  |  | N | No
AG2-302 | Dickerson 230 kV |  | MD | Montgomery | Withdrawn | PEPCO | 150 | 150 | 150 |  | Capacity | Generation Interconnection | Storage |  |  | N/A |  | Withdrawn |  |  |  |  | N/A |  | N/A |  |  | N/A | N/A |  | 3/23/2021 | N/A | N/A |  | 12/17/2024 |  | 12/31/2023 |  |  | N | No
AG2-303 | Birchwood 230 kV |  | VA | King George | Withdrawn | Dominion | 100 | 100 | 100 |  | Capacity | Generation Interconnection | Storage |  |  | N/A |  | Withdrawn |  |  |  |  | N/A |  | N/A |  |  | N/A | N/A |  | 3/23/2021 | N/A | N/A |  | 12/17/2024 |  | 12/31/2023 |  |  | N | No
AG2-304 | Liberty 230 kV |  | VA | Prince William | Active | Dominion | 150 | 150 | 150 |  | Capacity | Generation Interconnection | Storage |  |  | N/A |  | In Progress |  |  |  |  | N/A |  | N/A |  |  | N/A | N/A |  | 3/23/2021 | N/A | N/A |  |  |  | 12/31/2023 |  |  | N | No
AG2-305 | Bristers 230 kV |  | VA | Fauquier | Withdrawn | Dominion | 100 | 100 | 100 |  | Capacity | Generation Interconnection | Storage |  |  | N/A |  | Withdrawn |  |  |  |  | N/A |  | N/A |  |  | N/A | N/A |  | 3/23/2021 | N/A | N/A |  | 12/17/2024 |  | 12/31/2023 |  |  | N | No
AG2-306 | Possum Point 230 kV |  | VA | Prince William | Withdrawn | Dominion | 150 | 150 | 150 |  | Capacity | Generation Interconnection | Storage |  |  | N/A |  | Withdrawn |  |  |  |  | N/A |  | N/A |  |  | N/A | N/A |  | 3/23/2021 | N/A | N/A |  | 12/17/2024 |  | 12/31/2023 |  |  | N | No
AG2-307 | Roundtable 230 kV |  | VA | Loudoun | Withdrawn | Dominion | 100 | 100 | 100 |  | Capacity | Generation Interconnection | Storage |  |  | N/A |  | Withdrawn |  |  |  |  | N/A |  | N/A |  |  | N/A | N/A |  | 3/23/2021 | N/A | N/A |  | 12/17/2024 |  | 12/31/2023 |  |  | N | No
AG2-308 | Cumberland 138 kV |  | MD | Allegany | Withdrawn | APS | 100 | 100 | 100 |  | Capacity | Generation Interconnection | Storage |  |  | N/A |  | Withdrawn |  |  |  |  | N/A |  | N/A |  |  | N/A | N/A |  | 3/23/2021 | N/A | N/A |  | 12/17/2024 |  | 12/31/2025 |  |  | N | No
AG2-309 | Lanexa 230 kV |  | VA | New Kent | Withdrawn | Dominion | 150 | 150 | 150 |  | Capacity | Generation Interconnection | Storage |  |  | N/A |  | Withdrawn |  |  |  |  | N/A |  | N/A |  |  | N/A | N/A |  | 3/23/2021 | N/A | N/A |  | 12/17/2024 |  | 12/31/2023 |  |  | N | No
AG2-310 | Matt Funk 138 kV |  | VA | Roanoke | Active | AEP | 100 | 100 | 70 |  | Capacity | Generation Interconnection | Storage |  |  | N/A |  | In Progress |  |  |  |  | N/A |  | N/A |  |  | N/A | N/A |  | 3/23/2021 | N/A | N/A |  |  |  | 12/31/2023 |  |  | N | No
AG2-311 | Smith Mountain 138 kV |  | VA | Bedford | Active | AEP | 75 | 75 | 52.5 |  | Capacity | Generation Interconnection | Storage |  |  | N/A |  | In Progress |  |  |  |  | N/A |  | N/A |  |  | N/A | N/A |  | 3/23/2021 | N/A | N/A |  |  |  | 12/31/2023 |  |  | N | No
AG2-312 | Suffolk - Sunbury 230 kV |  | VA | City of Suffolk | Withdrawn | Dominion | 125 | 125 | 75 |  | Capacity | Generation Interconnection | Solar |  |  | N/A |  | Withdrawn |  |  |  |  | N/A |  | N/A |  |  | N/A | N/A |  | 3/23/2021 | N/A | N/A |  | 12/18/2024 |  | 12/1/2025 |  |  | N | No
AG2-313 | Burches Hill 230 kV |  | MD | Prince George's | Withdrawn | PEPCO | 265.3 | 0 | 35.3 |  | Capacity | Generation Interconnection | Natural Gas |  |  | N/A |  | Withdrawn |  |  |  |  | N/A |  | N/A |  |  | N/A | N/A |  | 3/23/2021 | N/A | N/A |  | 9/12/2023 |  | 8/31/2021 |  |  | N | No
AG2-314 | Gilboa-Jones Branch 138 kV III |  | WV | Nicholas | Withdrawn | APS | 150 | 0 | 67 |  | Capacity | Generation Interconnection | Storage |  |  | N/A |  | In Progress |  | Withdrawn |  |  | N/A |  | N/A |  |  | N/A | N/A |  | 3/25/2021 | N/A | N/A |  | 11/27/2024 |  | 5/1/2024 |  |  | N | No
AG2-315 | Twin Branch - Guardian 138 kV |  | IN | Elkhart | Withdrawn | AEP | 302.2 | 0 | 60 |  | Capacity | Generation Interconnection | Storage |  |  | N/A |  | Withdrawn |  |  |  |  | N/A |  | N/A |  |  | N/A | N/A |  | 3/24/2021 | N/A | N/A |  | 12/18/2024 |  | 12/1/2023 |  |  | N | No
AG2-316 | Sandwich-Plano 138 KV |  | IL | Kendall | Withdrawn | ComEd | 292.2 | 0 | 49.4 |  | Capacity | Generation Interconnection | Storage |  |  | N/A |  | Withdrawn |  |  |  |  | N/A |  | N/A |  |  | N/A | N/A |  | 3/24/2021 | N/A | N/A |  | 12/18/2024 |  | 12/1/2023 |  |  | N | No
AG2-317 | Barren - Summer Shade 161 kV |  | KY | Barren | Withdrawn | EKPC | 155 | 35 | 23.3 |  | Capacity | Generation Interconnection | Solar; Storage |  |  | N/A |  | Withdrawn |  |  |  |  | N/A |  | N/A |  |  | N/A | N/A |  | 3/24/2021 | N/A | N/A |  | 12/18/2024 |  | 6/1/2024 |  |  | N | No
AG2-318 | Spotsylvania 115 kV |  | VA | Spotsylvania | Withdrawn | Dominion | 75 | 75 | 75 |  | Capacity | Generation Interconnection | Storage |  |  | N/A |  | Withdrawn |  |  |  |  | N/A |  | N/A |  |  | N/A | N/A |  | 3/24/2021 | N/A | N/A |  | 12/17/2024 |  | 12/31/2023 |  |  | N | No
AG2-319 | Brandon Shores 230 kV |  | MD | Anne Arundel | Withdrawn | BGE | 150 | 150 | 150 |  | Capacity | Generation Interconnection | Storage |  |  | N/A |  | Withdrawn |  |  |  |  | N/A |  | N/A |  |  | N/A | N/A |  | 3/24/2021 | N/A | N/A |  | 12/17/2024 |  | 12/31/2025 |  |  | N | No
AG2-320 | Ladysmith 230 kV |  | VA | Caroline | Active | Dominion | 150 | 150 | 105 |  | Capacity | Generation Interconnection | Storage |  |  | N/A |  | In Progress |  |  |  |  | N/A |  | N/A |  |  | N/A | N/A |  | 3/24/2021 | N/A | N/A |  |  |  | 12/31/2023 |  |  | N | No
AG2-321 | Landstown 230 kV |  | VA | City of Virginia Beach | Withdrawn | Dominion | 100 | 100 | 100 |  | Capacity | Generation Interconnection | Storage |  |  | N/A |  | Withdrawn |  |  |  |  | N/A |  | N/A |  |  | N/A | N/A |  | 3/24/2021 | N/A | N/A |  | 12/17/2024 |  | 12/31/2023 |  |  | N | No
AG2-322 | Skiffs Creek 230 kV |  | VA | James City | Withdrawn | Dominion | 150 | 150 | 150 |  | Capacity | Generation Interconnection | Storage |  |  | N/A |  | Withdrawn |  |  |  |  | N/A |  | N/A |  |  | N/A | N/A |  | 3/24/2021 | N/A | N/A |  | 12/17/2024 |  | 12/31/2023 |  |  | N | No
AG2-323 | Shelhorn 230 kV |  | VA | Loudoun | Withdrawn | Dominion | 100 | 100 | 100 |  | Capacity | Generation Interconnection | Storage |  |  | N/A |  | Withdrawn |  |  |  |  | N/A |  | N/A |  |  | N/A | N/A |  | 3/24/2021 | N/A | N/A |  | 12/17/2024 |  | 12/31/2023 |  |  | N | No
AG2-324 | Buttermilk 230 kV |  | VA | Loudoun | Withdrawn | Dominion | 100 | 100 | 100 |  | Capacity | Generation Interconnection | Storage |  |  | N/A |  | Withdrawn |  |  |  |  | N/A |  | N/A |  |  | N/A | N/A |  | 3/24/2021 | N/A | N/A |  | 12/17/2024 |  | 12/31/2023 |  |  | N | No
AG2-325 | Pacific 230 kV |  | VA | Loudoun | Withdrawn | Dominion | 100 | 100 | 100 |  | Capacity | Generation Interconnection | Storage |  |  | N/A |  | Withdrawn |  |  |  |  | N/A |  | N/A |  |  | N/A | N/A |  | 3/24/2021 | N/A | N/A |  | 12/17/2024 |  | 12/31/2023 |  |  | N | No
AG2-326 | Reston 230 kV |  | VA | Fairfax | Withdrawn | Dominion | 100 | 100 | 100 |  | Capacity | Generation Interconnection | Storage |  |  | N/A |  | Withdrawn |  |  |  |  | N/A |  | N/A |  |  | N/A | N/A |  | 3/24/2021 | N/A | N/A |  | 12/17/2024 |  | 12/31/2023 |  |  | N | No
AG2-327 | Tennessee Gas-East Towanda 115 kV |  | PA | Bradford | Active | PENELEC | 58 | 10 | 6 |  | Capacity | Generation Interconnection | Solar |  |  | N/A |  | In Progress |  |  |  |  | N/A |  | N/A |  |  | N/A | N/A |  | 3/24/2021 | N/A | N/A |  |  |  | 1/15/2023 |  |  | N | No
AG2-328 | Dumont - Greentown 765 kV |  | IN | Marshall | Active | AEP | 600 | 200 | 26 |  | Capacity | Generation Interconnection | Solar |  |  | N/A |  | In Progress |  |  |  |  | N/A |  | N/A |  |  | N/A | N/A |  | 3/25/2021 | N/A | N/A |  |  |  | 12/2/2024 |  |  | N | No
AG2-329 | S Berwick - Galion 345 kV |  | OH | Wyandot | Active | AEP | 400 | 200 | 156 |  | Capacity | Generation Interconnection | Storage |  |  | N/A |  | In Progress |  |  |  |  | N/A |  | N/A |  |  | N/A | N/A |  | 3/25/2021 | N/A | N/A |  |  |  | 12/2/2024 |  |  | N | No
AG2-330 | Dumont - Greentown 765 kV |  | IN | Marshall | Active | AEP | 600 | 200 | 156 |  | Capacity | Generation Interconnection | Storage |  |  | N/A |  | In Progress |  |  |  |  | N/A |  | N/A |  |  | N/A | N/A |  | 3/25/2021 | N/A | N/A |  |  |  | 12/2/2024 |  |  | N | No
AG2-331 | Jefferson-Greentown 765 kV |  | IN | Decatur | Active | AEP | 715 | 200 | 156 |  | Capacity | Generation Interconnection | Storage |  |  | N/A |  | In Progress |  |  |  |  | N/A |  | N/A |  |  | N/A | N/A |  | 3/25/2021 | N/A | N/A |  |  |  | 12/2/2024 |  |  | N | No
AG2-332 | East Elkhart – Elcona Tap 138 kV |  | IN | Elkhart | Active | AEP | 200 | 100 | 100 |  | Capacity | Generation Interconnection | Storage |  |  | N/A |  | In Progress |  |  |  |  | N/A |  | N/A |  |  | N/A | N/A |  | 3/25/2021 | N/A | N/A |  |  |  | 12/2/2024 |  |  | N | No
AG2-333 | Martinsville - Highland 69 kV |  | OH | Fayette | Withdrawn | Dayton | 49 | 49 | 38.05 |  | Capacity | Generation Interconnection | Solar; Storage |  |  | N/A |  | Withdrawn |  |  |  |  | N/A |  | N/A |  |  | N/A | N/A |  | 3/25/2021 | N/A | N/A |  | 12/18/2024 |  | 12/15/2023 |  |  | N | No
AG2-334 | Miller REC - Warrior Ridge 46 kV |  | PA | Huntingdon | Withdrawn | PENELEC | 30 | 10 | 6 |  | Capacity | Generation Interconnection | Solar |  |  | N/A |  | Withdrawn |  |  |  |  | N/A |  | N/A |  |  | N/A | N/A |  | 3/25/2021 | N/A | N/A |  | 12/18/2024 |  | 1/15/2023 |  |  | N | No
AG2-335 | Churchtown 69 kV |  | NJ | Salem | Withdrawn | AEC | 20 | 0 | 10 |  | Capacity | Generation Interconnection | Storage |  |  | N/A |  | Withdrawn |  |  |  |  | N/A |  | N/A |  |  | N/A | N/A |  | 3/25/2021 | N/A | N/A |  | 4/29/2022 |  | 5/31/2023 |  |  | N | No
AG2-336 | Midway 138 kV |  | OH | Henry | Active | ATSI | 80 | 80 | 48 |  | Capacity | Generation Interconnection | Solar |  |  | N/A |  | In Progress |  |  |  |  | N/A |  | N/A |  |  | N/A | N/A |  | 3/25/2021 | N/A | N/A |  |  |  | 11/30/2023 |  |  | N | No
AG2-337 | Midway 138 kV II |  | OH | Henry | Active | ATSI | 100 | 20 | 12 |  | Capacity | Generation Interconnection | Solar |  |  | N/A |  | In Progress |  |  |  |  | N/A |  | N/A |  |  | N/A | N/A |  | 3/25/2021 | N/A | N/A |  |  |  | 11/30/2023 |  |  | N | No
AG2-338 | Rogers Road - Carson 500 kV |  | VA | Sussex | Active | Dominion | 40 | 40 | 40 |  | Capacity | Generation Interconnection | Storage |  |  | N/A |  | In Progress |  |  |  |  | N/A |  | N/A |  |  | N/A | N/A |  | 3/25/2021 | N/A | N/A |  |  |  | 12/2/2024 |  |  | N | No
AG2-339 | Rogers Road - Carson 500 kV |  | VA | Sussex | Active | Dominion | 100 | 100 | 100 |  | Capacity | Generation Interconnection | Storage |  |  | N/A |  | In Progress |  |  |  |  | N/A |  | N/A |  |  | N/A | N/A |  | 3/25/2021 | N/A | N/A |  |  |  | 12/2/2024 |  |  | N | No
AG2-340 | South Boston 12.5 kV Line |  | VA | Halifax | Withdrawn | Dominion | 11.25 | 11.25 | 6.75 |  | Capacity | Generation Interconnection | Solar |  |  | N/A |  | Withdrawn |  |  |  |  | N/A |  | N/A |  |  | N/A | N/A |  | 3/25/2021 | N/A | N/A |  | 4/16/2021 |  | 12/1/2024 |  |  | N | No
AG2-341 | Ridge Road 115 kV |  | VA | Mecklenburg | Active | Dominion | 50 | 50 | 20 |  | Capacity | Generation Interconnection | Storage |  |  | N/A |  | In Progress |  |  |  |  | N/A |  | N/A |  |  | N/A | N/A |  | 3/25/2021 | N/A | N/A |  |  |  | 12/1/2024 |  |  | N | No
AG2-342 | Milford - Cool Springs 230 kV II |  | DE | Sussex | Withdrawn | DPL | 900 | 440 | 124.9 |  | Capacity | Generation Interconnection | Offshore Wind |  |  | N/A |  | Withdrawn |  |  |  |  | N/A |  | N/A |  |  | N/A | N/A |  | 3/26/2021 | N/A | N/A |  | 12/18/2024 |  | 10/31/2026 |  |  | N | No
AG2-343 | Eugene - Dequine 345 kV |  | IN | Fountain | Active | AEP | 100 | 100 | 78 |  | Capacity | Generation Interconnection | Storage |  |  | N/A |  | In Progress |  |  |  |  | N/A |  | N/A |  |  | N/A | N/A |  | 3/26/2021 | N/A | N/A |  |  |  | 12/2/2024 |  |  | N | No
AG2-344 | Dequine 345 bkV |  | IN | N/A | Active | AEP | 100 | 100 | 78 |  | Capacity | Generation Interconnection | Storage |  |  | N/A |  | In Progress |  |  |  |  | N/A |  | N/A |  |  | N/A | N/A |  | 3/26/2021 | N/A | N/A |  |  |  | 12/2/2024 |  |  | N | No
AG2-345 | Eugene - Dequine 345 kV |  | IN | Fountain | Active | AEP | 150 | 50 | 39 |  | Capacity | Generation Interconnection | Storage |  |  | N/A |  | In Progress |  |  |  |  | N/A |  | N/A |  |  | N/A | N/A |  | 3/26/2021 | N/A | N/A |  |  |  | 12/2/2024 |  |  | N | No
AG2-346 | Clubhouse – Freeman 115 kV |  | VA | Greensville | Withdrawn | Dominion | 100 | 100 | 65.2 |  | Capacity | Generation Interconnection | Solar |  |  | N/A |  | Withdrawn |  |  |  |  | N/A |  | N/A |  |  | N/A | N/A |  | 3/26/2021 | N/A | N/A |  | 11/22/2022 |  | 10/15/2024 |  |  | N | No
AG2-347 | Indian River 230 kV II |  | DE | Sussex | Active | DPL | 448.8 | 448.8 | 121.2 |  | Capacity | Generation Interconnection | Offshore Wind |  |  | N/A |  | In Progress |  |  |  |  | N/A |  | N/A |  |  | N/A | N/A |  | 3/26/2021 | N/A | N/A |  |  |  | 8/31/2025 |  |  | N | No
AG2-348 | Indian River 230 kV II |  | DE | Sussex | Withdrawn | DPL | 897.6 | 897.6 | 242.3 |  | Capacity | Generation Interconnection | Offshore Wind |  |  | N/A |  | Withdrawn |  |  |  |  | N/A |  | N/A |  |  | N/A | N/A |  | 3/26/2021 | N/A | N/A |  | 2/25/2025 |  | 8/31/2025 |  |  | N | No
AG2-349 | Double Toll Gate-Mead Brook 138 kV |  | VA | Frederick | Withdrawn | APS | 47.77 | 47.77 | 28.662 |  | Capacity | Generation Interconnection | Solar |  |  | N/A |  | Withdrawn |  |  |  |  | N/A |  | N/A |  |  | N/A | N/A |  | 2/27/2021 | N/A | N/A |  | 3/31/2021 |  | 10/31/2024 |  |  | N | No
AG2-350 | Smithfield 230 kV |  | VA | Isle of Wight | Withdrawn | Dominion | 250 | 250 | 100 |  | Capacity | Generation Interconnection | Storage |  |  | N/A |  | Withdrawn |  |  |  |  | N/A |  | N/A |  |  | N/A | N/A |  | 3/26/2021 | N/A | N/A |  | 12/22/2022 |  | 4/1/2023 |  |  | N | No
AG2-351 | Beatty-London 138 kV III |  | OH | Madison | Withdrawn | ATSI | 196 | 0 | 38.4 |  | Capacity | Generation Interconnection | Solar |  |  | N/A |  | Withdrawn |  |  |  |  | N/A |  | N/A |  |  | N/A | N/A |  | 3/26/2021 | N/A | N/A |  | 12/18/2024 |  | 2/28/2023 |  |  | N | No
AG2-352 | Laurel Lake 34.5 kV |  | PA | Bradford | Withdrawn | PENELEC | 10 | 10 | 6.2 |  | Capacity | Generation Interconnection | Solar |  |  | N/A |  | Withdrawn |  |  |  |  | N/A |  | N/A |  |  | N/A | N/A |  | 3/26/2021 | N/A | N/A |  | 9/7/2023 |  | 12/1/2023 |  |  | N | No
AG2-353 | Hammett 12.47 kV |  | PA | Erie | Withdrawn | PENELEC | 10 | 10 | 6.5 |  | Capacity | Generation Interconnection | Solar |  |  | N/A |  | Withdrawn |  |  |  |  | N/A |  | N/A |  |  | N/A | N/A |  | 3/26/2021 | N/A | N/A |  | 9/7/2023 |  | 12/1/2023 |  |  | N | No
AG2-354 | Ragland - Grant Branch 138 kV |  | WV | Mingo | Withdrawn | AEP | 100 | 100 | 72.92 |  | Capacity | Generation Interconnection | Solar; Storage |  |  | N/A |  | Withdrawn |  |  |  |  | N/A |  | N/A |  |  | N/A | N/A |  | 3/26/2021 | N/A | N/A |  | 2/6/2025 |  | 9/30/2024 |  |  | N | No
AG2-355 | North Muskingum River - Philo 138 kV |  | OH | Morgan | Withdrawn | AEP | 125 | 125 | 82.4 |  | Capacity | Generation Interconnection | Solar; Storage |  |  | N/A |  | Withdrawn |  |  |  |  | N/A |  | N/A |  |  | N/A | N/A |  | 3/26/2021 | N/A | N/A |  | 3/28/2025 |  | 6/1/2024 |  |  | N | No
AG2-356 | South Troy - Canton 34.5 kV |  | PA | Bradford | Active | PENELEC | 20 | 20 | 12 |  | Capacity | Generation Interconnection | Solar |  |  | N/A |  | In Progress |  |  |  |  | N/A |  | N/A |  |  | N/A | N/A |  | 3/26/2021 | N/A | N/A |  |  |  | 1/15/2023 |  |  | N | No
AG2-357 | Wilton 345 kV |  | IL | Will | Active | ComEd | 250 | 250 | 250 |  | Capacity | Generation Interconnection | Storage |  |  | N/A |  | In Progress |  |  |  |  | N/A |  | N/A |  |  | N/A | N/A |  | 3/26/2021 | N/A | N/A |  |  |  | 11/15/2024 |  |  | N | No
AG2-358 | Midway 345 kV |  | OH | Henry | Withdrawn | ATSI | 300 | 300 | 300 |  | Capacity | Generation Interconnection | Storage |  |  | N/A |  | Withdrawn |  |  |  |  | N/A |  | N/A |  |  | N/A | N/A |  | 3/26/2021 | N/A | N/A |  | 12/18/2024 |  | 11/15/2024 |  |  | N | No
AG2-359 | Hillcrest 345 kV |  | OH | Brown | Withdrawn | DEOK | 125 | 125 | 125 |  | Capacity | Generation Interconnection | Storage |  |  | N/A |  | Withdrawn |  |  |  |  | N/A |  | N/A |  |  | N/A | N/A |  | 3/26/2021 | N/A | N/A |  | 12/18/2024 |  | 11/15/2024 |  |  | N | No
AG2-360 | Broadford 138 kV |  | VA | Smyth | Active | AEP | 250 | 250 | 250 |  | Capacity | Generation Interconnection | Storage |  |  | N/A |  | In Progress |  |  |  |  | N/A |  | N/A |  |  | N/A | N/A |  | 3/26/2021 | N/A | N/A |  |  |  | 11/15/2024 |  |  | N | No
AG2-361 | Lanexa – Dunnsville 230 kV |  | VA | New Kent | Withdrawn | Dominion | 100 | 100 | 63.46 |  | Capacity | Generation Interconnection | Solar |  |  | N/A |  | Withdrawn |  |  |  |  | N/A |  | N/A |  |  | N/A | N/A |  | 3/26/2021 | N/A | N/A |  | 12/17/2024 |  | 12/31/2023 |  |  | N | No
AG2-362 | Lanexa - Dunnsville 230 kV |  | VA | New Kent | Withdrawn | Dominion | 100 | 0 | 36.54 |  | Capacity | Generation Interconnection | Storage |  |  | N/A |  | Withdrawn |  |  |  |  | N/A |  | N/A |  |  | N/A | N/A |  | 3/26/2021 | N/A | N/A |  | 12/17/2024 |  | 12/31/2023 |  |  | N | No
AG2-363 | Powerton 345 kV |  | IL | Tazewell | Active | ComEd | 300 | 300 | 180 |  | Capacity | Generation Interconnection | Solar |  |  | N/A |  | In Progress |  |  |  |  | N/A |  | N/A |  |  | N/A | N/A |  | 3/26/2021 | N/A | N/A |  |  |  | 5/31/2024 |  |  | N | No
AG2-364 | Powerton 345 kV |  | IL | Tazewell | Active | ComEd | 500 | 200 | 120 |  | Capacity | Generation Interconnection | Solar |  |  | N/A |  | In Progress |  |  |  |  | N/A |  | N/A |  |  | N/A | N/A |  | 3/26/2021 | N/A | N/A |  |  |  | 5/31/2024 |  |  | N | No
AG2-365 | Conneaut Tap-Werner 69 kV |  | PA | Mercer | Active | ATSI | 35 | 35 | 21 |  | Capacity | Generation Interconnection | Solar |  |  | N/A |  | In Progress |  |  |  |  | N/A |  | N/A |  |  | N/A | N/A |  | 3/26/2021 | N/A | N/A |  |  |  | 5/31/2023 |  |  | N | No
AG2-366 | Garner Delivery Point - Lancaster 115 kV |  | VA | Lancaster | Active | Dominion | 50 | 50 | 20 |  | Capacity | Generation Interconnection | Storage |  |  | N/A |  | In Progress |  |  |  |  | N/A |  | N/A |  |  | N/A | N/A |  | 3/26/2021 | N/A | N/A |  |  |  | 12/1/2025 |  |  | N | No
AG2-367 | VEPCO South Creek - Pamplin 115 kV |  | VA | Appomattox | Withdrawn | Dominion | 100 | 100.28 | 60 |  | Capacity | Generation Interconnection | Solar |  |  | N/A |  | In Progress |  |  |  |  | N/A |  | N/A |  |  | N/A | N/A |  | 3/26/2021 | N/A | N/A |  | 1/27/2025 |  | 12/1/2025 |  |  | N | No
AG2-368 | Scottsville - CVEC Delivery 69 kV Point |  | VA | Buckingham | Withdrawn | AEP | 45 | 45 | 27 |  | Capacity | Generation Interconnection | Solar |  |  | N/A |  | Withdrawn |  |  |  |  | N/A |  | N/A |  |  | N/A | N/A |  | 3/26/2021 | N/A | N/A |  | 12/18/2024 |  | 12/1/2025 |  |  | N | No
AG2-369 | Heritage - Wake 500 kV |  | VA | Greensville | Active | Dominion | 86 | 86 | 51.6 |  | Capacity | Generation Interconnection | Solar |  |  | N/A |  | In Progress |  |  |  |  | N/A |  | N/A |  |  | N/A | N/A |  | 3/26/2021 | N/A | N/A |  |  |  | 12/1/2025 |  |  | N | No
AG2-370 | Tillman 138 kV |  | IN | Allen | Active | AEP | 50 | 50 | 20 |  | Capacity | Generation Interconnection | Storage |  |  | N/A |  | In Progress |  |  |  |  | N/A |  | N/A |  |  | N/A | N/A |  | 3/26/2021 | N/A | N/A |  |  |  | 10/31/2024 |  |  | N | No
AG2-371 | Newville 12 kV |  | PA | Cumberland | Withdrawn | PPL | 10 | 10 | 6 |  | Capacity | Generation Interconnection | Solar |  |  | N/A |  | Withdrawn |  |  |  |  | N/A |  | N/A |  |  | N/A | N/A |  | 3/29/2021 | N/A | N/A |  | 8/7/2024 |  | 6/30/2023 |  |  | N | No
AG2-372 | Lock 34.5 kV |  | PA | Chester | Withdrawn | PECO | 10 | 10 | 6 |  | Capacity | Generation Interconnection | Solar |  |  | N/A |  | Withdrawn |  |  |  |  | N/A |  | N/A |  |  | N/A | N/A |  | 3/29/2021 | N/A | N/A |  | 12/18/2024 |  | 6/30/2023 |  |  | N | No
AG2-373 | Nittany-Zion 46 kV |  | PA | Centre | Withdrawn | APS | 10 | 10 | 6 |  | Capacity | Generation Interconnection | Solar |  |  | N/A |  | Withdrawn |  |  |  |  | N/A |  | N/A |  |  | N/A | N/A |  | 3/29/2021 | N/A | N/A |  | 8/7/2024 |  | 6/30/2023 |  |  | N | No
AG2-374 | Warfordsburg 12 kV |  | PA | Tioga | Withdrawn | APS | 3 |  |  |  | Energy | Generation Interconnection | Solar |  |  | N/A |  | Not Required |  |  |  |  | N/A | Wholesale Market Participation Agreement | https://www.pjm.com/pjmfiles/pub/planning/project-queues/wmpa/ag2374_wmpa.pdf | https://www.pjm.com/pjmfiles/pub/planning/project-queues/csa/ag2374_wmpa.pdf | Not Required | N/A | N/A |  | 3/30/2021 | N/A | N/A |  | 10/30/2023 |  | 12/31/2023 | 12/31/2023 |  | Y | No
AG2-375 | Fostoria Central 345 kV |  | OH | Hancock | Active | AEP | 500 | 500 | 500 |  | Capacity | Generation Interconnection | Storage |  |  | N/A |  | In Progress |  |  |  |  | N/A |  | N/A |  |  | N/A | N/A |  | 3/29/2021 | N/A | N/A |  |  |  | 11/15/2024 |  |  | N | No
AG2-376 | Beatty 345 kV |  | OH | Franklin | Withdrawn | AEP | 400 | 400 | 400 |  | Capacity | Generation Interconnection | Storage |  |  | N/A |  | Withdrawn |  |  |  |  | N/A |  | N/A |  |  | N/A | N/A |  | 3/29/2021 | N/A | N/A |  | 12/17/2024 |  | 11/15/2024 |  |  | N | No
AG2-377 | West Unity – Exit 2/Holiday City Tap 69 kV |  | OH | Williams | Withdrawn | ATSI | 20 | 20 | 13.5 |  | Capacity | Generation Interconnection | Solar |  |  | N/A |  | Withdrawn |  |  |  |  | N/A |  | N/A |  |  | N/A | N/A |  | 3/29/2021 | N/A | N/A |  | 12/18/2024 |  | 7/31/2023 |  |  | N | No
AG2-378 | North Hampton – Medway 69 kV |  | OH | Clark | Active | ATSI | 74 | 20 | 13.5 |  | Capacity | Generation Interconnection | Solar |  |  | N/A |  | In Progress |  |  |  |  | N/A |  | N/A |  |  | N/A | N/A |  | 3/29/2021 | N/A | N/A |  |  |  | 7/31/2023 |  |  | N | No
AG2-379 | Easton - Steele 138 kV III |  | MD | Talbot | Active | DPL | 79 | 20 | 20 |  | Capacity | Generation Interconnection | Storage |  |  | N/A |  | In Progress |  |  |  |  | N/A |  | N/A |  |  | N/A | N/A |  | 3/29/2021 | N/A | N/A |  |  |  | 9/15/2023 |  |  | N | No
AG2-380 | Carville 138 kV IV |  | MD | Queen Anne's | Active | DPL | 106 | 20 | 20 |  | Capacity | Generation Interconnection | Storage |  |  | N/A |  | In Progress |  |  |  |  | N/A |  | N/A |  |  | N/A | N/A |  | 3/29/2021 | N/A | N/A |  |  |  | 9/15/2023 |  |  | N | No
AG2-381 | Church - Oil City 138 kV II |  | MD | Caroline | Withdrawn | DPL | 112 | 20 | 20 |  | Capacity | Generation Interconnection | Storage |  |  | N/A |  | Withdrawn |  |  |  |  | N/A |  | N/A |  |  | N/A | N/A |  | 3/29/2021 | N/A | N/A |  | 12/18/2024 |  | 9/15/2023 |  |  | N | No
AG2-382 | Cashie 230 kV |  | NC | Bertie | Active | Dominion | 70 | 70 | 42 |  | Capacity | Generation Interconnection | Solar |  |  | N/A |  | In Progress |  |  |  |  | N/A |  | N/A |  |  | N/A | N/A |  | 3/29/2021 | N/A | N/A |  |  |  | 9/20/2024 |  |  | N | No
AG2-383 | Conesville 138 kV |  | OH | Coshocton | Withdrawn | AEP | 58.9 | 58.9 | 29.9 |  | Capacity | Generation Interconnection | Solar |  |  | N/A |  | Withdrawn |  |  |  |  | N/A |  | N/A |  |  | N/A | N/A |  | 3/29/2021 | N/A | N/A |  | 9/29/2023 |  | 10/27/2023 |  |  | N | No
AG2-384 | Chesterfield 230 kV |  | VA | Chesterfield | Active | Dominion | 60 | 60 | 24 |  | Capacity | Generation Interconnection | Storage |  |  | N/A |  | In Progress |  |  |  |  | N/A |  | N/A |  |  | N/A | N/A |  | 3/29/2021 | N/A | N/A |  |  |  | 12/1/2025 |  |  | N | No
AG2-385 | North Hampton 69 kV |  | OH | Clark | Active | ATSI | 128 | 54 | 36.5 |  | Capacity | Generation Interconnection | Solar |  |  | N/A |  | In Progress |  |  |  |  | N/A |  | N/A |  |  | N/A | N/A |  | 3/29/2021 | N/A | N/A |  |  |  | 7/31/2023 |  |  | N | No
AG2-386 | Kittanning-Rural Valley 25 kV |  | PA | Armstrong | Withdrawn | APS | 30 | 30 | 18 |  | Capacity | Generation Interconnection | Solar |  |  | N/A |  | Withdrawn |  |  |  |  | N/A |  | N/A |  |  | N/A | N/A |  | 3/29/2021 | N/A | N/A |  | 3/14/2025 |  | 4/1/2023 |  |  | N | No
AG2-387 | Cargill 115 kV (SVEC) |  | VA | Rockingham | Withdrawn | Dominion | 20 | 20 | 12 |  | Capacity | Generation Interconnection | Solar |  |  | N/A |  | Withdrawn |  |  |  |  | N/A |  | N/A |  |  | N/A | N/A |  | 3/29/2021 | N/A | N/A |  | 6/29/2023 |  | 10/15/2023 |  |  | N | No
AG2-388 | Pole 249 6094 12.47 kV |  | VA | Campbell | Withdrawn | AEP | 6 | 6 | 6 |  | Capacity | Generation Interconnection | Methane |  |  | N/A |  | Withdrawn |  |  |  |  | N/A |  | N/A |  |  | N/A | N/A |  | 3/29/2021 | N/A | N/A |  | 12/18/2024 |  | 9/1/2022 |  |  | N | No
AG2-389 | Trexlertown 12 kV | LH Church | VA | City of Lynchburg | Withdrawn | PPL | 3 | 3 | 0 |  | Energy | Generation Interconnection | Solar; Storage |  |  | N/A | https://www.pjm.com/pjmfiles/pub/planning/project-queues/feas_docs/ag2389_fea.pdf | Document Posted | https://www.pjm.com/pjmfiles/pub/planning/project-queues/impact_studies/ag2389_imp.pdf | Document Posted |  |  | N/A | Wholesale Market Participation Agreement | https://www.pjm.com/pjmfiles/pub/planning/project-queues/wmpa/ag2389_wmpa.pdf | https://www.pjm.com/pjmfiles/pub/planning/project-queues/csa/ag2389_wmpa.pdf | Not Required | N/A | N/A |  | 3/31/2021 | N/A | N/A |  | 11/22/2023 |  | 4/18/2024 | 4/18/2024 |  | Y | No
AG2-390 | Upper Providence 34.5 kV |  | PA | Adams | Withdrawn | PECO | 5 | 5 | 0 |  | Energy | Generation Interconnection | Solar; Storage |  |  | N/A |  | Withdrawn |  |  |  |  | N/A |  | N/A |  |  | N/A | N/A |  | 3/30/2021 | N/A | N/A |  | 4/8/2024 |  | 6/21/2022 |  |  | Y | No
AG2-391 | Route 30-Laurich 12 kV |  | OH | Montgomery | Withdrawn | APS | 3 | 3 | 0 |  | Energy | Generation Interconnection | Solar |  |  | N/A |  | Not Required |  |  |  |  | N/A | Wholesale Market Participation Agreement | https://www.pjm.com/pjmfiles/pub/planning/project-queues/wmpa/ag2391_wmpa.pdf |  | Not Required | N/A | N/A |  | 3/31/2021 | N/A | N/A |  | 1/2/2024 |  | 12/31/2023 | 12/31/2023 |  | Y | No
AG2-392 | Meason 12 kV |  | OH | Montgomery | Withdrawn | APS | 3 | 3 | 0 |  | Energy | Generation Interconnection | Solar |  |  | N/A |  | Not Required |  |  |  |  | N/A | Wholesale Market Participation Agreement | https://www.pjm.com/pjmfiles/pub/planning/project-queues/wmpa/ag2392_wmpa.pdf |  | Not Required | N/A | N/A |  | 3/31/2021 | N/A | N/A |  | 8/11/2023 |  | 12/31/2023 | 12/31/2023 |  | Y | No
AG2-393 | Springboro Solar 12 kV |  | VA | Buckingham | Withdrawn | PENELEC | 3 | 3 | 0 |  | Energy | Generation Interconnection | Solar |  |  | N/A |  | Withdrawn |  |  |  |  | N/A |  | N/A |  |  | N/A | N/A |  | 3/30/2021 | N/A | N/A |  | 5/24/2021 |  | 6/21/2022 |  |  | Y | No
AG2-394 | Rohrsburg 12 kV | CO-Zaners Rohrsburg | VA | City of Lynchburg | Withdrawn | PPL | 3 | 3 | 0 |  | Energy | Generation Interconnection | Solar; Storage |  |  | N/A | https://www.pjm.com/pjmfiles/pub/planning/project-queues/feas_docs/ag2394_fea.pdf | Document Posted | https://www.pjm.com/pjmfiles/pub/planning/project-queues/impact_studies/ag2394_imp.pdf | Document Posted |  |  | N/A | Wholesale Market Participation Agreement | https://www.pjm.com/pjmfiles/pub/planning/project-queues/wmpa/ag2394_wmpa.pdf | https://www.pjm.com/pjmfiles/pub/planning/project-queues/csa/ag2394_wmpa.pdf | Not Required | N/A | N/A |  | 3/31/2021 | N/A | N/A |  | 12/12/2023 |  | 4/18/2024 | 4/18/2024 |  | Y | No
AG2-395 | West Berwick 12 kV | CO-Ridge | VA | City of Lynchburg | Withdrawn | PPL | 2 | 2 | 0 |  | Energy | Generation Interconnection | Solar; Storage |  |  | N/A | https://www.pjm.com/pjmfiles/pub/planning/project-queues/feas_docs/ag2395_fea.pdf | Document Posted | https://www.pjm.com/pjmfiles/pub/planning/project-queues/impact_studies/ag2395_imp.pdf | Document Posted |  | Not Required | N/A | Wholesale Market Participation Agreement | https://www.pjm.com/pjmfiles/pub/planning/project-queues/wmpa/ag2395_wmpa.pdf | https://www.pjm.com/pjmfiles/pub/planning/project-queues/csa/ag2395_wmpa.pdf | Not Required | N/A | N/A |  | 3/31/2021 | N/A | N/A |  | 12/12/2023 |  | 4/18/2024 | 4/18/2024 |  | Y | No
AG2-397 | West Boyertown 13.2 kV |  | PA | Columbia | Withdrawn | ME | 2 | 2 | 0 |  | Energy | Generation Interconnection | Solar |  |  | N/A |  | Not Required |  |  |  |  | N/A | Wholesale Market Participation Agreement | https://www.pjm.com/pjmfiles/pub/planning/project-queues/wmpa/ag2397_wmpa.pdf | https://www.pjm.com/pjmfiles/pub/planning/project-queues/csa/ag2397_wmpa.pdf | Not Required | N/A | N/A |  | 3/31/2021 | N/A | N/A |  | 12/28/2023 |  | 2/28/2025 | 2/28/2025 |  | Y | No
AG2-398 | Fairfield 12 kV |  | PA | Lycoming | Withdrawn | PPL | 10 | 10 | 6 |  | Capacity | Generation Interconnection | Solar |  |  | N/A |  | Withdrawn |  |  |  |  | N/A |  | N/A |  |  | N/A | N/A |  | 3/30/2021 | N/A | N/A |  | 8/7/2024 |  | 6/30/2023 |  |  | N | No
AG2-399 | Harrisville Jct - All Min 25 kV |  | PA | Adams | Withdrawn | APS | 3 | 3 | 0 |  | Energy | Generation Interconnection | Solar |  |  | N/A |  | Not Required |  |  |  |  | N/A | Wholesale Market Participation Agreement | https://www.pjm.com/pjmfiles/pub/planning/project-queues/wmpa/ag2399_wmpa.pdf | https://www.pjm.com/pjmfiles/pub/planning/project-queues/csa/ag2399_wmpa.pdf | Not Required | N/A | N/A |  | 3/31/2021 | N/A | N/A |  | 8/9/2023 |  | 12/31/2023 | 12/31/2023 |  | Y | No
AG2-400 | Allen 345 kV |  | IN | Allen | Active | AEP | 100 | 100 | 60 |  | Capacity | Generation Interconnection | Solar |  |  | N/A |  | In Progress |  |  |  |  | N/A |  | N/A |  |  | N/A | N/A |  | 3/30/2021 | N/A | N/A |  |  |  | 10/31/2025 |  |  | N | No
AG2-401 | Losantville 345 kV |  | IN | Randolph | Active | AEP | 200 | 0 | 44 |  | Capacity | Generation Interconnection | Solar |  |  | N/A |  | In Progress |  |  |  |  | N/A |  | N/A |  |  | N/A | N/A |  | 3/30/2021 | N/A | N/A |  |  |  | 12/15/2021 |  |  | N | No
AG2-402 | Allen 345 kV |  | IN | Allen | Active | AEP | 50 | 50 | 20 |  | Capacity | Generation Interconnection | Storage |  |  | N/A |  | In Progress |  |  |  |  | N/A |  | N/A |  |  | N/A | N/A |  | 3/30/2021 | N/A | N/A |  |  |  | 10/31/2025 |  |  | N | No
AG2-403 | Meadow Brook - Mt. Storm 500 kV |  | WV | Hardy | Active | APS | 125 | 125 | 52.5 |  | Capacity | Generation Interconnection | Solar |  |  | N/A |  | In Progress |  |  |  |  | N/A |  | N/A |  |  | N/A | N/A |  | 3/30/2021 | N/A | N/A |  |  |  | 6/30/2024 |  |  | N | No
AG2-404 | Meadow Brook - Mt. Storm 500 kV II |  | WV | Hardy | Active | APS | 250 | 125 | 52.5 |  | Capacity | Generation Interconnection | Solar |  |  | N/A |  | In Progress |  |  |  |  | N/A |  | N/A |  |  | N/A | N/A |  | 3/30/2021 | N/A | N/A |  |  |  | 6/30/2024 |  |  | N | No
AG2-405 | Continental 69 kV |  | OH | Putnam | Active | AEP | 49.9 | 0 | 10.98 |  | Capacity | Generation Interconnection | Solar |  |  | N/A |  | In Progress |  |  |  |  | N/A |  | N/A |  |  | N/A | N/A |  | 3/30/2021 | N/A | N/A |  |  |  | 10/31/2022 |  |  | N | No
AG2-406 | Payne 69 kV |  | OH | Paulding | Active | AEP | 49.9 | 0 | 10.98 |  | Capacity | Generation Interconnection | Solar |  |  | N/A |  | In Progress |  |  |  |  | N/A |  | N/A |  |  | N/A | N/A |  | 3/30/2021 | N/A | N/A |  |  |  | 10/31/2022 |  |  | N | No
AG2-407 | Sullivan - Dequine 345 kV |  | IN | Vermillion | Withdrawn | AEP | 200 | 200 | 120 |  | Capacity | Generation Interconnection | Solar |  |  | N/A |  | Withdrawn |  |  |  |  | N/A |  | N/A |  |  | N/A | N/A |  | 3/30/2021 | N/A | N/A |  | 12/18/2024 |  | 12/31/2025 |  |  | N | No
AG2-408 | Allen 345 kV |  | IN | Allen | Active | AEP | 100 | 0 | 18 |  | Capacity | Generation Interconnection | Solar |  |  | N/A |  | In Progress |  |  |  |  | N/A |  | N/A |  |  | N/A | N/A |  | 3/30/2021 | N/A | N/A |  |  |  | 9/30/2022 |  |  | N | No
AG2-410 | Watkins Corner 34.5 kV |  | VA | Southampton | Withdrawn | Dominion | 20 | 20 | 12 |  | Capacity | Generation Interconnection | Solar |  |  | N/A |  | Withdrawn |  |  |  |  | N/A |  | N/A |  |  | N/A | N/A |  | 3/30/2021 | N/A | N/A |  | 11/18/2024 |  | 11/1/2023 |  |  | N | No
AG2-411 | Statler Hill 115 kV |  | PA | Somerset | Active | PENELEC | 63 | 63 | 40.7 |  | Capacity | Generation Interconnection | Solar |  |  | N/A |  | In Progress |  |  |  |  | N/A |  | N/A |  |  | N/A | N/A |  | 3/31/2021 | N/A | N/A |  |  |  | 7/1/2024 |  |  | N | No
AG2-412 | Greentown - Hummel Creek 138 kV |  | IN | Grant | Withdrawn | AEP | 100 | 100 | 78.4 |  | Capacity | Generation Interconnection | Solar; Storage |  |  | N/A |  | Withdrawn |  |  |  |  | N/A |  | N/A |  |  | N/A | N/A |  | 3/30/2021 | N/A | N/A |  | 9/12/2022 |  | 10/31/2024 |  |  | N | No
AG2-413 | Brush Junction - Pleasant Gap 46 kV |  | PA | Centre | Withdrawn | APS | 20 | 20 | 12 |  | Capacity | Generation Interconnection | Solar; Storage |  |  | N/A |  | Withdrawn |  |  |  |  | N/A |  | N/A |  |  | N/A | N/A |  | 3/30/2021 | N/A | N/A |  | 12/18/2024 |  | 10/31/2025 |  |  | N | No
AG2-414 | Axton 138 kV |  | VA | Henry | Withdrawn | AEP | 350 | 350 | 210 |  | Capacity | Generation Interconnection | Solar; Storage |  |  | N/A |  | Withdrawn |  |  |  |  | N/A |  | N/A |  |  | N/A | N/A |  | 3/30/2021 | N/A | N/A |  | 12/18/2024 |  | 10/31/2025 |  |  | N | No
AG2-415 | Gold – Tennessee Gas 115 kV |  | PA | Potter | Withdrawn | PENELEC | 20 | 20 | 20 |  | Capacity | Generation Interconnection | Solar; Storage |  |  | N/A |  | Withdrawn |  |  |  |  | N/A |  | N/A |  |  | N/A | N/A |  | 3/30/2021 | N/A | N/A |  | 12/18/2024 |  | 10/31/2025 |  |  | N | No
AG2-416 | Edinboro South - Venango Junction 115 kV II |  | PA | Crawford | Withdrawn | PENELEC | 20 | 20 | 20 |  | Capacity | Generation Interconnection | Solar; Storage |  |  | N/A |  | Withdrawn |  |  |  |  | N/A |  | N/A |  |  | N/A | N/A |  | 3/30/2021 | N/A | N/A |  | 12/18/2024 |  | 10/31/2025 |  |  | N | No
AG2-417 | Clinton 69 kV II |  | PA | Lycoming | Withdrawn | PPL | 100 | 100 | 88 |  | Capacity | Generation Interconnection | Solar; Storage |  |  | N/A |  | Withdrawn |  |  |  |  | N/A |  | N/A |  |  | N/A | N/A |  | 3/30/2021 | N/A | N/A |  | 12/18/2024 |  | 10/31/2025 |  |  | N | No
AG2-418 | Blain 115 kV |  | PA | Perry | Active | PENELEC | 40 | 40 | 20 |  | Capacity | Generation Interconnection | Solar; Storage |  |  | N/A |  | In Progress |  |  |  |  | N/A |  | N/A |  |  | N/A | N/A |  | 3/30/2021 | N/A | N/A |  |  |  | 5/31/2023 |  |  | N | No
AG2-419 | 3 Bridges Rd 34.5 kV |  | MD | Caroline | Withdrawn | DPL | 40 | 40 | 20 |  | Capacity | Generation Interconnection | Solar; Storage |  |  | N/A |  | Withdrawn |  |  |  |  | N/A |  | N/A |  |  | N/A | N/A |  | 3/30/2021 | N/A | N/A |  | 12/18/2024 |  | 5/31/2023 |  |  | N | No
AG2-420 | Eclipse #2 34.5 kV |  | PA | Venango | Active | PENELEC | 25 | 25 | 14 |  | Capacity | Generation Interconnection | Solar; Storage |  |  | N/A |  | In Progress |  |  |  |  | N/A |  | N/A |  |  | N/A | N/A |  | 3/30/2021 | N/A | N/A |  |  |  | 5/31/2023 |  |  | N | No
AG2-421 | High Street 12.47 kV |  | NJ | Cumberland | Withdrawn | AEC | 1 | 1 | 0 |  | Energy | Generation Interconnection | Solar |  |  | N/A |  | Withdrawn |  |  |  |  | N/A |  | N/A |  |  | N/A | N/A |  | 3/31/2021 | N/A | N/A |  | 12/18/2024 |  | 12/31/2022 |  |  | Y | No
AG2-422 | Bustleton 13 kV | Burlington Energy Storage | NJ | Atlantic | Withdrawn | PSEG | 1.2 | 1.2 | 0 |  | Energy | Generation Interconnection | Solar; Storage |  |  | N/A | https://www.pjm.com/pjmfiles/pub/planning/project-queues/feas_docs/ag2422_fea.pdf | Document Posted | https://www.pjm.com/pjmfiles/pub/planning/project-queues/impact_studies/ag2422_imp.pdf | Document Posted |  | Not Required | N/A | Wholesale Market Participation Agreement | https://www.pjm.com/pjmfiles/pub/planning/project-queues/wmpa/ag2422_wmpa.pdf | https://www.pjm.com/pjmfiles/pub/planning/project-queues/csa/ag2422_wmpa.pdf | Not Required | N/A | N/A |  | 3/31/2021 | N/A | N/A |  | 2/22/2022 |  | 12/12/2023 | 12/12/2023 |  | Y | No
AG2-423 | Cherry Run–Harmony 138 kV |  | WV | Barbour | Active | APS | 80 | 80 | 48 |  | Capacity | Generation Interconnection | Solar |  |  | N/A |  | In Progress |  |  |  |  | N/A |  | N/A |  |  | N/A | N/A |  | 3/30/2021 | N/A | N/A |  |  |  | 6/30/2024 |  |  | N | No
AG2-424 | Bonnieville - Lebanon 138 kV |  | KY | Larue | Active | EKPC | 63.25 | 63.25 | 34.95 |  | Capacity | Generation Interconnection | Solar; Storage |  |  | N/A |  | In Progress |  |  |  |  | N/A |  | N/A |  |  | N/A | N/A |  | 3/30/2021 | N/A | N/A |  |  |  | 5/31/2023 |  |  | N | No
AG2-425 | Jackson Road - Nanty Glo 46 kV |  | PA | Cambria | Withdrawn | PENELEC | 15 | 15 | 9 |  | Capacity | Generation Interconnection | Solar |  |  | N/A |  | Withdrawn |  |  |  |  | N/A |  | N/A |  |  | N/A | N/A |  | 3/30/2021 | N/A | N/A |  | 12/18/2024 |  | 10/31/2023 |  |  | N | No
AG2-426 | Wakefield - Waverly 115 kV |  | VA | Sussex | Active | Dominion | 50 | 50 | 47.66 |  | Capacity | Generation Interconnection | Solar; Storage |  |  | N/A |  | In Progress |  |  |  |  | N/A |  | N/A |  |  | N/A | N/A |  | 3/30/2021 | N/A | N/A |  |  |  | 2/29/2024 |  |  | N | No
AG2-427 | Waverly 115 kV |  | VA | Sussex | Active | Dominion | 85 | 85 | 66.3 |  | Capacity | Generation Interconnection | Solar; Storage |  |  | N/A |  | In Progress |  |  |  |  | N/A |  | N/A |  |  | N/A | N/A |  | 3/30/2021 | N/A | N/A |  |  |  | 2/29/2024 |  |  | N | No
AG2-428 | Wakefield 115 kV |  | VA | Sussex | Active | Dominion | 170 | 170 | 135.7 |  | Capacity | Generation Interconnection | Solar; Storage |  |  | N/A |  | In Progress |  |  |  |  | N/A |  | N/A |  |  | N/A | N/A |  | 3/30/2021 | N/A | N/A |  |  |  | 2/29/2024 |  |  | N | No
AG2-429 | Burma - Armstrong 138 kV |  | PA | Clarion | Active | APS | 69 | 69 | 53.86 |  | Capacity | Generation Interconnection | Solar; Storage |  |  | N/A |  | In Progress |  |  |  |  | N/A |  | N/A |  |  | N/A | N/A |  | 3/30/2021 | N/A | N/A |  |  |  | 2/29/2024 |  |  | N | No
AG2-430 | Sunbury-Dalmatia 69 kV II |  | PA | Northumberland | Active | PPL | 60 | 60 | 37.7 |  | Capacity | Generation Interconnection | Solar |  |  | N/A |  | In Progress |  |  |  |  | N/A |  | N/A |  |  | N/A | N/A |  | 3/30/2021 | N/A | N/A |  |  |  | 12/31/2024 |  |  | N | No
AG2-431 | Sapony 34.5 kV |  | VA | Sussex | Withdrawn | Dominion | 20 | 20 | 12.54 |  | Capacity | Generation Interconnection | Solar |  |  | N/A |  | Withdrawn |  |  |  |  | N/A |  | N/A |  |  | N/A | N/A |  | 3/30/2021 | N/A | N/A |  | 12/18/2024 |  | 11/1/2023 |  |  | N | No
AG2-432 | Mount Airy - Wythe 138 kV |  | VA | Wythe | Withdrawn | AEP | 45 | 45 | 30 |  | Capacity | Generation Interconnection | Solar |  |  | N/A |  | Withdrawn |  |  |  |  | N/A |  | N/A |  |  | N/A | N/A |  | 3/31/2021 | N/A | N/A |  | 12/18/2024 |  | 12/31/2023 |  |  | N | No
AG2-433 | Sabinsville 115 kV |  | PA | Tioga | Withdrawn | PENELEC | 50 | 50 | 21 |  | Capacity | Generation Interconnection | Solar |  |  | N/A |  | Withdrawn |  |  |  |  | N/A |  | N/A |  |  | N/A | N/A |  | 3/31/2021 | N/A | N/A |  | 12/10/2024 |  | 9/30/2024 |  |  | N | No
AG2-434 | Rockwood 23 kV |  | PA | Somerset | Withdrawn | PENELEC | 10 | 10 | 6 |  | Capacity | Generation Interconnection | Solar |  |  | N/A |  | Withdrawn |  |  |  |  | N/A |  | N/A |  |  | N/A | N/A |  | 3/30/2021 | N/A | N/A |  | 8/7/2024 |  | 6/30/2023 |  |  | N | No
AG2-435 | Crossroads 13.2 kV II |  | PA | York | Withdrawn | ME | 4.6 | 4.6 | 2.76 |  | Capacity | Generation Interconnection | Solar |  |  | N/A |  | Withdrawn |  |  |  |  | N/A |  | N/A |  |  | N/A | N/A |  | 3/30/2021 | N/A | N/A |  | 8/7/2024 |  | 6/30/2023 |  |  | N | No
AG2-436 | Carson - Rogers Road 500 kV |  | VA | Sussex | Active | Dominion | 400 | 400 | 400 |  | Capacity | Generation Interconnection | Solar; Storage |  |  | N/A |  | In Progress |  |  |  |  | N/A |  | N/A |  |  | N/A | N/A |  | 3/30/2021 | N/A | N/A |  |  |  | 12/31/2023 |  |  | N | No
AG2-437 | Monarch I Interconnection 500 kV |  | VA | Greensville | Withdrawn | Dominion | 400 | 400 | 400 |  | Capacity | Generation Interconnection | Solar; Storage |  |  | N/A |  | Withdrawn |  |  |  |  | N/A |  | N/A |  |  | N/A | N/A |  | 3/30/2021 | N/A | N/A |  | 12/17/2024 |  | 12/31/2023 |  |  | N | No
AG2-438 | Union City 34.5 kV |  | PA | Erie | Active | PENELEC | 10 | 10 | 6.7 |  | Capacity | Generation Interconnection | Solar |  |  | N/A |  | In Progress |  |  |  |  | N/A |  | N/A |  |  | N/A | N/A |  | 3/30/2021 | N/A | N/A |  |  |  | 6/15/2023 |  |  | N | No
AG2-439 | Oxbow 34.5 kV |  | PA | Wyoming | Active | PENELEC | 9.8 | 9.8 | 5.3 |  | Capacity | Generation Interconnection | Solar |  |  | N/A |  | In Progress |  |  |  |  | N/A |  | N/A |  |  | N/A | N/A |  | 3/30/2021 | N/A | N/A |  |  |  | 6/15/2023 |  |  | N | No
AG2-440 | Twittys Creek - Madisonville 115 kV |  | VA | Charlotte | Active | Dominion | 100 | 100 | 60 |  | Capacity | Generation Interconnection | Solar |  |  | N/A |  | In Progress |  |  |  |  | N/A |  | N/A |  |  | N/A | N/A |  | 3/30/2021 | N/A | N/A |  |  |  | 12/31/2024 |  |  | N | No
AG2-441 | Twittys Creek - Madisonville 115 kV |  | VA | Charlotte | Active | Dominion | 225 | 125 | 75 |  | Capacity | Generation Interconnection | Solar |  |  | N/A |  | In Progress |  |  |  |  | N/A |  | N/A |  |  | N/A | N/A |  | 3/30/2021 | N/A | N/A |  |  |  | 12/31/2024 |  |  | N | No
AG2-442 | Twittys Creek - Madisonville 115 kV |  | VA | Charlotte | Active | Dominion | 140 | 140 | 84 |  | Capacity | Generation Interconnection | Solar |  |  | N/A |  | In Progress |  |  |  |  | N/A |  | N/A |  |  | N/A | N/A |  | 3/30/2021 | N/A | N/A |  |  |  | 12/31/2024 |  |  | N | No
AG2-443 | Benner 12 kV |  | OH | Montgomery | Withdrawn | Dayton | 4 | 4 | 1.9 |  | Capacity | Generation Interconnection | Solar |  |  | N/A |  | Withdrawn |  |  |  |  | N/A |  | N/A |  |  | N/A | N/A |  | 3/30/2021 | N/A | N/A |  | 12/18/2024 |  | 10/28/2022 |  |  | N | No
AG2-444 | Bixby - Biers Run 345 kV |  | OH | Pickaway | Active | AEP | 163 | 163 | 122.5 |  | Capacity | Generation Interconnection | Solar |  |  | N/A |  | In Progress |  |  |  |  | N/A |  | N/A |  |  | N/A | N/A |  | 3/30/2021 | N/A | N/A |  |  |  | 12/31/2024 |  |  | N | No
AG2-445 | Adkins - Atlanta 345 kV |  | OH | Pickaway | Withdrawn | AEP | 200 | 200 | 120 |  | Capacity | Generation Interconnection | Solar |  |  | N/A |  | Withdrawn |  |  |  |  | N/A |  | N/A |  |  | N/A | N/A |  | 3/30/2021 | N/A | N/A |  | 12/18/2024 |  | 12/31/2024 |  |  | N | No
AG2-446 | Cedar Creek 138 kV |  | DE | New Castle | Withdrawn | DPL | 114.3 | 0 | 25.28 |  | Capacity | Generation Interconnection | Solar |  |  | N/A |  | Withdrawn |  |  |  |  | N/A |  | N/A |  |  | N/A | N/A |  | 3/30/2021 | N/A | N/A |  | 12/18/2024 |  | 11/15/2022 |  |  | N | No
AG2-447 | Cedar Creek 138 kV VII |  | DE | New Castle | Active | DPL | 134.3 | 20 | 12 |  | Capacity | Generation Interconnection | Solar |  |  | N/A |  | In Progress |  |  |  |  | N/A |  | N/A |  |  | N/A | N/A |  | 3/30/2021 | N/A | N/A |  |  |  | 2/1/2024 |  |  | N | No
AG2-448 | Cross School - Westvaco 138 kV |  | WV | Mineral | Active | APS | 50 | 50 | 30 |  | Capacity | Generation Interconnection | Solar |  |  | N/A |  | In Progress |  |  |  |  | N/A |  | N/A |  |  | N/A | N/A |  | 3/30/2021 | N/A | N/A |  |  |  | 3/24/2024 |  |  | N | No
AG2-449 | Jefferson-Greentown 765 kV |  | IN | Rush | Active | AEP | 835 | 120 | 15 |  | Capacity | Generation Interconnection | Solar |  |  | N/A |  | In Progress |  |  |  |  | N/A |  | N/A |  |  | N/A | N/A |  | 3/30/2021 | N/A | N/A |  |  |  | 12/2/2024 |  |  | N | No
AG2-450 | Bridgeport 230 kV |  | NJ | Gloucester | Active | AEC | 219 | 219 | 115.3 |  | Capacity | Generation Interconnection | Storage |  |  | N/A |  | In Progress |  |  |  |  | N/A |  | N/A |  |  | N/A | N/A |  | 3/30/2021 | N/A | N/A |  |  |  | 3/1/2025 |  |  | N | No
AG2-451 | Chambers 230 kV |  | NJ | Salem | Active | AEC | 240 | 240 | 123 |  | Capacity | Generation Interconnection | Storage |  |  | N/A |  | In Progress |  |  |  |  | N/A |  | N/A |  |  | N/A | N/A |  | 3/30/2021 | N/A | N/A |  |  |  | 6/1/2024 |  |  | N | No
AG2-452 | SW Lima - Shelby 345 kV |  | OH | Auglaize | Withdrawn | AEP | 300 | 300 | 52.8 |  | Capacity | Generation Interconnection | Wind |  |  | N/A |  | Withdrawn |  |  |  |  | N/A |  | N/A |  |  | N/A | N/A |  | 3/30/2021 | N/A | N/A |  | 12/18/2024 |  | 3/31/2024 |  |  | N | No
AG2-453 | Lasalle - Plano 345 kV |  | IL | Kendall | Active | ComEd | 280 | 280 | 196 |  | Capacity | Generation Interconnection | Solar |  |  | N/A |  | In Progress |  |  |  |  | N/A |  | N/A |  |  | N/A | N/A |  | 3/30/2021 | N/A | N/A |  |  |  | 3/31/2024 |  |  | N | No
AG2-454 | Dequine - Eugene 345 kV |  | IN | Fountain | Withdrawn | AEP | 300 | 300 | 210 |  | Capacity | Generation Interconnection | Solar |  |  | N/A |  | Withdrawn |  |  |  |  | N/A |  | N/A |  |  | N/A | N/A |  | 3/30/2021 | N/A | N/A |  | 4/6/2025 |  | 3/31/2024 |  |  | N | No
AG2-455 | Dequine - Sullivan 345 kV |  | IN | Fountain | Withdrawn | AEP | 280 | 280 | 196 |  | Capacity | Generation Interconnection | Solar |  |  | N/A |  | Withdrawn |  |  |  |  | N/A |  | N/A |  |  | N/A | N/A |  | 3/30/2021 | N/A | N/A |  | 4/6/2025 |  | 3/31/2024 |  |  | N | No
AG2-456 | Pierce Brook-Lewis Run 230 kV |  | PA | McKean | Active | PENELEC | 80 | 80 | 55.8 |  | Capacity | Generation Interconnection | Solar |  |  | N/A |  | In Progress |  |  |  |  | N/A |  | N/A |  |  | N/A | N/A |  | 3/30/2021 | N/A | N/A |  |  |  | 3/31/2024 |  |  | N | No
AG2-457 | Pierce Brook - Lewis Run 230 kV |  | PA | McKean | Active | PENELEC | 160 | 80 | 55.8 |  | Capacity | Generation Interconnection | Solar |  |  | N/A |  | In Progress |  |  |  |  | N/A |  | N/A |  |  | N/A | N/A |  | 3/30/2021 | N/A | N/A |  |  |  | 3/31/2024 |  |  | N | No
AG2-458 | Kittatinny-Newton 34.5 kV II |  | NJ | Sussex | Active | JCPL | 19.8 | 0 | 1.89 |  | Capacity | Generation Interconnection | Storage |  |  | N/A |  | In Progress |  |  |  |  | N/A |  | N/A |  |  | N/A | N/A |  | 3/30/2021 | N/A | N/A |  |  |  | 5/31/2022 |  |  | N | No
AG2-459 | Allenwood-Larrabee 34.5 kV II |  | NJ | Monmouth | Active | JCPL | 7 | 0 | 0.7 |  | Capacity | Generation Interconnection | Storage |  |  | N/A |  | In Progress |  |  |  |  | N/A |  | N/A |  |  | N/A | N/A |  | 3/30/2021 | N/A | N/A |  |  |  | 3/31/2022 |  |  | N | No
AG2-460 | East Flemington-Lebanon 34.5 kV II |  | NJ | Hunterdon | Active | JCPL | 20 | 0 | 2 |  | Capacity | Generation Interconnection | Storage |  |  | N/A |  | In Progress |  |  |  |  | N/A |  | N/A |  |  | N/A | N/A |  | 3/30/2021 | N/A | N/A |  |  |  | 8/31/2022 |  |  | N | No
AG2-461 | Lanexa - Dunnsville 230 kV |  | VA | New Kent | Withdrawn | Dominion | 88 | 88 | 57.3 |  | Capacity | Generation Interconnection | Solar |  |  | N/A |  | Withdrawn |  |  |  |  | N/A |  | N/A |  |  | N/A | N/A |  | 3/30/2021 | N/A | N/A |  | 12/18/2024 |  | 10/15/2024 |  |  | N | No
AG2-462 | Progress Park - Glen Lyn 138 kV |  | VA | Wythe | Active | AEP | 150 | 150 | 78 |  | Capacity | Generation Interconnection | Solar; Storage |  |  | N/A |  | In Progress |  |  |  |  | N/A |  | N/A |  |  | N/A | N/A |  | 3/30/2021 | N/A | N/A |  |  |  | 10/31/2024 |  |  | N | No
AG2-463 | Gold – Tennessee Gas 115 kV II |  | PA | Potter | Withdrawn | APS | 80 | 80 | 48 |  | Capacity | Generation Interconnection | Solar |  |  | N/A |  | Withdrawn |  |  |  |  | N/A |  | N/A |  |  | N/A | N/A |  | 3/30/2021 | N/A | N/A |  | 12/18/2024 |  | 10/31/2025 |  |  | N | No
AG2-464 | Feagans Mill - Stonewall 138 kV |  | WV | Jefferson | Withdrawn | APS | 80 | 80 | 24 |  | Capacity | Generation Interconnection | Solar; Storage |  |  | N/A |  | Withdrawn |  |  |  |  | N/A |  | N/A |  |  | N/A | N/A |  | 3/30/2021 | N/A | N/A |  | 12/18/2024 |  | 10/31/2025 |  |  | N | No
AG2-465 | South Tiffin - West End Fostoria 138 kV |  | OH | Seneca | Withdrawn | AEP | 79 | 79 | 29.4 |  | Capacity | Generation Interconnection | Solar; Storage |  |  | N/A |  | Withdrawn |  |  |  |  | N/A |  | N/A |  |  | N/A | N/A |  | 3/30/2021 | N/A | N/A |  | 12/18/2024 |  | 10/31/2025 |  |  | N | No
AG2-466 | Culloden - Wyoming 765 kV |  | WV | N/A | Active | AEP | 330 | 330 | 198 |  | Capacity | Generation Interconnection | Solar |  |  | N/A |  | In Progress |  |  |  |  | N/A |  | N/A |  |  | N/A | N/A |  | 3/30/2021 | N/A | N/A |  |  |  | 6/30/2024 |  |  | N | No
AG2-467 | Beason 345 kV |  | IL | Logan | Active | ComEd | 115 | 69 | 115 |  | Capacity | Generation Interconnection | Solar |  |  | N/A |  | In Progress |  |  |  |  | N/A |  | N/A |  |  | N/A | N/A |  | 3/31/2021 | N/A | N/A |  |  |  | 12/31/2025 |  |  | N | No
AG2-468 | Sedge Hill – Person 230 kV |  | VA | Halifax | Withdrawn | Dominion | 80 | 80 | 48 |  | Capacity | Generation Interconnection | Solar |  |  | N/A |  | Withdrawn |  |  |  |  | N/A |  | N/A |  |  | N/A | N/A |  | 3/31/2021 | N/A | N/A |  | 3/14/2024 |  | 12/31/2025 |  |  | N | No
AG2-469 | Westmoreland – Oak Grove 230 kV |  | VA | Westmoreland | Active | Dominion | 80 | 80 | 48 |  | Capacity | Generation Interconnection | Solar |  |  | N/A |  | In Progress |  |  |  |  | N/A |  | N/A |  |  | N/A | N/A |  | 3/31/2021 | N/A | N/A |  |  |  | 12/31/2025 |  |  | N | No
AG2-470 | Fostoria - Lemoyne 345 kV |  | OH | Wood | Withdrawn | AEP | 300 | 300 | 180 |  | Capacity | Generation Interconnection | Solar |  |  | N/A |  | Withdrawn |  |  |  |  | N/A |  | N/A |  |  | N/A | N/A |  | 3/31/2021 | N/A | N/A |  | 12/18/2024 |  | 12/31/2025 |  |  | N | No
AG2-471 | Circleville - Biers Run 138 kV |  | OH | Pickaway | Withdrawn | AEP | 100 | 100 | 60 |  | Capacity | Generation Interconnection | Solar |  |  | N/A |  | Withdrawn |  |  |  |  | N/A |  | N/A |  |  | N/A | N/A |  | 3/31/2021 | N/A | N/A |  | 12/18/2024 |  | 12/31/2025 |  |  | N | No
AG2-472 | Jennings-Hazelton 138kV |  | WV | Preston | Withdrawn | APS | 50 | 50 | 30 |  | Capacity | Generation Interconnection | Solar |  |  | N/A |  | Withdrawn |  |  |  |  | N/A |  | N/A |  |  | N/A | N/A |  | 3/31/2021 | N/A | N/A |  | 12/18/2024 |  | 12/31/2025 |  |  | N | No
AG2-473 | Brody 138 kV |  | MI | Cass | Withdrawn | AEP | 100 | 100 | 60 |  | Capacity | Generation Interconnection | Solar |  |  | N/A |  | Withdrawn |  |  |  |  | N/A |  | N/A |  |  | N/A | N/A |  | 3/31/2021 | N/A | N/A |  | 12/18/2024 |  | 12/31/2025 |  |  | N | No
AG2-474 | Mottville 138 kV |  | MI | St. Joseph | Withdrawn | AEP | 150 | 150 | 90 |  | Capacity | Generation Interconnection | Solar |  |  | N/A |  | Withdrawn |  |  |  |  | N/A |  | N/A |  |  | N/A | N/A |  | 3/31/2021 | N/A | N/A |  | 12/18/2024 |  | 12/31/2025 |  |  | N | No
AG2-475 | Chickahominy - Surry 500 kV |  | VA | Charles City | Withdrawn | Dominion | 500 | 500 | 200 |  | Capacity | Generation Interconnection | Storage |  |  | N/A |  | Withdrawn |  |  |  |  | N/A |  | N/A |  |  | N/A | N/A |  | 3/31/2021 | N/A | N/A |  | 12/18/2024 |  | 12/1/2024 |  |  | N | No
AG2-476 | Hokes-Grantley 69 kV II |  | PA | York | Active | ME | 20 | 0 | 0.1 |  | Capacity | Generation Interconnection | Solar |  |  | N/A |  | In Progress |  |  |  |  | N/A |  | N/A |  |  | N/A | N/A |  | 3/31/2021 | N/A | N/A |  |  |  | 3/31/2022 |  |  | N | No
AG2-477 | Hokes-Jackson 69 kV III |  | PA | York | Active | ME | 20 | 0 | 0.5 |  | Capacity | Generation Interconnection | Solar |  |  | N/A |  | In Progress |  |  |  |  | N/A |  | N/A |  |  | N/A | N/A |  | 3/31/2021 | N/A | N/A |  |  |  | 4/30/2022 |  |  | N | No
AG2-478 | Hokes-Jackson 69 kV IV |  | PA | York | Active | ME | 20 | 0 | 0.5 |  | Capacity | Generation Interconnection | Solar |  |  | N/A |  | In Progress |  |  |  |  | N/A |  | N/A |  |  | N/A | N/A |  | 3/31/2021 | N/A | N/A |  |  |  | 3/31/2022 |  |  | N | No
AG2-479 | Penns Tap-Richfield Tie 69 kV II |  | PA | Snyder | Active | PPL | 20 | 0 | 4.1 |  | Capacity | Generation Interconnection | Solar |  |  | N/A |  | In Progress |  |  |  |  | N/A |  | N/A |  |  | N/A | N/A |  | 3/31/2021 | N/A | N/A |  |  |  | 10/31/2022 |  |  | N | No
AG2-480 | Derry Tap-Derry Bus 69 kV II |  | PA | Montour | Withdrawn | PPL | 20 | 0 | 4.1 |  | Capacity | Generation Interconnection | Solar |  |  | N/A |  | Withdrawn |  |  |  |  | N/A |  | N/A |  |  | N/A | N/A |  | 3/31/2021 | N/A | N/A |  | 12/18/2024 |  | 5/31/2022 |  |  | N | No
AG2-481 | Derry Tap-Derry Bus 69 kV III |  | PA | Northumberland | Active | PPL | 20 | 0 | 4.1 |  | Capacity | Generation Interconnection | Solar |  |  | N/A |  | In Progress |  |  |  |  | N/A |  | N/A |  |  | N/A | N/A |  | 3/31/2021 | N/A | N/A |  |  |  | 7/31/2022 |  |  | N | No
AG2-482 | Bowman's Mill-Scott 69 kV II |  | PA | Columbia | Withdrawn | PPL | 35 | 0 | 8 |  | Capacity | Generation Interconnection | Solar |  |  | N/A |  | Withdrawn |  |  |  |  | N/A |  | N/A |  |  | N/A | N/A |  | 3/31/2021 | N/A | N/A |  | 12/18/2024 |  | 11/15/2022 |  |  | N | No
AG2-483 | Bowman's Mill Tap-Scott 69 kV III |  | PA | Columbia | Withdrawn | PPL | 75 | 0 | 2.8 |  | Capacity | Generation Interconnection | Solar |  |  | N/A |  | Withdrawn |  |  |  |  | N/A |  | N/A |  |  | N/A | N/A |  | 3/31/2021 | N/A | N/A |  | 12/18/2024 |  | 11/15/2022 |  |  | N | No
AG2-484 | Mifflintown Bus-Mifflintown Tap 69 kV II |  | PA | Juniata | Active | PPL | 20 | 0 | 4.1 |  | Capacity | Generation Interconnection | Solar |  |  | N/A |  | In Progress |  |  |  |  | N/A |  | N/A |  |  | N/A | N/A |  | 3/31/2021 | N/A | N/A |  |  |  | 8/31/2022 |  |  | N | No
AG2-485 | Columbia-West Bloomsburg 69 kV II |  | PA | Columbia | Withdrawn | PPL | 20 | 0 | 5 |  | Capacity | Generation Interconnection | Solar |  |  | N/A |  | Withdrawn |  |  |  |  | N/A |  | N/A |  |  | N/A | N/A |  | 3/31/2021 | N/A | N/A |  | 12/18/2024 |  | 11/30/2022 |  |  | N | No
AG2-486 | Bloomsburg-Columbia 69 kV II |  | PA | Columbia | Withdrawn | PPL | 20 | 0 | 4.1 |  | Capacity | Generation Interconnection | Solar |  |  | N/A |  | Withdrawn |  |  |  |  | N/A |  | N/A |  |  | N/A | N/A |  | 3/31/2021 | N/A | N/A |  | 12/18/2024 |  | 12/15/2022 |  |  | N | No
AG2-487 | Madison - Tanners Creek 138 kV |  | IN | Henry | Active | AEP | 152.5 | 0 | 10.6 |  | Capacity | Generation Interconnection | Solar |  |  | N/A |  | In Progress |  |  |  |  | N/A |  | N/A |  |  | N/A | N/A |  | 3/31/2021 | N/A | N/A |  |  |  | 5/31/2022 |  |  | N | No
AG2-488 | Southwest Lima 345 kV |  | OH | Allen | Withdrawn | AEP | 300 | 0 | 6 |  | Capacity | Generation Interconnection | Solar |  |  | N/A |  | Withdrawn |  |  |  |  | N/A |  | N/A |  |  | N/A | N/A |  | 3/31/2021 | N/A | N/A |  | 12/18/2024 |  | 12/31/2022 |  |  | N | No
AG2-489 | Haviland – Cavett Switch 69 kV |  | OH | Van Wert | Withdrawn | AEP | 75 | 0 | 3.5 |  | Capacity | Generation Interconnection | Solar |  |  | N/A |  | Withdrawn |  |  |  |  | N/A |  | N/A |  |  | N/A | N/A |  | 3/31/2021 | N/A | N/A |  | 12/18/2024 |  | 12/31/2022 |  |  | N | No
AG2-490 | Haviland – Cavett Switch 69 kV |  | OH | Van Wert | Withdrawn | AEP | 75 | 0 | 1.7 |  | Capacity | Generation Interconnection | Solar |  |  | N/A |  | Withdrawn |  |  |  |  | N/A |  | N/A |  |  | N/A | N/A |  | 3/31/2021 | N/A | N/A |  | 12/18/2024 |  | 12/31/2022 |  |  | N | No
AG2-491 | Meadow Lake 345 kV |  | IN | White | Active | AEP | 100 | 100 | 60 |  | Capacity | Generation Interconnection | Solar |  |  | N/A |  | In Progress |  |  |  |  | N/A |  | N/A |  |  | N/A | N/A |  | 3/31/2021 | N/A | N/A |  |  |  | 9/1/2024 |  |  | N | No
AG2-492 | Meadow Lake 345 kV |  | IN | White | Active | AEP | 50 | 50 | 20 |  | Capacity | Generation Interconnection | Storage |  |  | N/A |  | In Progress |  |  |  |  | N/A |  | N/A |  |  | N/A | N/A |  | 3/31/2021 | N/A | N/A |  |  |  | 9/1/2024 |  |  | N | No
AG2-493 | Phillipsburg Bus II 34.5 kV |  | PA | Adams | Withdrawn | PENELEC | 5 | 5 | 0 |  | Energy | Generation Interconnection | Solar |  |  | N/A |  | Withdrawn |  |  |  |  | N/A |  | N/A |  |  | N/A | N/A |  | 3/31/2021 | N/A | N/A |  | 1/3/2024 |  | 6/21/2022 |  |  | Y | No
AG2-494 | Keewaydin 34.5 kV |  | OH | Madison | Withdrawn | PENELEC | 5 | 5 | 0 |  | Energy | Generation Interconnection | Solar |  |  | N/A |  | Withdrawn |  |  |  |  | N/A |  | N/A |  |  | N/A | N/A |  | 3/31/2021 | N/A | N/A |  | 7/23/2021 |  | 6/21/2022 |  |  | Y | No
AG2-495 | Phillipsburg Bus I 34.5 kV |  | PA | Adams | Withdrawn | PENELEC | 5 | 5 | 0 |  | Energy | Generation Interconnection | Solar |  |  | N/A |  | Withdrawn |  |  |  |  | N/A |  | N/A |  |  | N/A | N/A |  | 3/31/2021 | N/A | N/A |  | 2/9/2022 |  |  |  |  | Y | No
AG2-496 | Bloom 34.5 kV |  | OH | Madison | Withdrawn | PENELEC | 5 | 5 | 0 |  | Energy | Generation Interconnection | Solar |  |  | N/A |  | Withdrawn |  |  |  |  | N/A |  | N/A |  |  | N/A | N/A |  | 3/31/2021 | N/A | N/A |  | 7/23/2021 |  | 6/21/2022 |  |  | Y | No
AG2-497 | Tangy 138 kV |  | OH | Delaware | Withdrawn | ATSI | 50 | 50 | 50 |  | Capacity | Generation Interconnection | Storage |  |  | N/A |  | Withdrawn |  |  |  |  | N/A |  | N/A |  |  | N/A | N/A |  | 3/31/2021 | N/A | N/A |  | 12/18/2024 |  | 12/31/2025 |  |  | N | No
AG2-498 | Obetz 138 kV |  | OH | Franklin | Active | AEP | 50 | 50 | 50 |  | Capacity | Generation Interconnection | Storage |  |  | N/A |  | In Progress |  |  |  |  | N/A |  | N/A |  |  | N/A | N/A |  | 3/31/2021 | N/A | N/A |  |  |  | 12/31/2025 |  |  | N | No
AG2-499 | Bixby 345 kV |  | OH | Franklin | Withdrawn | AEP | 50 | 50 | 50 |  | Capacity | Generation Interconnection | Storage |  |  | N/A |  | Withdrawn |  |  |  |  | N/A |  | N/A |  |  | N/A | N/A |  | 3/31/2021 | N/A | N/A |  | 12/18/2024 |  | 12/31/2025 |  |  | N | No
AG2-500 | Townsend 138 kV II |  | DE | New Castle | Withdrawn | DPL | 50 | 0 | 0 |  | Energy | Generation Interconnection | Storage |  |  | N/A |  | Withdrawn |  |  |  |  | N/A |  | N/A |  |  | N/A | N/A |  | 3/31/2021 | N/A | N/A |  | 12/18/2024 |  | 5/31/2024 |  |  | N | No
AG2-501 | Sedge Hill - Mount Laurel 115 kV |  | VA | Halifax | Withdrawn | Dominion | 51 | 0 | 5 |  | Capacity | Generation Interconnection | Storage |  |  | N/A |  | Withdrawn |  |  |  |  | N/A |  | N/A |  |  | N/A | N/A |  | 3/31/2021 | N/A | N/A |  | 12/18/2024 |  | 5/31/2024 |  |  | N | No
AG2-502 | Sedge Hill - Person 115 kV |  | VA | Halifax | Withdrawn | Dominion | 70 | 0 | 7 |  | Capacity | Generation Interconnection | Storage |  |  | N/A |  | Withdrawn |  |  |  |  | N/A |  | N/A |  |  | N/A | N/A |  | 3/31/2021 | N/A | N/A |  | 12/18/2024 |  | 5/31/2024 |  |  | N | No
AG2-503 | Adams 138 kV |  | OH | Adams | Withdrawn | AEP | 49.9 | 0 | 5 |  | Capacity | Generation Interconnection | Storage |  |  | N/A |  | Withdrawn |  |  |  |  | N/A |  | N/A |  |  | N/A | N/A |  | 3/31/2021 | N/A | N/A |  | 12/18/2024 |  | 5/31/2024 |  |  | N | No
AG2-504 | Delano 138 kV |  | OH | Ross | Withdrawn | AEP | 49.9 | 0 | 5 |  | Capacity | Generation Interconnection | Storage |  |  | N/A |  | Withdrawn |  |  |  |  | N/A |  | N/A |  |  | N/A | N/A |  | 3/31/2021 | N/A | N/A |  | 12/18/2024 |  | 5/31/2024 |  |  | N | No
AG2-505 | Westvaco - Mt Zion 138 kV |  | MD | Garrett | Active | APS | 14 | 14 | 14 |  | Capacity | Generation Interconnection | Hydro |  |  | N/A |  | In Progress |  |  |  |  | N/A |  | N/A |  |  | N/A | N/A |  | 3/31/2021 | N/A | N/A |  |  |  | 12/31/2023 |  |  | N | No
AG2-506 | Carson 230 kV |  | VA | Dinwiddie | Withdrawn | Dominion | 100 | 100 | 40 |  | Capacity | Generation Interconnection | Storage |  |  | N/A |  | Withdrawn |  |  |  |  | N/A |  | N/A |  |  | N/A | N/A |  | 3/31/2021 | N/A | N/A |  | 12/18/2024 |  | 12/2/2024 |  |  | N | No
AG2-507 | Crewe - Victoria DP 115 kV |  | VA | Nottoway | Withdrawn | Dominion | 60 | 60 | 36 |  | Capacity | Generation Interconnection | Solar |  |  | N/A |  | Withdrawn |  |  |  |  | N/A |  | N/A |  |  | N/A | N/A |  | 3/31/2021 | N/A | N/A |  | 12/18/2024 |  | 12/1/2025 |  |  | N | No
AG2-508 | Dry Bread 230 kV |  | VA | Greensville | Withdrawn | Dominion | 85 | 85 | 51 |  | Capacity | Generation Interconnection | Solar |  |  | N/A |  | Withdrawn |  |  |  |  | N/A |  | N/A |  |  | N/A | N/A |  | 3/31/2021 | N/A | N/A |  | 12/18/2024 |  | 12/1/2025 |  |  | N | No
AG2-509 | Robinson 69 kV |  | WV | N/A | Withdrawn | AEP | 55 | 55 | 36.3 |  | Capacity | Generation Interconnection | Solar; Storage |  |  | N/A |  | Withdrawn |  |  |  |  | N/A |  | N/A |  |  | N/A | N/A |  | 3/31/2021 | N/A | N/A |  | 3/4/2025 |  | 6/1/2024 |  |  | N | No
AG2-510 | Double Toll Gate 138 kV |  | VA | Clarke | Withdrawn | APS | 100 | 100 | 60 |  | Capacity | Generation Interconnection | Solar |  |  | N/A |  | Withdrawn |  |  |  |  | N/A |  | N/A |  |  | N/A | N/A |  | 3/31/2021 | N/A | N/A |  | 6/28/2023 |  | 12/30/2024 |  |  | N | No
AG2-511 | Double Toll Gate - Millville 138 kV |  | VA | Clarke | Withdrawn | APS | 100 | 100 | 60 |  | Capacity | Generation Interconnection | Solar |  |  | N/A |  | Withdrawn |  |  |  |  | N/A |  | N/A |  |  | N/A | N/A |  | 3/31/2021 | N/A | N/A |  | 5/18/2021 |  | 12/30/2024 |  |  | N | No
AG2-512 | Sulphur Creek-Loretto 69 kV |  | KY | Marion | Withdrawn | EKPC | 17.5 | 17.5 | 11 |  | Capacity | Generation Interconnection | Solar |  |  | N/A |  | Withdrawn |  |  |  |  | N/A |  | N/A |  |  | N/A | N/A |  | 3/31/2021 | N/A | N/A |  | 12/18/2024 |  | 7/31/2023 |  |  | N | No
AG2-513 | Hodgenville-Sulphur Creek 69 kV |  | KY | Larue | Withdrawn | EKPC | 20 | 20 | 12 |  | Capacity | Generation Interconnection | Solar |  |  | N/A |  | Withdrawn |  |  |  |  | N/A |  | N/A |  |  | N/A | N/A |  | 3/31/2021 | N/A | N/A |  | 12/18/2024 |  | 7/31/2023 |  |  | N | No
AG2-514 | Midway 345 kV II |  | OH | Henry | Withdrawn | ATSI | 150 | 150 | 90 |  | Capacity | Generation Interconnection | Solar |  |  | N/A |  | Withdrawn |  |  |  |  | N/A |  | N/A |  |  | N/A | N/A |  | 3/31/2021 | N/A | N/A |  | 12/13/2024 |  | 10/31/2023 |  |  | N | No
AG2-515 | Midway 345 kV III |  | OH | Lucas | Active | ATSI | 100 | 100 | 60 |  | Capacity | Generation Interconnection | Solar |  |  | N/A |  | In Progress |  |  |  |  | N/A |  | N/A |  |  | N/A | N/A |  | 3/31/2021 | N/A | N/A |  |  |  | 10/31/2023 |  |  | N | No
AG2-516 | Pecatonica 138kV |  | IL | Winnebago | Active | ComEd | 120 | 120 | 72 |  | Capacity | Generation Interconnection | Solar |  |  | N/A |  | In Progress |  |  |  |  | N/A |  | N/A |  |  | N/A | N/A |  | 3/31/2021 | N/A | N/A |  |  |  | 10/31/2023 |  |  | N | No
AG2-517 | Cordova Energy Center 345kV |  | IL | Rock Island | Withdrawn | ComEd | 120 | 120 | 72 |  | Capacity | Generation Interconnection | Solar; Storage |  |  | N/A |  | Withdrawn |  |  |  |  | N/A |  | N/A |  |  | N/A | N/A |  | 3/31/2021 | N/A | N/A |  | 12/18/2024 |  | 10/31/2023 |  |  | N | No
AG2-518 | Tech Drive 138 kV |  | VA | Montgomery | Active | AEP | 80 | 80 | 32 |  | Capacity | Generation Interconnection | Storage |  |  | N/A |  | In Progress |  |  |  |  | N/A |  | N/A |  |  | N/A | N/A |  | 3/31/2021 | N/A | N/A |  |  |  | 1/1/2024 |  |  | N | No
AG2-519 | Royerton - Desoto 138 kV |  | IN | Delaware | Active | AEP | 111 | 111 | 87.8 |  | Capacity | Generation Interconnection | Solar; Storage |  |  | N/A |  | In Progress |  |  |  |  | N/A |  | N/A |  |  | N/A | N/A |  | 3/31/2021 | N/A | N/A |  |  |  | 2/29/2024 |  |  | N | No
AG2-520 | Ritchie 69 kV |  | MD | Prince George's | Withdrawn | PEPCO | 17 | 17 | 10.2 |  | Capacity | Generation Interconnection | Solar |  |  | N/A |  | Withdrawn |  |  |  |  | N/A |  | N/A |  |  | N/A | N/A |  | 3/31/2021 | N/A | N/A |  | 12/18/2024 |  | 3/1/2024 |  |  | N | No
AG2-521 | Fork Union 230 kV |  | VA | Fluvanna | Withdrawn | Dominion | 85 | 85 | 51 |  | Capacity | Generation Interconnection | Solar |  |  | N/A |  | Withdrawn |  |  |  |  | N/A |  | N/A |  |  | N/A | N/A |  | 3/31/2021 | N/A | N/A |  | 12/10/2024 |  | 3/1/2024 |  |  | N | No
AG2-522 | Five Forks 115 kV |  | NC | Warren | Active | Dominion | 80 | 80 | 48 |  | Capacity | Generation Interconnection | Solar |  |  | N/A |  | In Progress |  |  |  |  | N/A |  | N/A |  |  | N/A | N/A |  | 3/31/2021 | N/A | N/A |  |  |  | 7/30/2025 |  |  | N | No
AG2-523 | Bakers Pond 115 kV |  | VA | Prince George | Withdrawn | Dominion | 100 | 100 | 100 |  | Capacity | Generation Interconnection | Solar; Storage |  |  | N/A |  | Withdrawn |  |  |  |  | N/A |  | N/A |  |  | N/A | N/A |  | 3/31/2021 | N/A | N/A |  | 3/31/2022 |  |  |  |  | N | No
AG2-524 | LaSalle Station - Mazon 138 kV |  | IL | Grundy | Active | ComEd | 110 | 110 | 110 |  | Capacity | Generation Interconnection | Solar; Storage |  |  | N/A |  | In Progress |  |  |  |  | N/A |  | N/A |  |  | N/A | N/A |  | 3/31/2021 | N/A | N/A |  |  |  | 12/31/2023 |  |  | N | No
AG2-525 | Bonney Forge 23 kV II |  | MI | Cass | Withdrawn | PENELEC | 5 | 5 | 0 |  | Energy | Generation Interconnection | Solar |  |  | N/A |  | Withdrawn |  |  |  |  | N/A |  | N/A |  |  | N/A | N/A |  | 3/31/2021 | N/A | N/A |  | 7/13/2021 |  | 6/1/2023 |  |  | Y | No
AG2-526 | Oak Grove – Saunders DP 230 kV |  | VA | Westmoreland | Withdrawn | Dominion | 100 | 100 | 60 |  | Capacity | Generation Interconnection | Solar |  |  | N/A |  | Withdrawn |  |  |  |  | N/A |  | N/A |  |  | N/A | N/A |  | 3/31/2021 | N/A | N/A |  | 12/18/2024 |  | 12/31/2024 |  |  | N | No
AG2-527 | Kewanee-Toulon 138 kV |  | IL | Stark | Active | ComEd | 200 | 200 | 26 |  | Capacity | Generation Interconnection | Wind |  |  | N/A |  | In Progress |  |  |  |  | N/A |  | N/A |  |  | N/A | N/A |  | 3/31/2021 | N/A | N/A |  |  |  | 12/31/2025 |  |  | N | No
AG2-528 | Bustleburg Tap - Fairfield DP 115 kV |  | VA | Rockbridge | Active | Dominion | 140 | 140 | 72.8 |  | Capacity | Generation Interconnection | Solar; Storage |  |  | N/A |  | In Progress |  |  |  |  | N/A |  | N/A |  |  | N/A | N/A |  | 3/31/2021 | N/A | N/A |  |  |  | 10/31/2024 |  |  | N | No
AG2-529 | Harrisonburg - Endless Caverns 230 kV |  | VA | Rockingham | Withdrawn | Dominion | 150 | 151.734 | 78 |  | Capacity | Generation Interconnection | Solar; Storage |  |  | N/A |  | Withdrawn |  |  |  |  | N/A |  | N/A |  |  | N/A | N/A |  | 3/31/2021 | N/A | N/A |  | 12/18/2024 |  | 10/31/2024 |  |  | N | No
AG2-530 | Mannington Mills - Woodstown 69 kV |  | NJ | Salem | Withdrawn | AEC | 19.975 | 19.975 | 10 |  | Capacity | Generation Interconnection | Solar |  |  | N/A |  | Withdrawn |  |  |  |  | N/A |  | N/A |  |  | N/A | N/A |  | 3/31/2021 | N/A | N/A |  | 12/18/2024 |  | 12/31/2024 |  |  | N | No
AG2-531 | Greystone - West Denville 34.5 kV |  | NJ | Morris | Withdrawn | JCPL | 20 | 20 | 0 |  | Energy | Generation Interconnection | Storage |  |  | N/A |  | Withdrawn |  |  |  |  | N/A |  | N/A |  |  | N/A | N/A |  | 3/31/2021 | N/A | N/A |  | 1/31/2025 |  | 7/31/2022 |  |  | N | No
AG2-532 | Pohatcong-Newburgh Tap 34.5 kV |  | NJ | Warren | Active | JCPL | 20 | 20 | 0 |  | Energy | Generation Interconnection | Storage |  |  | N/A |  | In Progress |  |  |  |  | N/A |  | N/A |  |  | N/A | N/A |  | 3/31/2021 | N/A | N/A |  |  |  | 8/31/2022 |  |  | N | No
AG2-533 | Newburgh-Pohatcong 34.5 kV |  | NJ | Warren | Active | JCPL | 20 | 20 | 0 |  | Energy | Generation Interconnection | Storage |  |  | N/A |  | In Progress |  |  |  |  | N/A |  | N/A |  |  | N/A | N/A |  | 3/31/2021 | N/A | N/A |  |  |  | 8/31/2021 |  |  | N | No
AG2-534 | Hackettstown-Pohatcong R722-7 34.5 kV |  | NJ | Warren | Active | JCPL | 20 | 20 | 0 |  | Energy | Generation Interconnection | Storage |  |  | N/A |  | In Progress |  |  |  |  | N/A |  | N/A |  |  | N/A | N/A |  | 3/31/2021 | N/A | N/A |  |  |  | 8/31/2022 |  |  | N | No
AG2-535 | Hackettstown-Pohatcong J738-1 34.5 kV II |  | NJ | Warren | Active | JCPL | 40 | 20 | 0 |  | Energy | Generation Interconnection | Storage |  |  | N/A |  | In Progress |  |  |  |  | N/A |  | N/A |  |  | N/A | N/A |  | 3/31/2021 | N/A | N/A |  |  |  | 8/31/2022 |  |  | N | No
AG2-536 | Buckeye - Ringoes 34.5 kV |  | NJ | Hunterdon | Withdrawn | JCPL | 20 | 20 | 0 |  | Energy | Generation Interconnection | Storage |  |  | N/A |  | Withdrawn |  |  |  |  | N/A |  | N/A |  |  | N/A | N/A |  | 3/31/2021 | N/A | N/A |  | 12/18/2024 |  | 8/31/2022 |  |  | N | No
AG2-537 | Ringoes-Copper Hill Solar 34.5 kV |  | NJ | Hunterdon | Withdrawn | JCPL | 20 | 20 | 0 |  | Energy | Generation Interconnection | Storage |  |  | N/A |  | Withdrawn |  |  |  |  | N/A |  | N/A |  |  | N/A | N/A |  | 3/31/2021 | N/A | N/A |  | 12/18/2024 |  | 8/31/2022 |  |  | N | No
AG2-538 | Ridgeway - Motion Control 46 kV |  | PA | Elk | Withdrawn | APS | 20 | 20 | 15.42 |  | Capacity | Generation Interconnection | Solar; Storage |  |  | N/A |  | Withdrawn |  |  |  |  | N/A |  | N/A |  |  | N/A | N/A |  | 3/31/2021 | N/A | N/A |  | 2/28/2025 |  | 10/15/2022 |  |  | N | No
AG2-539 | Mechanicsburg - Darby 138 kV |  | OH | Union | Withdrawn | Dayton | 80 | 80 | 48 |  | Capacity | Generation Interconnection | Solar |  |  | N/A |  | Withdrawn |  |  |  |  | N/A |  | N/A |  |  | N/A | N/A |  | 3/31/2021 | N/A | N/A |  | 12/18/2024 |  | 5/14/2025 |  |  | N | No
AG2-540 | Clubhouse - Jarratt 115 kV |  | VA | Greensville | Withdrawn | Dominion | 80 | 80 | 48 |  | Capacity | Generation Interconnection | Solar; Storage |  |  | N/A |  | Withdrawn |  |  |  |  | N/A |  | N/A |  |  | N/A | N/A |  | 3/31/2021 | N/A | N/A |  | 12/10/2024 |  | 6/3/2024 |  |  | N | No
AG2-541 | Perth - Crystal Hill 115 kV |  | VA | Halifax | Active | Dominion | 65 | 65 | 39 |  | Capacity | Generation Interconnection | Solar; Storage |  |  | N/A |  | In Progress |  |  |  |  | N/A |  | N/A |  |  | N/A | N/A |  | 3/31/2021 | N/A | N/A |  |  |  | 6/3/2024 |  |  | N | No
AG2-542 | North Shenandoah – Merck 115 kV |  | VA | Rockingham | Withdrawn | Dominion | 70 | 70 | 42 |  | Capacity | Generation Interconnection | Solar; Storage |  |  | N/A |  | In Progress |  |  |  |  | N/A |  | N/A |  |  | N/A | N/A |  | 3/31/2021 | N/A | N/A |  |  |  | 6/3/2024 |  |  | N | No
AG2-543 | Suffolk - Earleys 230 kV |  | VA | City of Suffolk | Withdrawn | Dominion | 70 | 70 | 42 |  | Capacity | Generation Interconnection | Solar; Storage |  |  | N/A |  | Withdrawn |  |  |  |  | N/A |  | N/A |  |  | N/A | N/A |  | 3/31/2021 | N/A | N/A |  | 12/18/2024 |  | 6/3/2024 |  |  | N | No
AG2-544 | Silver Lake 345 kV |  | IL | McHenry | Active | ComEd | 200 | 200 | 80 |  | Capacity | Generation Interconnection | Storage |  |  | N/A |  | In Progress |  |  |  |  | N/A |  | N/A |  |  | N/A | N/A |  | 3/31/2021 | N/A | N/A |  |  |  | 11/6/2024 |  |  | N | No
AG2-545 | Silver Lake 345 kV |  | IL | McHenry | Active | ComEd | 600 | 400 | 160 |  | Capacity | Generation Interconnection | Storage |  |  | N/A |  | In Progress |  |  |  |  | N/A |  | N/A |  |  | N/A | N/A |  | 3/31/2021 | N/A | N/A |  |  |  | 11/6/2024 |  |  | N | No
AG2-546 | Van Buren - Delaware 138 kV |  | IN | Grant | Withdrawn | AEP | 150 | 40 | 26.4 |  | Capacity | Generation Interconnection | Solar; Storage |  |  | N/A |  | Withdrawn |  |  |  |  | N/A |  | N/A |  |  | N/A | N/A |  | 3/31/2021 | N/A | N/A |  | 12/18/2024 |  | 6/1/2023 |  |  | N | No
AG2-547 | New Liberty - Boutwell 138 kV |  | OH | Hancock | Withdrawn | AEP | 50 | 50 | 50 |  | Capacity | Generation Interconnection | Solar; Storage |  |  | N/A |  | Withdrawn |  |  |  |  | N/A |  | N/A |  |  | N/A | N/A |  | 3/31/2021 | N/A | N/A |  | 12/13/2024 |  | 9/1/2024 |  |  | N | No
AG2-548 | Corwin - Elk 138 kV |  | OH | Jackson | Active | AEP | 90 | 90 | 54 |  | Capacity | Generation Interconnection | Solar; Storage |  |  | N/A |  | In Progress |  |  |  |  | N/A |  | N/A |  |  | N/A | N/A |  | 3/31/2021 | N/A | N/A |  |  |  | 12/31/2023 |  |  | N | No
AG2-549 | Rineyville 69 kV |  | KY | Hardin | Withdrawn | EKPC | 40 | 40 | 26.6667 |  | Capacity | Generation Interconnection | Solar |  |  | N/A |  | Withdrawn |  |  |  |  | N/A |  | N/A |  |  | N/A | N/A |  | 3/31/2021 | N/A | N/A |  | 12/18/2024 |  | 12/31/2022 |  |  | N | No
AG2-550 | Bluff Point - Randolph 138 kV |  | IN | Randolph | Active | AEP | 100 | 100 | 60 |  | Capacity | Generation Interconnection | Solar |  |  | N/A |  | In Progress |  |  |  |  | N/A |  | N/A |  |  | N/A | N/A |  | 3/31/2021 | N/A | N/A |  |  |  | 10/31/2024 |  |  | N | No
AG2-551 | Bluff Point - Randolph 138 kV |  | IN | Randolph | Active | AEP | 150 | 50 | 20 |  | Capacity | Generation Interconnection | Storage |  |  | N/A |  | In Progress |  |  |  |  | N/A |  | N/A |  |  | N/A | N/A |  | 3/31/2021 | N/A | N/A |  |  |  | 10/31/2024 |  |  | N | No
AG2-552 | Bullitt County 161 kV |  | KY | Bullitt | Withdrawn | EKPC | 100 | 100 | 60 |  | Capacity | Generation Interconnection | Solar |  |  | N/A |  | Withdrawn |  |  |  |  | N/A |  | N/A |  |  | N/A | N/A |  | 3/31/2021 | N/A | N/A |  | 12/18/2024 |  | 9/1/2024 |  |  | N | No
AG2-553 | Bullitt County 161 kV |  | KY | Bullitt | Active | EKPC | 50 | 50 | 20 |  | Capacity | Generation Interconnection | Storage |  |  | N/A |  | In Progress |  |  |  |  | N/A |  | N/A |  |  | N/A | N/A |  | 3/31/2021 | N/A | N/A |  |  |  | 9/1/2024 |  |  | N | No
AG2-554 | East End 46 kV |  | PA | Centre | Withdrawn | APS | 10 | 10 | 6.2 |  | Capacity | Generation Interconnection | Solar |  |  | N/A |  | Withdrawn |  |  |  |  | N/A |  | N/A |  |  | N/A | N/A |  | 3/31/2021 | N/A | N/A |  | 9/7/2023 |  | 12/1/2023 |  |  | N | No
AG2-555 | Clarion 12 kV |  | PA | Clarion | Withdrawn | PENELEC | 10 | 10 | 6.2 |  | Capacity | Generation Interconnection | Solar |  |  | N/A |  | Withdrawn |  |  |  |  | N/A |  | N/A |  |  | N/A | N/A |  | 3/31/2021 | N/A | N/A |  | 9/7/2023 |  | 12/1/2023 |  |  | N | No
AG2-556 | Sullivan - Dequine 345 kV |  | IN | Vigo | Withdrawn | AEP | 339.1 | 339.1 | 253.387 |  | Capacity | Generation Interconnection | Other |  |  | N/A |  | Withdrawn |  |  |  |  | N/A |  | N/A |  |  | N/A | N/A |  | 3/31/2021 | N/A | N/A |  | 3/2/2023 |  | 1/1/2024 |  |  | N | No
AG2-557 | Spring Mills - Millheim 46 kV |  | PA | Centre | Withdrawn | APS | 19.9 | 19.9 | 11.9 |  | Capacity | Generation Interconnection | Solar |  |  | N/A |  | Withdrawn |  |  |  |  | N/A |  | N/A |  |  | N/A | N/A |  | 3/31/2021 | N/A | N/A |  | 12/18/2024 |  | 4/1/2023 |  |  | N | No
AG2-558 | Shawville - Phillipsburg 34.5 kV II |  | PA | Clearfield | Withdrawn | APS | 39.8 | 19.9 | 8.3 |  | Capacity | Generation Interconnection | Solar |  |  | N/A |  | Withdrawn |  |  |  |  | N/A |  | N/A |  |  | N/A | N/A |  | 3/31/2021 | N/A | N/A |  | 1/23/2025 |  | 4/1/2023 |  |  | N | No
AG2-559 | Shawville - Phillipsburg 34.5 kV III |  | PA | Clearfield | Withdrawn | APS | 59.7 | 19.9 | 8.3 |  | Capacity | Generation Interconnection | Solar |  |  | N/A |  | Withdrawn |  |  |  |  | N/A |  | N/A |  |  | N/A | N/A |  | 3/31/2021 | N/A | N/A |  | 1/23/2025 |  | 4/1/2024 |  |  | N | No
AG2-560 | Phillipsburg (Karthaus) 34.5 kV |  | PA | Clearfield | Withdrawn | APS | 79.6 | 19.9 | 8.3 |  | Capacity | Generation Interconnection | Solar |  |  | N/A |  | Withdrawn |  |  |  |  | N/A |  | N/A |  |  | N/A | N/A |  | 3/31/2021 | N/A | N/A |  | 1/23/2025 |  | 4/1/2025 |  |  | N | No
AG2-561 | Glory - Glen Campbell 34.5 kV |  | PA | Indiana | Active | PENELEC | 20 | 20 | 12 |  | Capacity | Generation Interconnection | Solar |  |  | N/A |  | In Progress |  |  |  |  | N/A |  | N/A |  |  | N/A | N/A |  | 3/31/2021 | N/A | N/A |  |  |  | 12/15/2023 |  |  | N | No
AG2-562 | Elderberry 345 kV |  | IN | St. Joseph | Active | AEP | 786 | 71 | 35 |  | Capacity | Generation Interconnection | Natural Gas |  |  | N/A |  | In Progress |  |  |  |  | N/A |  | N/A |  |  | N/A | N/A |  | 3/31/2021 | N/A | N/A |  |  |  | 10/31/2022 |  |  | N | No
AG2-563 | Gasburg 69 kV |  | VA | Brunswick | Withdrawn | Dominion | 50 | 50 | 30 |  | Capacity | Generation Interconnection | Solar |  |  | N/A |  | Withdrawn |  |  |  |  | N/A |  | N/A |  |  | N/A | N/A |  | 3/31/2021 | N/A | N/A |  | 12/18/2024 |  | 9/24/2024 |  |  | N | No
AG2-564 | Sulphur Springs 138 kV |  | OH | Crawford | Active | AEP | 49.99 | 49.99 | 32.9 |  | Capacity | Generation Interconnection | Solar |  |  | N/A |  | In Progress |  |  |  |  | N/A |  | N/A |  |  | N/A | N/A |  | 3/31/2021 | N/A | N/A |  |  |  | 7/1/2024 |  |  | N | No
AG2-565 | Kidds Store - Sherwood 115 kV |  | VA | Fluvanna | Withdrawn | Dominion | 110 | 30 | 12 |  | Capacity | Generation Interconnection | Storage |  |  | N/A |  | Withdrawn |  |  |  |  | N/A |  | N/A |  |  | N/A | N/A |  | 3/31/2021 | N/A | N/A |  | 12/18/2024 |  | 3/29/2024 |  |  | N | No
AG2-566 | Briery - Finneywood 230 kV |  | VA | Prince Edward | Active | Dominion | 110 | 30 | 12 |  | Capacity | Generation Interconnection | Storage |  |  | N/A |  | In Progress |  |  |  |  | N/A |  | N/A |  |  | N/A | N/A |  | 3/31/2021 | N/A | N/A |  |  |  | 3/29/2024 |  |  | N | No
AG2-567 | Stanville - Dewey 138 kV |  | KY | N/A | Withdrawn | AEP | 200 | 200 | 100 |  | Capacity | Generation Interconnection | Solar; Storage |  |  | N/A |  | Withdrawn |  |  |  |  | N/A |  | N/A |  |  | N/A | N/A |  | 3/31/2021 | N/A | N/A |  | 12/18/2024 |  | 3/24/2024 |  |  | N | No
AG2-568 | Stink Run – Sundial 138 kV |  | WV | N/A | Active | AEP | 80 | 80 | 48 |  | Capacity | Generation Interconnection | Solar |  |  | N/A |  | In Progress |  |  |  |  | N/A |  | N/A |  |  | N/A | N/A |  | 3/31/2021 | N/A | N/A |  |  |  | 2/25/2024 |  |  | N | No
AG2-569 | Rogers Road - Carson 500 kV |  | VA | Greensville | Withdrawn | Dominion | 150 | 50 | 20 |  | Capacity | Generation Interconnection | Storage |  |  | N/A |  | Withdrawn |  |  |  |  | N/A |  | N/A |  |  | N/A | N/A |  | 3/31/2021 | N/A | N/A |  | 12/18/2024 |  | 3/25/2024 |  |  | N | No
AG2-570 | Heritage - Wake 500 kV |  | VA | Brunswick | Active | Dominion | 400 | 400 | 100 |  | Capacity | Generation Interconnection | Solar |  |  | N/A |  | In Progress |  |  |  |  | N/A |  | N/A |  |  | N/A | N/A |  | 3/31/2021 | N/A | N/A |  |  |  | 3/29/2024 |  |  | N | No
AG2-571 | Heritage - Wake 500 kV |  | VA | Brunswick | Active | Dominion | 500 | 100 | 40 |  | Capacity | Generation Interconnection | Storage |  |  | N/A |  | In Progress |  |  |  |  | N/A |  | N/A |  |  | N/A | N/A |  | 3/31/2021 | N/A | N/A |  |  |  | 3/29/2024 |  |  | N | No
AG2-572 | Scottsville - Bremo 138 kV |  | VA | Buckingham | Withdrawn | AEP | 50 | 50 | 30 |  | Capacity | Generation Interconnection | Solar |  |  | N/A |  | Withdrawn |  |  |  |  | N/A |  | N/A |  |  | N/A | N/A |  | 3/31/2021 | N/A | N/A |  | 10/9/2023 |  | 3/25/2024 |  |  | N | No
AG2-573 | Scottsville - Bremo 138 kV |  | VA | Buckingham | Withdrawn | AEP | 80 | 30 | 12 |  | Capacity | Generation Interconnection | Storage |  |  | N/A |  | Withdrawn |  |  |  |  | N/A |  | N/A |  |  | N/A | N/A |  | 3/31/2021 | N/A | N/A |  | 10/9/2023 |  | 3/29/2024 |  |  | N | No
AG2-574 | Sowers 138 kV |  | IN | Allen | Withdrawn | AEP | 100 | 100 | 60 |  | Capacity | Generation Interconnection | Solar |  |  | N/A |  | Withdrawn |  |  |  |  | N/A |  | N/A |  |  | N/A | N/A |  | 3/31/2021 | N/A | N/A |  | 7/30/2021 |  | 12/29/2023 |  |  | N | No
AG2-575 | Crego Rd. 138 kV |  | IL | DeKalb | Active | ComEd | 290 | 100 | 80 |  | Capacity | Generation Interconnection | Solar; Storage |  |  | N/A |  | In Progress |  |  |  |  | N/A |  | N/A |  |  | N/A | N/A |  | 3/31/2021 | N/A | N/A |  |  |  | 12/31/2024 |  |  | N | No
AG2-576 | Varner 345 kV |  | IN | DeKalb | Withdrawn | AEP | 180 | 180 | 108 |  | Capacity | Generation Interconnection | Solar |  |  | N/A |  | Withdrawn |  |  |  |  | N/A |  | N/A |  |  | N/A | N/A |  | 3/31/2021 | N/A | N/A |  | 12/18/2024 |  | 12/31/2024 |  |  | N | No
AG2-577 | Jay 138 kV |  | IN | Jay | Withdrawn | AEP | 50 | 50 | 30 |  | Capacity | Generation Interconnection | Solar |  |  | N/A |  | Withdrawn |  |  |  |  | N/A |  | N/A |  |  | N/A | N/A |  | 3/31/2021 | N/A | N/A |  | 12/18/2024 |  | 12/31/2024 |  |  | N | No
AG2-578 | Jay 69 kV |  | IN | Jay | Withdrawn | AEP | 50 | 50 | 30 |  | Capacity | Generation Interconnection | Solar |  |  | N/A |  | Withdrawn |  |  |  |  | N/A |  | N/A |  |  | N/A | N/A |  | 3/31/2021 | N/A | N/A |  | 12/18/2024 |  | 12/31/2024 |  |  | N | No
AG2-579 | Fostoria 138 kV |  | OH | Hancock | Withdrawn | AEP | 205 | 0 | 41 |  | Capacity | Generation Interconnection | Solar |  |  | N/A |  | Withdrawn |  |  |  |  | N/A |  | N/A |  |  | N/A | N/A |  | 3/31/2021 | N/A | N/A |  | 12/18/2024 |  | 12/29/2023 |  |  | N | No
AG2-580 | Rawlings-Clover 500 kV |  | VA | Brunswick | Withdrawn | Dominion | 150 | 150 | 90 |  | Capacity | Generation Interconnection | Solar |  |  | N/A |  | Withdrawn |  |  |  |  | N/A |  | N/A |  |  | N/A | N/A |  | 1/29/2021 | N/A | N/A |  | 3/6/2025 |  | 10/1/2024 |  |  | N | No
AG2-581 | Rawlings-Clover 500 kV |  | VA | Brunswick | Active | Dominion | 150 | 150 | 90 |  | Capacity | Generation Interconnection | Solar |  |  | N/A |  | In Progress |  |  |  |  | N/A |  | N/A |  |  | N/A | N/A |  | 1/29/2021 | N/A | N/A |  |  |  | 10/1/2024 |  |  | N | No
AG2-582 | Flint Run 500 kV |  | WV | Doddridge | Active | APS | 2100 | 2100 | 2075 |  | Capacity | Generation Interconnection | Natural Gas |  |  | N/A |  | In Progress |  |  |  |  | N/A |  | N/A |  |  | N/A | N/A |  | 3/31/2021 | N/A | N/A |  |  |  | 7/1/2026 |  |  | N | No
AG2-583 | Bremo - Cartersville 230 kV |  | VA | Cumberland | Active | Dominion | 115 | 115 | 69 |  | Capacity | Generation Interconnection | Solar |  |  | N/A |  | In Progress |  |  |  |  | N/A |  | N/A |  |  | N/A | N/A |  | 3/31/2021 | N/A | N/A |  |  |  | 6/30/2026 |  |  | N | No
AG2-584 | Double Toll Gate - Meadowbrook 138 kV |  | VA | Frederick | Withdrawn | APS | 90 | 90 | 46.8 |  | Capacity | Generation Interconnection | Solar; Storage |  |  | N/A |  | Withdrawn |  |  |  |  | N/A |  | N/A |  |  | N/A | N/A |  | 3/31/2021 | N/A | N/A |  | 12/18/2024 |  | 10/31/2024 |  |  | N | No
AG2-585 | Kensignton 138kV |  | IL | Kankakee | Active | ComEd | 125 | 125 | 75 |  | Capacity | Generation Interconnection | Solar |  |  | N/A |  | In Progress |  |  |  |  | N/A |  | N/A |  |  | N/A | N/A |  | 3/31/2021 | N/A | N/A |  |  |  | 12/1/2024 |  |  | N | No
AG2-586 | Price 69 kV |  | MD | Queen Anne's | Withdrawn | DPL | 31 | 31 | 18.6 |  | Capacity | Generation Interconnection | Solar |  |  | N/A |  | Withdrawn |  |  |  |  | N/A |  | N/A |  |  | N/A | N/A |  | 3/31/2021 | N/A | N/A |  | 11/11/2021 |  | 6/1/2024 |  |  | N | No
AG2-587 | Graceton 230 kV |  | MD | Harford | Active | BGE | 50 | 50 | 20 |  | Capacity | Generation Interconnection | Solar; Storage |  |  | N/A |  | In Progress |  |  |  |  | N/A |  | N/A |  |  | N/A | N/A |  | 3/31/2021 | N/A | N/A |  |  |  | 6/1/2024 |  |  | N | No
AG2-588 | Kittatinny - Blairstown 34.5 kV |  | NJ | Warren | Withdrawn | JCPL | 20 | 20 | 12 |  | Capacity | Generation Interconnection | Solar |  |  | N/A |  | Withdrawn |  |  |  |  | N/A |  | N/A |  |  | N/A | N/A |  | 3/31/2021 | N/A | N/A |  | 12/18/2024 |  | 6/1/2024 |  |  | N | No
AG2-589 | Ravenswood - Hemlock 69 kV |  | OH | Meigs | Active | AEP | 20 | 20 | 2 |  | Capacity | Generation Interconnection | Solar |  |  | N/A |  | In Progress |  |  |  |  | N/A |  | N/A |  |  | N/A | N/A |  | 3/31/2021 | N/A | N/A |  |  |  | 6/1/2024 |  |  | N | No
AG2-590 | Shingletown-Lewistown 230 kV |  | PA | Huntingdon | Withdrawn | PENELEC | 92.1 | 38.2 | 22.9 |  | Capacity | Generation Interconnection | Solar; Storage |  |  | N/A |  | Withdrawn |  |  |  |  | N/A |  | N/A |  |  | N/A | N/A |  | 3/31/2021 | N/A | N/A |  | 1/30/2025 |  | 6/1/2024 |  |  | N | No
AG2-591 | Bluebell-Sancap Tap 69 kV |  | OH | Mahoning | Withdrawn | ATSI | 61 | 61 | 36.6 |  | Capacity | Generation Interconnection | Solar |  |  | N/A |  | Withdrawn |  |  |  |  | N/A |  | N/A |  |  | N/A | N/A |  | 3/31/2021 | N/A | N/A |  | 12/18/2024 |  | 6/1/2024 |  |  | N | No
AG2-592 | West Cambridge - Vienna 69 kV |  | MD | Dorchester | Withdrawn | DPL | 28 | 28 | 16.8 |  | Capacity | Generation Interconnection | Solar |  |  | N/A |  | Withdrawn |  |  |  |  | N/A |  | N/A |  |  | N/A | N/A |  | 3/31/2021 | N/A | N/A |  | 12/18/2024 |  | 6/1/2024 |  |  | N | No
AG2-593 | Benton-Scott 69 kV |  | PA | Columbia | Withdrawn | PPL | 20 | 20 | 12 |  | Capacity | Generation Interconnection | Solar; Storage |  |  | N/A |  | Withdrawn |  |  |  |  | N/A |  | N/A |  |  | N/A | N/A |  | 3/31/2021 | N/A | N/A |  | 12/18/2024 |  | 6/1/2024 |  |  | N | No
AG2-594 | Benton-Scott 69 kV II |  | PA | Columbia | Active | PPL | 20 | 20 | 2 |  | Capacity | Generation Interconnection | Solar |  |  | N/A |  | In Progress |  |  |  |  | N/A |  | N/A |  |  | N/A | N/A |  | 3/31/2021 | N/A | N/A |  |  |  | 6/1/2024 |  |  | N | No
AG2-595 | LaRue - North Waldo 138 kV |  | OH | Marion | Active | AEP | 65 | 65 | 6.5 |  | Capacity | Generation Interconnection | Solar |  |  | N/A |  | In Progress |  |  |  |  | N/A |  | N/A |  |  | N/A | N/A |  | 3/31/2021 | N/A | N/A |  |  |  | 6/1/2024 |  |  | N | No
AG2-596 | Renaker-Avon 138 kV |  | KY | Scott | Withdrawn | EKPC | 65 | 65 | 39 |  | Capacity | Generation Interconnection | Solar |  |  | N/A |  | Withdrawn |  |  |  |  | N/A |  | N/A |  |  | N/A | N/A |  | 3/31/2021 | N/A | N/A |  | 12/18/2024 |  | 6/1/2024 |  |  | N | No
AG2-597 | Broadford 138 kV |  | VA | Smyth | Withdrawn | AEP | 200 | 200 | 120 |  | Capacity | Generation Interconnection | Solar; Storage |  |  | N/A |  | Withdrawn |  |  |  |  | N/A |  | N/A |  |  | N/A | N/A |  | 3/31/2021 | N/A | N/A |  | 12/18/2024 |  | 10/31/2025 |  |  | N | No
AG2-598 | Knob Lick-JB Galloway Tap 69 kV |  | KY | Metcalfe | Withdrawn | EKPC | 50 | 50 | 40 |  | Capacity | Generation Interconnection | Solar; Storage |  |  | N/A |  | Withdrawn |  |  |  |  | N/A |  | N/A |  |  | N/A | N/A |  | 3/31/2021 | N/A | N/A |  | 11/11/2024 |  | 11/30/2025 |  |  | N | No
AG2-599 | Furnace Brook-Warren 34.5 kV |  | NJ | Warren | Withdrawn | JCPL | 19.6 | 19.6 | 8.232 |  | Capacity | Generation Interconnection | Solar |  |  | N/A |  | Withdrawn |  |  |  |  | N/A |  | N/A |  |  | N/A | N/A |  | 3/31/2021 | N/A | N/A |  | 2/18/2025 |  | 4/30/2021 |  |  | N | No
AG2-600 | American Can-BASF 34.5 kV |  | NJ | Warren | Active | JCPL | 19.6 | 19.6 | 8.232 |  | Capacity | Generation Interconnection | Solar |  |  | N/A |  | In Progress |  |  |  |  | N/A |  | N/A |  |  | N/A | N/A |  | 3/31/2021 | N/A | N/A |  |  |  | 4/30/2021 |  |  | N | No
AG2-601 | Milton 69 kV III |  | PA | Northumberland | Withdrawn | PPL | 90 | 0 | 0 |  | Energy | Generation Interconnection | Storage |  |  | N/A |  | Withdrawn |  |  |  |  | N/A |  | N/A |  |  | N/A | N/A |  | 3/31/2021 | N/A | N/A |  | 12/18/2024 |  | 9/16/2022 |  |  | N | No
AG2-602 | Maysville 69 kV V |  | PA | Mercer | Withdrawn | ATSI | 50 | 0 | 0 |  | Energy | Generation Interconnection | Storage |  |  | N/A |  | Withdrawn |  |  |  |  | N/A |  | N/A |  |  | N/A | N/A |  | 3/31/2021 | N/A | N/A |  | 3/11/2025 |  | 9/15/2022 |  |  | N | No
AG2-603 | Huffman 138 kV |  | VA | Carroll | Active | AEP | 77 | 77 | 77 |  | Capacity | Generation Interconnection | Solar; Storage |  |  | N/A |  | In Progress |  |  |  |  | N/A |  | N/A |  |  | N/A | N/A |  | 3/31/2021 | N/A | N/A |  |  |  | 10/31/2024 |  |  | N | No
AG2-604 | Edgemont 138 kV |  | VA | Montgomery | Withdrawn | AEP | 94 | 94 | 63 |  | Capacity | Generation Interconnection | Solar; Storage |  |  | N/A |  | Withdrawn |  |  |  |  | N/A |  | N/A |  |  | N/A | N/A |  | 3/31/2021 | N/A | N/A |  | 12/17/2024 |  | 6/1/2024 |  |  | N | No
AG2-605 | Skimmer - Abert 69 kV |  | VA | Amherst | Withdrawn | AEP | 37 | 37 | 24.8 |  | Capacity | Generation Interconnection | Solar; Storage |  |  | N/A |  | Withdrawn |  |  |  |  | N/A |  | N/A |  |  | N/A | N/A |  | 3/31/2021 | N/A | N/A |  | 10/29/2024 |  | 6/1/2024 |  |  | N | No
AG2-606 | Sunbury-Juniata 500 kV |  | PA | Perry | Active | PPL | 89 | 89 | 35.6 |  | Capacity | Generation Interconnection | Solar; Storage |  |  | N/A |  | In Progress |  |  |  |  | N/A |  | N/A |  |  | N/A | N/A |  | 3/31/2021 | N/A | N/A |  |  |  | 6/1/2024 |  |  | N | No
AG2-607 | St. Johns - Dunbrook 34.5 kV |  | VA | King and Queen | Active | Dominion | 20 | 20 | 12.74 |  | Capacity | Generation Interconnection | Solar |  |  | N/A |  | In Progress |  |  |  |  | N/A |  | N/A |  |  | N/A | N/A |  | 3/31/2021 | N/A | N/A |  |  |  | 11/1/2023 |  |  | N | No
AG2-608 | Unionville - Locust 115 kV |  | VA | Orange | Withdrawn | Dominion | 80 | 80 | 64 |  | Capacity | Generation Interconnection | Solar; Storage |  |  | N/A |  | Withdrawn |  |  |  |  | N/A |  | N/A |  |  | N/A | N/A |  | 3/31/2021 | N/A | N/A |  | 11/11/2024 |  | 11/15/2023 |  |  | N | No
AG2-609 | Unionville - Locust Grove 115 kV |  | VA | Orange | Withdrawn | Dominion | 40 | 40 | 32 |  | Capacity | Generation Interconnection | Solar; Storage |  |  | N/A |  | Withdrawn |  |  |  |  | N/A |  | N/A |  |  | N/A | N/A |  | 3/31/2021 | N/A | N/A |  | 11/11/2024 |  | 11/15/2023 |  |  | N | No
AG2-610 | Gold 12.5 kV |  | PA | Potter | Withdrawn | PENELEC | 4.998 | 4.998 | 3.9 |  | Capacity | Generation Interconnection | Solar |  |  | N/A |  | Withdrawn |  |  |  |  | N/A |  | N/A |  |  | N/A | N/A |  | 3/31/2021 | N/A | N/A |  | 12/18/2024 |  | 12/31/2023 |  |  | N | No
AG2-611 | Hamlin 12 kV |  | PA | Wayne | Withdrawn | PPL | 4.998 | 4.998 | 4.3 |  | Capacity | Generation Interconnection | Solar |  |  | N/A |  | Withdrawn |  |  |  |  | N/A |  | N/A |  |  | N/A | N/A |  | 3/31/2021 | N/A | N/A |  | 12/18/2024 |  | 12/31/2023 |  |  | N | No
AG2-612 | Lakeville 12 kV |  | PA | Wayne | Withdrawn | PPL | 4.998 | 4.998 | 4.3 |  | Capacity | Generation Interconnection | Solar; Storage |  |  | N/A |  | Withdrawn |  |  |  |  | N/A |  | N/A |  |  | N/A | N/A |  | 3/31/2021 | N/A | N/A |  | 12/18/2024 |  | 12/31/2023 |  |  | N | No
AG2-613 | Tower Hill 34.5 kV |  | PA | Tioga | Withdrawn | PENELEC | 5 | 5 | 4.5 |  | Capacity | Generation Interconnection | Solar |  |  | N/A |  | Withdrawn |  |  |  |  | N/A |  | N/A |  |  | N/A | N/A |  | 3/31/2021 | N/A | N/A |  | 9/7/2021 |  | 12/31/2023 |  |  | N | No
AG2-614 | Mansfield 12 kV |  | PA | Tioga | Withdrawn | PENELEC | 5 | 5 | 4.3 |  | Capacity | Generation Interconnection | Solar |  |  | N/A |  | Withdrawn |  |  |  |  | N/A |  | N/A |  |  | N/A | N/A |  | 3/31/2021 | N/A | N/A |  | 12/18/2024 |  | 12/31/2023 |  |  | N | No
AG2-615 | Carlos Junction-Garrett 138 kV |  | MD | Allegany | Active | APS | 100 | 100 | 62.6 |  | Capacity | Generation Interconnection | Solar |  |  | N/A |  | In Progress |  |  |  |  | N/A |  | N/A |  |  | N/A | N/A |  | 3/31/2021 | N/A | N/A |  |  |  | 12/31/2023 |  |  | N | No
AG2-616 | Churchtown - Upper Pittsgrove 138 kV |  | NJ | Salem | Active | AEC | 50 | 50 | 32.35 |  | Capacity | Generation Interconnection | Solar |  |  | N/A |  | In Progress |  |  |  |  | N/A |  | N/A |  |  | N/A | N/A |  | 3/31/2021 | N/A | N/A |  |  |  | 12/31/2023 |  |  | N | No
AG2-617 | Waugh Chapel 115 kV |  | MD | Anne Arundel | Active | BGE | 55 | 55 | 33 |  | Capacity | Generation Interconnection | Solar |  |  | N/A |  | In Progress |  |  |  |  | N/A |  | N/A |  |  | N/A | N/A |  | 3/31/2021 | N/A | N/A |  |  |  | 12/31/2023 |  |  | N | No
AG2-618 | Morgantown 230 kV |  | MD | Charles | Active | PEPCO | 110 | 110 | 71.5 |  | Capacity | Generation Interconnection | Solar |  |  | N/A |  | In Progress |  |  |  |  | N/A |  | N/A |  |  | N/A | N/A |  | 3/31/2021 | N/A | N/A |  |  |  | 12/31/2023 |  |  | N | No
AG2-619 | Carville 138 kV |  | MD | Queen Anne's | Withdrawn | DPL | 150 | 150 | 102.45 |  | Capacity | Generation Interconnection | Solar |  |  | N/A |  | Withdrawn |  |  |  |  | N/A |  | N/A |  |  | N/A | N/A |  | 3/31/2021 | N/A | N/A |  | 5/17/2021 |  | 12/31/2023 |  |  | N | No
AG2-620 | Remington 230 kV |  | VA | Fauquier | Withdrawn | Dominion | 100 | 100 | 100 |  | Capacity | Generation Interconnection | Storage |  |  | N/A |  | Withdrawn |  |  |  |  | N/A |  | N/A |  |  | N/A | N/A |  | 3/31/2021 | N/A | N/A |  | 6/21/2023 |  | 5/31/2023 |  |  | N | No
AG2-621 | Hoytdale 138 kV |  | PA | Beaver | Active | ATSI | 150 | 150 | 150 |  | Capacity | Generation Interconnection | Storage |  |  | N/A |  | In Progress |  |  |  |  | N/A |  | N/A |  |  | N/A | N/A |  | 3/31/2021 | N/A | N/A |  |  |  | 5/31/2023 |  |  | N | No
AG2-622 | Hanover 230 kV |  | VA | Hanover | Withdrawn | Dominion | 250 | 250 | 250 |  | Capacity | Generation Interconnection | Storage |  |  | N/A |  | Withdrawn |  |  |  |  | N/A |  | N/A |  |  | N/A | N/A |  | 3/31/2021 | N/A | N/A |  | 11/22/2022 |  | 5/31/2023 |  |  | N | No
AG2-623 |  |  | DE | New Castle | Withdrawn | DPL |  |  |  |  | Energy | Generation Interconnection | Other |  |  | N/A |  | Withdrawn |  |  |  |  | N/A |  | N/A |  |  | N/A | N/A |  | 3/31/2021 | N/A | N/A |  | 5/17/2021 |  | 9/1/2021 |  |  | Y | No
AG2-624 | Pequest River-Furnace Brook Tap 34.5 kV |  | NJ | Warren | Withdrawn | JCPL | 19.6 | 19.6 | 8.232 |  | Capacity | Generation Interconnection | Solar |  |  | N/A |  | Withdrawn |  |  |  |  | N/A |  | N/A |  |  | N/A | N/A |  | 3/31/2021 | N/A | N/A |  | 12/20/2024 |  | 4/30/2021 |  |  | N | No
AG2-625 | Pequest River-Furnace Brook Tap 34.5 kV II |  | NJ | Warren | Active | JCPL | 19.6 | 19.6 | 8.232 |  | Capacity | Generation Interconnection | Solar |  |  | N/A |  | In Progress |  |  |  |  | N/A |  | N/A |  |  | N/A | N/A |  | 3/31/2021 | N/A | N/A |  |  |  | 4/30/2021 |  |  | N | No
AG2-626 | Pequest River-Furnace Brook Tap 34.5 kV III |  | NJ | Warren | Active | JCPL | 12.5 | 12.5 | 5.25 |  | Capacity | Generation Interconnection | Solar |  |  | N/A |  | In Progress |  |  |  |  | N/A |  | N/A |  |  | N/A | N/A |  | 3/31/2021 | N/A | N/A |  |  |  | 4/30/2021 |  |  | N | No
AG2-627 | Woodstown-High Street 69 kV |  | NJ | Gloucester | Active | AEC | 40 | 40 | 24 |  | Capacity | Generation Interconnection | Solar |  |  | N/A |  | In Progress |  |  |  |  | N/A |  | N/A |  |  | N/A | N/A |  | 3/31/2021 | N/A | N/A |  |  |  | 6/30/2024 |  |  | N | No
AG2-628 | Spring Creek - Millcreek 138 kV |  | OH | Miami | Withdrawn | Dayton | 200 | 200 | 120 |  | Capacity | Generation Interconnection | Solar |  |  | N/A |  | Withdrawn |  |  |  |  | N/A |  | N/A |  |  | N/A | N/A |  | 3/31/2021 | N/A | N/A |  | 12/18/2024 |  | 12/31/2024 |  |  | N | No
AG2-629 | Tasley - Oak Hall 69 kV II |  | VA | Accomack | Withdrawn | ODEC | 58.76 | 0 | 23.5 |  | Capacity | Generation Interconnection | Storage |  |  | N/A |  | Withdrawn |  |  |  |  | N/A |  | N/A |  |  | N/A | N/A |  | 3/31/2021 | N/A | N/A |  | 6/20/2024 |  | 4/1/2025 |  |  | N | No
AG2-630 | Chase City-Drakes Branch 115 kV |  | VA | Mecklenburg | Withdrawn | Dominion | 118.56 | 0 | 47.43 |  | Capacity | Generation Interconnection | Storage |  |  | N/A |  | Withdrawn |  |  |  |  | N/A |  | N/A |  |  | N/A | N/A |  | 3/31/2021 | N/A | N/A |  | 12/18/2024 |  | 4/1/2025 |  |  | N | No
AG2-631 | Boydton Plank Road 115 kV |  | VA | Mecklenburg | Active | Dominion | 150 | 150 | 90 |  | Capacity | Generation Interconnection | Solar |  |  | N/A |  | In Progress |  |  |  |  | N/A |  | N/A |  |  | N/A | N/A |  | 3/31/2021 | N/A | N/A |  |  |  | 4/1/2025 |  |  | N | No
AG2-632 | Boydton Plank Road 115 kV |  | VA | Mecklenburg | Withdrawn | Dominion | 200 | 0 | 80 |  | Capacity | Generation Interconnection | Storage |  |  | N/A |  | Withdrawn |  |  |  |  | N/A |  | N/A |  |  | N/A | N/A |  | 3/31/2021 | N/A | N/A |  | 12/18/2024 |  | 4/1/2025 |  |  | N | No
AG2-633 | Gary DP - Lunenburg 115 kV |  | VA | Lunenburg | Withdrawn | Dominion | 125 | 125 | 75 |  | Capacity | Generation Interconnection | Solar |  |  | N/A |  | Withdrawn |  |  |  |  | N/A |  | N/A |  |  | N/A | N/A |  | 3/31/2021 | N/A | N/A |  | 12/18/2024 |  | 4/1/2025 |  |  | N | No
AG2-634 | Gary DP – Lunenburg 115 kV |  | VA | Lunenburg | Withdrawn | Dominion | 125 | 0 | 50 |  | Capacity | Generation Interconnection | Storage |  |  | N/A |  | Withdrawn |  |  |  |  | N/A |  | N/A |  |  | N/A | N/A |  | 3/31/2021 | N/A | N/A |  | 12/18/2024 |  | 4/1/2025 |  |  | N | No
AG2-635 | Heritage 500 kV |  | VA | Brunswick | Withdrawn | Dominion | 270 | 270 | 162 |  | Capacity | Generation Interconnection | Solar |  |  | N/A |  | Withdrawn |  |  |  |  | N/A |  | N/A |  |  | N/A | N/A |  | 3/31/2021 | N/A | N/A |  | 12/18/2024 |  | 4/1/2025 |  |  | N | No
AG2-636 | Heritage 500 kV |  | VA | Brunswick | Withdrawn | Dominion | 270 | 0 | 108 |  | Capacity | Generation Interconnection | Storage |  |  | N/A |  | Withdrawn |  |  |  |  | N/A |  | N/A |  |  | N/A | N/A |  | 3/31/2021 | N/A | N/A |  | 12/18/2024 |  | 4/1/2025 |  |  | N | No
AG2-637 | Randolph - Hodgin 138 kV |  | IN | Randolph | Active | AEP | 150 | 150 | 90 |  | Capacity | Generation Interconnection | Solar |  |  | N/A |  | In Progress |  |  |  |  | N/A |  | N/A |  |  | N/A | N/A |  | 3/31/2021 | N/A | N/A |  |  |  | 4/1/2025 |  |  | N | No
AG2-638 | Kingsland 69 kV |  | IN | Wells | Withdrawn | AEP | 100 | 100 | 60 |  | Capacity | Generation Interconnection | Solar |  |  | N/A |  | Withdrawn |  |  |  |  | N/A |  | N/A |  |  | N/A | N/A |  | 3/31/2021 | N/A | N/A |  | 12/18/2024 |  | 4/1/2025 |  |  | N | No
AG2-639 | Chickahominy 230 kV |  | VA | Charles City | Active | Dominion | 340 | 20 | 20 |  | Capacity | Generation Interconnection | Storage |  |  | N/A |  | In Progress |  |  |  |  | N/A |  | N/A |  |  | N/A | N/A |  | 3/31/2021 | N/A | N/A |  |  |  | 4/1/2025 |  |  | N | No
AG2-640 | Danieltown DP–Brunswick 69 kV |  | VA | Brunswick | Withdrawn | Dominion | 46.8 | 0 | 18.7 |  | Capacity | Generation Interconnection | Storage |  |  | N/A |  | Withdrawn |  |  |  |  | N/A |  | N/A |  |  | N/A | N/A |  | 3/31/2021 | N/A | N/A |  | 2/24/2025 |  | 4/1/2025 |  |  | N | No
AG2-641 | Palmer Springs 115 kV |  | VA | Mecklenburg | Withdrawn | Dominion | 80 | 80 | 48 |  | Capacity | Generation Interconnection | Solar |  |  | N/A |  | Withdrawn |  |  |  |  | N/A |  | N/A |  |  | N/A | N/A |  | 3/31/2021 | N/A | N/A |  | 12/18/2024 |  | 4/1/2025 |  |  | N | No
AG2-642 | Palmer Springs 115 kV |  | VA | Mecklenburg | Withdrawn | Dominion | 80 | 0 | 32 |  | Capacity | Generation Interconnection | Storage |  |  | N/A |  | Withdrawn |  |  |  |  | N/A |  | N/A |  |  | N/A | N/A |  | 3/31/2021 | N/A | N/A |  | 12/18/2024 |  | 4/1/2025 |  |  | N | No
AG2-643 | Curdsville DP-Willis Mt. 115 kV |  | VA | Buckingham | Withdrawn | Dominion | 200 | 0 | 80 |  | Capacity | Generation Interconnection | Storage |  |  | N/A |  | Withdrawn |  |  |  |  | N/A |  | N/A |  |  | N/A | N/A |  | 3/31/2021 | N/A | N/A |  | 12/18/2024 |  | 4/1/2025 |  |  | N | No
AG2-644 | Morrisville 230 kV |  | VA | Fauquier | Withdrawn | Dominion | 200 | 0 | 80 |  | Capacity | Generation Interconnection | Storage |  |  | N/A |  | Withdrawn |  |  |  |  | N/A |  | N/A |  |  | N/A | N/A |  | 3/31/2021 | N/A | N/A |  | 12/18/2024 |  | 4/1/2025 |  |  | N | No
AG2-645 | Gladys DP-Stonemill 69 kV |  | VA | Campbell | Withdrawn | Dominion | 60 | 0 | 8 |  | Capacity | Generation Interconnection | Storage |  |  | N/A |  | Withdrawn |  |  |  |  | N/A |  | N/A |  |  | N/A | N/A |  | 3/31/2021 | N/A | N/A |  | 12/18/2024 |  | 12/15/2022 |  |  | N | No
AG2-646 | Chesterfield 230 kV |  | VA | Chesterfield | Active | Dominion | 200 | 200 | 200 |  | Capacity | Generation Interconnection | Storage |  |  | N/A |  | In Progress |  |  |  |  | N/A |  | N/A |  |  | N/A | N/A |  | 3/31/2021 | N/A | N/A |  |  |  | 6/10/2024 |  |  | N | No
AG2-647 | Bolton - Bennsville 69 kV |  | MD | Charles | Withdrawn | SMECO | 9.2 | 9.2 | 4.6 |  | Capacity | Generation Interconnection | Solar |  |  | N/A |  | Withdrawn |  |  |  |  | N/A |  | N/A |  |  | N/A | N/A |  | 3/31/2021 | N/A | N/A |  | 12/18/2024 |  | 3/31/2023 |  |  | N | No
AG2-648 | Germantown 13.2 kV |  | PA | Adams | Withdrawn | ME | 10 | 10 | 6.2 |  | Capacity | Generation Interconnection | Solar |  |  | N/A |  | Withdrawn |  |  |  |  | N/A |  | N/A |  |  | N/A | N/A |  | 3/31/2021 | N/A | N/A |  | 9/7/2023 |  | 12/1/2023 |  |  | N | No
AG2-649 | North Hanover 13.2 kV |  | PA | York | Withdrawn | ME | 10 | 10 | 6.2 |  | Capacity | Generation Interconnection | Solar |  |  | N/A |  | Withdrawn |  |  |  |  | N/A |  | N/A |  |  | N/A | N/A |  | 3/31/2021 | N/A | N/A |  | 9/7/2023 |  | 8/30/2023 |  |  | N | No
AG2-650 | Newberry 13.2 kV |  | PA | York | Withdrawn | ME | 10 | 10 | 6.2 |  | Capacity | Generation Interconnection | Solar |  |  | N/A |  | Withdrawn |  |  |  |  | N/A |  | N/A |  |  | N/A | N/A |  | 3/31/2021 | N/A | N/A |  | 9/7/2023 |  | 12/1/2023 |  |  | N | No
AG2-651 | Central City West 23 kV |  | PA | Somerset | Withdrawn | PENELEC | 10 | 10 | 6.2 |  | Capacity | Generation Interconnection | Solar |  |  | N/A |  | Withdrawn |  |  |  |  | N/A |  | N/A |  |  | N/A | N/A |  | 3/31/2021 | N/A | N/A |  | 9/7/2023 |  | 8/30/2023 |  |  | N | No
AG2-652 | Siegfried-Hauto 69 kV IV |  | PA | Carbon | Withdrawn | PPL | 20 | 20 | 13.9 |  | Capacity | Generation Interconnection | Solar |  |  | N/A |  | Withdrawn |  |  |  |  | N/A |  | N/A |  |  | N/A | N/A |  | 3/31/2021 | N/A | N/A |  | 12/18/2024 |  | 3/31/2024 |  |  | N | No
AG2-653 | Siegfried-Hauto 69 kV V |  | PA | Carbon | Withdrawn | PPL | 20 | 20 | 8 |  | Capacity | Generation Interconnection | Storage |  |  | N/A |  | Withdrawn |  |  |  |  | N/A |  | N/A |  |  | N/A | N/A |  | 3/31/2021 | N/A | N/A |  | 12/18/2024 |  | 3/31/2024 |  |  | N | No
AG2-654 | Craigsville - Leards Crossing 12 kV |  | PA | Armstrong | Active | APS | 14.7 | 14.7 | 8.8 |  | Capacity | Generation Interconnection | Solar |  |  | N/A |  | In Progress |  |  |  |  | N/A |  | N/A |  |  | N/A | N/A |  | 3/31/2021 | N/A | N/A |  |  |  | 6/1/2022 |  |  | N | No
AG2-655 | Mt. Storm-Bismark 500 kV |  | WV | Grant | Active | Dominion | 500 | 500 | 210 |  | Capacity | Generation Interconnection | Solar |  |  | N/A |  | In Progress |  |  |  |  | N/A |  | N/A |  |  | N/A | N/A |  | 3/31/2021 | N/A | N/A |  |  |  | 6/30/2024 |  |  | N | No
AG2-656 | Kanawha River - Carbondale 138 kV |  | WV | Kanawha | Withdrawn | AEP | 100 | 100 | 60 |  | Capacity | Generation Interconnection | Solar |  |  | N/A |  | Withdrawn |  |  |  |  | N/A |  | N/A |  |  | N/A | N/A |  | 3/31/2021 | N/A | N/A |  | 12/18/2024 |  | 12/31/2024 |  |  | N | No
AG2-657 | Carbondale 138 kV |  | WV | Fayette | Active | AEP | 90 | 90 | 37.8 |  | Capacity | Generation Interconnection | Solar |  |  | N/A |  | In Progress |  |  |  |  | N/A |  | N/A |  |  | N/A | N/A |  | 3/31/2021 | N/A | N/A |  |  |  | 6/30/2024 |  |  | N | No
AG2-658 | Cowen 138 kV |  | WV | Webster | Active | APS | 210 | 210 | 135.3 |  | Capacity | Generation Interconnection | Solar |  |  | N/A |  | In Progress |  |  |  |  | N/A |  | N/A |  |  | N/A | N/A |  | 3/31/2021 | N/A | N/A |  |  |  | 12/31/2024 |  |  | N | No
AG2-659 | Kerr Dam – Hawtree 115 kV |  | VA | Mecklenburg | Active | Dominion | 80 | 80 | 48 |  | Capacity | Generation Interconnection | Solar |  |  | N/A |  | In Progress |  |  |  |  | N/A |  | N/A |  |  | N/A | N/A |  | 3/31/2021 | N/A | N/A |  |  |  | 7/30/2025 |  |  | N | No
AG2-660 | Nelson-Electric Junction 345 kV |  | IL | Lee | Active | ComEd | 600 | 0 | 20 |  | Capacity | Generation Interconnection | Storage |  |  | N/A |  | In Progress |  |  |  |  | N/A |  | N/A |  |  | N/A | N/A |  | 3/31/2021 | N/A | N/A |  |  |  | 11/1/2023 |  |  | N | No
AG2-661 | Hopewell - Colonial Trail 230 kV |  | VA | Surry | Active | Dominion | 150 | 0 | 20 |  | Capacity | Generation Interconnection | Storage |  |  | N/A |  | In Progress |  |  |  |  | N/A |  | N/A |  |  | N/A | N/A |  | 3/31/2021 | N/A | N/A |  |  |  | 10/31/2024 |  |  | N | No
AG2-662 | Stephensburg - Central Hardin 69 kV |  | KY | Hardin | Withdrawn | EKPC | 90 | 0 | 0 |  | Energy | Generation Interconnection | Storage |  |  | N/A |  | Withdrawn |  |  |  |  | N/A |  | N/A |  |  | N/A | N/A |  | 3/31/2021 | N/A | N/A |  | 12/18/2024 |  | 12/31/2023 |  |  | N | No
AG2-663 | Pidgeon - Lisbon 69 kV |  | OH | Columbiana | Withdrawn | ATSI | 40 | 40 | 31.2 |  | Capacity | Generation Interconnection | Solar |  |  | N/A |  | Withdrawn |  |  |  |  | N/A |  | N/A |  |  | N/A | N/A |  | 3/31/2021 | N/A | N/A |  | 8/16/2022 |  | 7/31/2025 |  |  | N | No
AG2-664 | TodHunter – Trenton 138 kV |  | OH | Butler | Withdrawn | DEOK | 100 | 100 | 80 |  | Capacity | Generation Interconnection | Storage |  |  | N/A |  | Withdrawn |  |  |  |  | N/A |  | N/A |  |  | N/A | N/A |  | 3/31/2021 | N/A | N/A |  | 8/19/2024 |  | 7/31/2025 |  |  | N | No
AG2-665 | Corwin - Elk 138 kV |  | OH | Jackson | Active | AEP | 180 | 90 | 54 |  | Capacity | Generation Interconnection | Solar; Storage |  |  | N/A |  | In Progress |  |  |  |  | N/A |  | N/A |  |  | N/A | N/A |  | 3/31/2021 | N/A | N/A |  |  |  | 12/31/2024 |  |  | N | No
AG2-666 | Spurlock - Flemingsburg 138 kV |  | KY | Jackson | Withdrawn | EKPC | 90 | 90 | 54 |  | Capacity | Generation Interconnection | Solar; Storage |  |  | N/A |  | Withdrawn |  |  |  |  | N/A |  | N/A |  |  | N/A | N/A |  | 3/31/2021 | N/A | N/A |  | 12/18/2024 |  | 12/31/2023 |  |  | N | No
AG2-667 | Wakesfield - Poolesville 34.5 kV |  | VA | Surry | Withdrawn | Dominion | 20 | 20 | 12.53 |  | Capacity | Generation Interconnection | Solar |  |  | N/A |  | Withdrawn |  |  |  |  | N/A |  | N/A |  |  | N/A | N/A |  | 3/31/2021 | N/A | N/A |  | 11/18/2024 |  | 11/1/2023 |  |  | N | No
AG2-668 | Harvey Run 34.5 kV |  | PA | Clearfield | Withdrawn | PENELEC | 20 | 20 | 12.5 |  | Capacity | Generation Interconnection | Solar |  |  | N/A |  | Withdrawn |  |  |  |  | N/A |  | N/A |  |  | N/A | N/A |  | 3/31/2021 | N/A | N/A |  | 4/22/2025 |  | 11/1/2023 |  |  | N | No
AG2-669 | Loudoun - Meadow Brook 500 kV |  | VA | Rappahannock | Withdrawn | Dominion | 150 | 150 | 90 |  | Capacity | Generation Interconnection | Solar |  |  | N/A |  | Withdrawn |  |  |  |  | N/A |  | N/A |  |  | N/A | N/A |  | 3/31/2021 | N/A | N/A |  | 6/4/2024 |  | 12/31/2025 |  |  | N | No
AG2-670 | Greensburg 69 kV |  | KY | Green | Active | EKPC | 75 | 75 | 45 |  | Capacity | Generation Interconnection | Solar |  |  | N/A |  | In Progress |  |  |  |  | N/A |  | N/A |  |  | N/A | N/A |  | 3/31/2021 | N/A | N/A |  |  |  | 12/31/2023 |  |  | N | No
AG2-671 | Hope - Frenchburg 69 kV |  | KY | Montgomery | Withdrawn | EKPC | 19.9 | 19.9 | 11.94 |  | Capacity | Generation Interconnection | Solar |  |  | N/A |  | Withdrawn |  |  |  |  | N/A |  | N/A |  |  | N/A | N/A |  | 3/31/2021 | N/A | N/A |  | 8/8/2024 |  | 12/31/2023 |  |  | N | No
AG2-672 | Conaway 138 kV |  | DE | Sussex | Withdrawn | DPL | 8 | 8 | 4.8 |  | Capacity | Generation Interconnection | Solar |  |  | N/A |  | Withdrawn |  |  |  |  | N/A |  | N/A |  |  | N/A | N/A |  | 3/31/2021 | N/A | N/A |  | 8/15/2022 |  | 9/4/2023 |  |  | N | No
AG2-673 | Fitzell 33 kV |  | MD | Baltimore County | Withdrawn | BGE | 9.92 | 9.92 | 3.7 |  | Capacity | Generation Interconnection | Solar |  |  | N/A |  | Withdrawn |  |  |  |  | N/A |  | N/A |  |  | N/A | N/A |  | 3/31/2021 | N/A | N/A |  | 12/18/2024 |  | 12/30/2022 |  |  | N | No
AG2-674 | Quad Cities - Sterling Steel 345 kV |  | IL | Whiteside | Withdrawn | ComEd | 212.1 | 212.1 | 37.3 |  | Capacity | Generation Interconnection | Wind |  |  | N/A |  | Withdrawn |  |  |  |  | N/A |  | N/A |  |  | N/A | N/A |  | 3/31/2021 | N/A | N/A |  | 12/18/2024 |  | 10/1/2023 |  |  | N | No
AG2-675 | Cordova 345 kV |  | IL | Rock Island | Active | ComEd | 335 | 80 | 32 |  | Capacity | Generation Interconnection | Storage |  |  | N/A |  | In Progress |  |  |  |  | N/A |  | N/A |  |  | N/A | N/A |  | 3/31/2021 | N/A | N/A |  |  |  | 10/1/2024 |  |  | N | No
AG2-676 | Russell Co 161 kV |  | KY | Russell | Withdrawn | EKPC | 150 | 150 | 90 |  | Capacity | Generation Interconnection | Solar |  |  | N/A |  | Withdrawn |  |  |  |  | N/A |  | N/A |  |  | N/A | N/A |  | 3/31/2021 | N/A | N/A |  | 12/18/2024 |  | 6/1/2024 |  |  | N | No
AG2-677 | Russell Co J - Jamestown T 161 kV |  | KY | Russell | Withdrawn | EKPC | 150 | 150 | 90 |  | Capacity | Generation Interconnection | Solar |  |  | N/A |  | Withdrawn |  |  |  |  | N/A |  | N/A |  |  | N/A | N/A |  | 3/31/2021 | N/A | N/A |  | 12/18/2024 |  | 6/1/2024 |  |  | N | No
AG2-678 | Vicco - Beckham 138 kV |  | KY | Knott | Withdrawn | AEP | 120 | 120 | 72 |  | Capacity | Generation Interconnection | Solar |  |  | N/A |  | Withdrawn |  |  |  |  | N/A |  | N/A |  |  | N/A | N/A |  | 3/31/2021 | N/A | N/A |  | 12/18/2024 |  | 6/1/2024 |  |  | N | No
AG2-679 | Daisy - Collier 69 kV |  | KY | Letcher | Withdrawn | AEP | 50 | 50 | 30 |  | Capacity | Generation Interconnection | Solar |  |  | N/A |  | Withdrawn |  |  |  |  | N/A |  | N/A |  |  | N/A | N/A |  | 3/31/2021 | N/A | N/A |  | 12/18/2024 |  | 6/1/2024 |  |  | N | No
AG2-680 | South Anna - Louisa 230 kV |  | VA | Madison | Withdrawn | Dominion | 202 | 202 | 121.2 |  | Capacity | Generation Interconnection | Solar |  |  | N/A |  | Withdrawn |  |  |  |  | N/A |  | N/A |  |  | N/A | N/A |  | 3/31/2021 | N/A | N/A |  | 12/18/2024 |  | 6/1/2024 |  |  | N | No
AG2-681 | Soft Shell - Bonny Man 138 kV |  | KY | Perry | Withdrawn | AEP | 150 | 150 | 90 |  | Capacity | Generation Interconnection | Solar |  |  | N/A |  | Withdrawn |  |  |  |  | N/A |  | N/A |  |  | N/A | N/A |  | 3/31/2021 | N/A | N/A |  | 12/18/2024 |  | 6/1/2024 |  |  | N | No
AG2-682 | Stinnett 161 kV |  | KY | Leslie | Withdrawn | AEP | 150 | 150 | 90 |  | Capacity | Generation Interconnection | Solar |  |  | N/A |  | Withdrawn |  |  |  |  | N/A |  | N/A |  |  | N/A | N/A |  | 3/31/2021 | N/A | N/A |  | 12/18/2024 |  | 6/1/2024 |  |  | N | No
AG2-683 | Sullivan-Rockport 765 kV |  | IN | Sullivan | Withdrawn | AEP | 300 | 300 | 180 |  | Capacity | Generation Interconnection | Solar |  |  | N/A |  | Withdrawn |  |  |  |  | N/A |  | N/A |  |  | N/A | N/A |  | 3/31/2021 | N/A | N/A |  | 12/18/2024 |  | 6/1/2024 |  |  | N | No
AG2-684 | Summer Shade 161 kV |  | KY | Metcalfe | Withdrawn | EKPC | 331 | 331 | 198.6 |  | Capacity | Generation Interconnection | Solar |  |  | N/A |  | Withdrawn |  |  |  |  | N/A |  | N/A |  |  | N/A | N/A |  | 3/31/2021 | N/A | N/A |  | 12/18/2024 |  | 6/1/2024 |  |  | N | No
AG2-685 | Big Sandy-Inez 138 kV |  | KY | Martin | Withdrawn | AEP | 150 | 150 | 90 |  | Capacity | Generation Interconnection | Solar |  |  | N/A |  | Withdrawn |  |  |  |  | N/A |  | N/A |  |  | N/A | N/A |  | 3/31/2021 | N/A | N/A |  | 12/18/2024 |  | 6/1/2024 |  |  | N | No
AG2-686 | Powell Mountain 138 kV |  | WV | Nicholas | Withdrawn | APS | 215 | 215 | 129 |  | Capacity | Generation Interconnection | Solar |  |  | N/A |  | Withdrawn |  |  |  |  | N/A |  | N/A |  |  | N/A | N/A |  | 3/31/2021 | N/A | N/A |  | 12/18/2024 |  | 6/1/2024 |  |  | N | No
AG2-687 | Garrard 345 kV |  | KY | Garrard | Withdrawn | EKPC | 215 | 215 | 129 |  | Capacity | Generation Interconnection | Solar |  |  | N/A |  | Withdrawn |  |  |  |  | N/A |  | N/A |  |  | N/A | N/A |  | 3/31/2021 | N/A | N/A |  | 12/18/2024 |  | 6/1/2024 |  |  | N | No
AG2-688 | Imperial-Joffre 138 kV |  | PA | Clearfield | Withdrawn | APS | 100 | 100 | 40 |  | Capacity | Generation Interconnection | Storage |  |  | N/A |  | Withdrawn |  |  |  |  | N/A |  | N/A |  |  | N/A | N/A |  | 3/31/2021 | N/A | N/A |  | 12/18/2024 |  | 6/1/2024 |  |  | N | No
AG2-689 | Tenmile 138 kV |  | WV | N/A | Withdrawn | AEP | 125 | 125 | 50 |  | Capacity | Generation Interconnection | Storage |  |  | N/A |  | Withdrawn |  |  |  |  | N/A |  | N/A |  |  | N/A | N/A |  | 3/31/2021 | N/A | N/A |  | 12/18/2024 |  | 6/1/2024 |  |  | N | No
AG2-690 | Sullivan - Rockport 765 kV |  | IN | Sullivan | Withdrawn | AEP | 300 | 300 | 120 |  | Capacity | Generation Interconnection | Storage |  |  | N/A |  | Withdrawn |  |  |  |  | N/A |  | N/A |  |  | N/A | N/A |  | 3/31/2021 | N/A | N/A |  | 1/29/2025 |  | 6/1/2024 |  |  | N | No
AG2-691 | New Lebanon - Ohio Hutchings 69 kV |  | OH | Montgomery | Withdrawn | Dayton | 49.5 | 49.5 | 39.7 |  | Capacity | Generation Interconnection | Solar |  |  | N/A |  | Withdrawn |  |  |  |  | N/A |  | N/A |  |  | N/A | N/A |  | 3/31/2021 | N/A | N/A |  | 10/17/2024 |  | 7/31/2025 |  |  | N | No
AH1-001 | Bartonsville-Meadowbrook 138 kV |  | VA | Frederick | Withdrawn | APS | 220 | 50 | 30 |  | Capacity | Generation Interconnection | Solar |  |  | N/A |  | Withdrawn |  |  |  |  | N/A |  | N/A |  |  | N/A | N/A |  | 4/1/2021 | N/A | N/A |  | 12/18/2024 |  | 12/12/2023 |  |  | N | No
AH1-002 | Hector 115 kV |  | PA | Potter | Withdrawn | PENELEC | 50 | 50 | 7.35 |  | Capacity | Generation Interconnection | Wind |  |  | N/A |  | Withdrawn |  |  |  |  | N/A |  | N/A |  |  | N/A | N/A |  | 4/1/2021 | N/A | N/A |  | 12/18/2024 |  | 12/31/2024 |  |  | N | No
AH1-003 | Tazewell - AB1-122 345 kV |  | IL | Lasalle | Withdrawn | ComEd | 130 | 130 | 19.11 |  | Capacity | Generation Interconnection | Wind |  |  | N/A |  | Withdrawn |  |  |  |  | N/A |  | N/A |  |  | N/A | N/A |  | 4/1/2021 | N/A | N/A |  | 12/18/2024 |  | 12/31/2024 |  |  | N | No
AH1-004 | Avon - Renaker 138 kV |  | KY | Fayette | Active | EKPC | 40 | 40 | 24 |  | Capacity | Generation Interconnection | Solar |  |  | N/A |  | In Progress |  |  |  |  | N/A |  | N/A |  |  | N/A | N/A |  | 4/7/2021 | N/A | N/A |  |  |  | 12/1/2023 |  |  | N | No
AH1-005 | East Towanda-South Troy 115 kV II |  | PA | Bradford | Active | PENELEC | 51 | 20 | 14 |  | Capacity | Generation Interconnection | Solar |  |  | N/A |  | In Progress |  |  |  |  | N/A |  | N/A |  |  | N/A | N/A |  | 4/9/2021 | N/A | N/A |  |  |  | 9/30/2025 |  |  | N | No
AH1-006 | Essex 26 kV |  | NJ | Essex | Withdrawn | PSEG | 3.7 | 3.7 | 2.2 |  | Capacity | Generation Interconnection | Solar |  |  | N/A |  | Withdrawn |  |  |  |  | N/A |  | N/A |  |  | N/A | N/A |  | 4/9/2021 | N/A | N/A |  | 6/11/2021 |  | 12/1/2022 |  |  | N | No
AH1-007 | Plymouth 69 kV |  | PA | Luzerne | Withdrawn | PPL | 20 | 20 | 12 |  | Capacity | Generation Interconnection | Solar |  |  | N/A |  | Withdrawn |  |  |  |  | N/A |  | N/A |  |  | N/A | N/A |  | 4/9/2021 | N/A | N/A |  | 7/12/2021 |  | 12/1/2022 |  |  | N | No
AH1-009 |  |  | IL | DeKalb | Withdrawn | ComEd | 86 | 86 | 54.3 |  | Capacity | Generation Interconnection | Solar |  |  | N/A |  | Withdrawn |  |  |  |  | N/A |  | N/A |  |  | N/A | N/A |  | 4/14/2021 | N/A | N/A |  | 4/14/2021 |  | 12/2/2024 |  |  | N | No
AH1-010 | Stony River - Buffalo Coal 66 kV |  | WV | Grant | Withdrawn | APS | 20 | 20 | 12 |  | Capacity | Generation Interconnection | Solar |  |  | N/A |  | Withdrawn |  |  |  |  | N/A |  | N/A |  |  | N/A | N/A |  | 4/19/2021 | N/A | N/A |  | 12/18/2024 |  | 12/31/2023 |  |  | N | No
AH1-011 | Fulton - Tidd 69 kV |  | WV | Brooke | Withdrawn | AEP | 20 | 20 | 12 |  | Capacity | Generation Interconnection | Solar |  |  | N/A |  | Withdrawn |  |  |  |  | N/A |  | N/A |  |  | N/A | N/A |  | 4/19/2021 | N/A | N/A |  | 12/18/2024 |  | 12/31/2023 |  |  | N | No
AH1-012 | Louisa - North Anna 230 kV |  | VA | Louisa | Active | Dominion | 50 | 50 | 20 |  | Capacity | Generation Interconnection | Storage |  |  | N/A |  | In Progress |  |  |  |  | N/A |  | N/A |  |  | N/A | N/A |  | 4/19/2021 | N/A | N/A |  |  |  | 3/29/2024 |  |  | N | No
AH1-013 | Hanna - Tanners Creek 345 kV |  | IN | Shelby | Withdrawn | AEP | 500 | 0 | 300 |  | Capacity | Generation Interconnection | Solar |  |  | N/A |  | Withdrawn |  |  |  |  | N/A |  | N/A |  |  | N/A | N/A |  | 4/20/2021 | N/A | N/A |  | 12/18/2024 |  | 12/31/2023 |  |  | N | No
AH1-014 | Sorenson 345 kV |  | IN | Huntington | Withdrawn | AEP | 111.8 | 111.8 | 67.08 |  | Capacity | Generation Interconnection | Solar |  |  | N/A |  | Withdrawn |  |  |  |  | N/A |  | N/A |  |  | N/A | N/A |  | 4/19/2021 | N/A | N/A |  | 12/18/2024 |  | 12/31/2024 |  |  | N | No
AH1-015 | Academia 138 kV |  | OH | Knox | Withdrawn | AEP | 150 | 150 | 90 |  | Capacity | Generation Interconnection | Solar |  |  | N/A |  | Withdrawn |  |  |  |  | N/A |  | N/A |  |  | N/A | N/A |  | 4/22/2021 | N/A | N/A |  | 12/18/2024 |  | 12/2/2024 |  |  | N | No
AH1-016 | Central Hardin 138 kV |  | KY | Hardin | Withdrawn | EKPC | 180 | 180 | 108 |  | Capacity | Generation Interconnection | Solar |  |  | N/A |  | Withdrawn |  |  |  |  | N/A |  | N/A |  |  | N/A | N/A |  | 4/22/2021 | N/A | N/A |  | 8/18/2021 |  | 12/2/2024 |  |  | N | No
AH1-017 | Copperstone-North Lebanon 230 kV III |  | PA | Lebanon | Withdrawn | ME | 100 | 30 | 12.6 |  | Capacity | Generation Interconnection | Solar |  |  | N/A |  | Withdrawn |  |  |  |  | N/A |  | N/A |  |  | N/A | N/A |  | 5/4/2021 | N/A | N/A |  | 12/18/2024 |  | 6/30/2023 |  |  | N | No
AH1-018 | Cunningham - Elmont 500 kV |  | VA | Fluvanna | Withdrawn | Dominion | 149 | 149 | 89 |  | Capacity | Generation Interconnection | Solar |  |  | N/A |  | Withdrawn |  |  |  |  | N/A |  | N/A |  |  | N/A | N/A |  | 5/13/2021 | N/A | N/A |  | 12/18/2024 |  | 6/30/2026 |  |  | N | No
AH1-019 | Cunningham - Elmont 500 kV II |  | VA | Fluvanna | Withdrawn | Dominion | 149 | 149 | 89 |  | Capacity | Generation Interconnection | Solar |  |  | N/A |  | Withdrawn |  |  |  |  | N/A |  | N/A |  |  | N/A | N/A |  | 5/13/2021 | N/A | N/A |  | 12/18/2024 |  | 6/30/2026 |  |  | N | No
AH1-020 | Kidds Store – Fork Union 115 kV |  | VA | Fluvanna | Withdrawn | Dominion | 38 | 38 | 22 |  | Capacity | Generation Interconnection | Solar |  |  | N/A |  | Withdrawn |  |  |  |  | N/A |  | N/A |  |  | N/A | N/A |  | 5/13/2021 | N/A | N/A |  | 12/18/2024 |  | 6/30/2026 |  |  | N | No
AH1-021 | North Temple 781-1 13.2 kV |  | PA | Berks | Withdrawn | ME | 3 | 3 | 2 |  | Capacity | Generation Interconnection | Solar |  |  | N/A |  | Withdrawn |  |  |  |  | N/A |  | N/A |  |  | N/A | N/A |  | 5/13/2021 | N/A | N/A |  | 8/9/2024 |  | 11/30/2022 |  |  | N | No
AH1-022 | Allen 13.2 kV |  | PA | Cumberland | Withdrawn | ME | 3 | 3 | 2 |  | Capacity | Generation Interconnection | Solar |  |  | N/A |  | Withdrawn |  |  |  |  | N/A |  | N/A |  |  | N/A | N/A |  | 5/12/2021 | N/A | N/A |  | 4/14/2023 |  | 11/30/2022 |  |  | N | No
AH1-023 | Corning Glass-Bush Town Junction 34.5 kV |  | PA | Franklin | Withdrawn | APS | 5 | 5 | 3.4 |  | Capacity | Generation Interconnection | Solar |  |  | N/A |  | Withdrawn |  |  |  |  | N/A |  | N/A |  |  | N/A | N/A |  | 5/12/2021 | N/A | N/A |  | 8/9/2024 |  | 11/30/2022 |  |  | N | No
AH1-024 | Lickdale 626-2 13.2 kV |  | PA | Lebanon | Withdrawn | ME | 2 | 2 | 1.4 |  | Capacity | Generation Interconnection | Solar |  |  | N/A |  | Withdrawn |  |  |  |  | N/A |  | N/A |  |  | N/A | N/A |  | 5/12/2021 | N/A | N/A |  | 8/9/2024 |  | 11/30/2022 |  |  | N | No
AH1-025 | Myerstown 751-2 13.2 kV |  | PA | Lebanon | Withdrawn | ME | 4.5 | 4.5 | 3 |  | Capacity | Generation Interconnection | Solar |  |  | N/A |  | Withdrawn |  |  |  |  | N/A |  | N/A |  |  | N/A | N/A |  | 5/12/2021 | N/A | N/A |  | 8/9/2024 |  | 11/30/2022 |  |  | N | No
AH1-026 | Newberry 576-4 13.2 kV |  | PA | York | Withdrawn | ME | 4.5 | 4.5 | 3 |  | Capacity | Generation Interconnection | Solar |  |  | N/A |  | Withdrawn |  |  |  |  | N/A |  | N/A |  |  | N/A | N/A |  | 5/12/2021 | N/A | N/A |  | 8/9/2024 |  | 11/30/2022 |  |  | N | No
AH1-027 | Cartanza 230 kV |  | DE | Kent | Active | DPL | 25 | 25 | 15 |  | Capacity | Generation Interconnection | Solar |  |  | N/A |  | In Progress |  |  |  |  | N/A |  | N/A |  |  | N/A | N/A |  | 5/20/2021 | N/A | N/A |  |  |  | 6/1/2023 |  |  | N | No
AH1-028 | Freeman1 12.47 kV |  | VA | Brunswick | Withdrawn | Dominion | 8.75 | 8.75 | 3.4 |  | Capacity | Generation Interconnection | Solar |  |  | N/A |  | Withdrawn |  |  |  |  | N/A |  | N/A |  |  | N/A | N/A |  | 5/26/2021 | N/A | N/A |  | 9/13/2021 |  | 12/20/2023 |  |  | N | No
AH1-029 | WV-PJM1 12 kV |  | IL | Cook | Withdrawn | AEP | 1 |  |  |  | Energy | Generation Interconnection | Solar |  |  | N/A |  | Withdrawn |  |  |  |  | N/A |  | N/A |  |  | N/A | N/A |  | 6/3/2021 | N/A | N/A |  | 8/3/2021 |  | 5/31/2021 |  |  | Y | No
AH1-030 | WV PJM2 12 kV |  | IL | Cook | Withdrawn | AEP | 1 |  |  |  | Energy | Generation Interconnection | Solar |  |  | N/A |  | Withdrawn |  |  |  |  | N/A |  | N/A |  |  | N/A | N/A |  | 6/3/2021 | N/A | N/A |  | 8/3/2021 |  | 6/30/2022 |  |  | Y | No
AH1-031 | National-Tangy 138 kV III |  | OH | Madison | Withdrawn | ATSI | 77 | 20 | 8.4 |  | Capacity | Generation Interconnection | Solar |  |  | N/A |  | Withdrawn |  |  |  |  | N/A |  | N/A |  |  | N/A | N/A |  | 6/8/2021 | N/A | N/A |  | 12/1/2023 |  | 12/31/2024 |  |  | N | No
AH1-032 | West Millersport 138 kV |  | OH | Fairfield | Withdrawn | AEP | 138 | 18 | 10.8 |  | Capacity | Generation Interconnection | Solar |  |  | N/A |  | Withdrawn |  |  |  |  | N/A |  | N/A |  |  | N/A | N/A |  | 6/14/2021 | N/A | N/A |  | 12/18/2024 |  | 12/31/2023 |  |  | N | No
AH1-033 | Sligo 34.5 kV |  | NC | Currituck | Active | Dominion | 19.5 | 19.5 | 13 |  | Capacity | Generation Interconnection | Solar |  |  | N/A |  | In Progress |  |  |  |  | N/A |  | N/A |  |  | N/A | N/A |  | 6/14/2021 | N/A | N/A |  |  |  | 8/15/2024 |  |  | N | No
AH1-034 | Patton Road Junction - Summer Shade 69 kV |  | KY | Barren | Active | EKPC | 100 | 100 | 70 |  | Capacity | Generation Interconnection | Solar |  |  | N/A |  | In Progress |  |  |  |  | N/A |  | N/A |  |  | N/A | N/A |  | 6/14/2021 | N/A | N/A |  |  |  | 11/15/2025 |  |  | N | No
AH1-035 | Plymouth 34.5 kV |  | NC | Washington | Active | Dominion | 20 | 20 | 13.5 |  | Capacity | Generation Interconnection | Solar |  |  | N/A |  | In Progress |  |  |  |  | N/A |  | N/A |  |  | N/A | N/A |  | 6/14/2021 | N/A | N/A |  |  |  | 9/15/2024 |  |  | N | No
AH1-036 | Centerburg 138 kV |  | OH | Licking | Withdrawn | AEP | 277.5 | 100 | 100 |  | Capacity | Generation Interconnection | Storage |  |  | N/A |  | Withdrawn |  |  |  |  | N/A |  | N/A |  |  | N/A | N/A |  | 6/15/2021 | N/A | N/A |  | 12/18/2024 |  | 7/1/2024 |  |  | N | No
AH1-037 | Chippewa D557 8.320 kV |  | N/A | N/A | Withdrawn | ATSI | 2 | 2 | 0 |  | Energy | Generation Interconnection | Solar |  |  | N/A |  | Withdrawn |  |  |  |  | N/A |  | N/A |  |  | N/A | N/A |  | 6/16/2021 | N/A | N/A |  | 12/18/2024 |  | 11/1/2023 |  |  | Y | No
AH1-038 | Kramer |  | N/A | N/A | Withdrawn | PENELEC | 3.825 | 3.825 | 0 |  | Energy | Generation Interconnection | Solar |  |  | N/A |  | Withdrawn |  |  |  |  | N/A |  | N/A |  |  | N/A | N/A |  | 6/16/2021 | N/A | N/A |  | 1/4/2022 |  | 11/1/2023 |  |  | Y | No
AH1-039 | Mt. Hermon 23 kV |  | MD | Wicomico | Withdrawn | DPL | 20 | 20 | 12 |  | Capacity | Generation Interconnection | Solar |  |  | N/A |  | Withdrawn |  |  |  |  | N/A |  | N/A |  |  | N/A | N/A |  | 6/19/2021 | N/A | N/A |  | 1/25/2022 |  | 10/1/2023 |  |  | N | No
AH1-040 | Mackeys - Creswell 115 kV |  | NC | Washington | Active | Dominion | 150 | 150 | 90 |  | Capacity | Generation Interconnection | Solar |  |  | N/A |  | In Progress |  |  |  |  | N/A |  | N/A |  |  | N/A | N/A |  | 6/23/2021 | N/A | N/A |  |  |  | 7/1/2025 |  |  | N | No
AH1-041 | Pennville 138 kV |  | IN | Jay | Active | AEP | 125 | 125 | 75 |  | Capacity | Generation Interconnection | Solar |  |  | N/A |  | In Progress |  |  |  |  | N/A |  | N/A |  |  | N/A | N/A |  | 6/23/2021 | N/A | N/A |  |  |  | 7/1/2025 |  |  | N | No
AH1-042 | Providence Forge-Turner 115kV |  | VA | Charles City | Active | Dominion | 154 | 154 | 99.9 |  | Capacity | Generation Interconnection | Solar |  |  | N/A |  | In Progress |  |  |  |  | N/A |  | N/A |  |  | N/A | N/A |  | 6/25/2021 | N/A | N/A |  |  |  | 9/1/2024 |  |  | N | No
AH1-043 | Sand Hills - Brunswick 69 kV |  | NJ | Middlesex | Withdrawn | PSEG | 90 | 90 | 90 |  | Capacity | Generation Interconnection | Storage |  |  | N/A |  | Withdrawn |  |  |  |  | N/A |  | N/A |  |  | N/A | N/A |  | 6/28/2021 | N/A | N/A |  | 12/19/2024 |  | 5/15/2024 |  |  | N | No
AH1-044 | Nelson - Electric Junction 345 kV |  | IL | Lee | Active | ComEd | 800 | 200 | 120 |  | Capacity | Generation Interconnection | Solar |  |  | N/A |  | In Progress |  |  |  |  | N/A |  | N/A |  |  | N/A | N/A |  | 6/30/2021 | N/A | N/A |  |  |  | 12/31/2024 |  |  | N | No
AH1-045 | Zion Energy Center 345 kV |  | IL | Lake | Withdrawn | ComEd | 658 | 23 | 13.8 |  | Capacity | Generation Interconnection | Solar |  |  | N/A |  | Withdrawn |  |  |  |  | N/A |  | N/A |  |  | N/A | N/A |  | 7/1/2021 | N/A | N/A |  | 2/27/2025 |  | 6/1/2023 |  |  | N | No
AH1-046 | Peach Bottom 500 kV |  | PA | York | Withdrawn | PECO | 905 | 25 | 15 |  | Capacity | Generation Interconnection | Solar |  |  | N/A |  | In Progress |  |  |  |  | N/A |  | N/A |  |  | N/A | N/A |  | 7/1/2021 | N/A | N/A |  | 4/25/2025 |  | 6/1/2023 |  |  | N | No
AH1-047 | Marengo - Belvidere 138 kV |  | IL | Boone | Active | ComEd | 58.6 | 58.6 | 37 |  | Capacity | Generation Interconnection | Solar |  |  | N/A |  | In Progress |  |  |  |  | N/A |  | N/A |  |  | N/A | N/A |  | 7/6/2021 | N/A | N/A |  |  |  | 9/13/2022 |  |  | N | No
AH1-048 | Riverton 138 |  | VA | Warren | Withdrawn | APS | 20 | 20 | 20 |  | Capacity | Generation Interconnection | Storage |  |  | N/A |  | Withdrawn |  |  |  |  | N/A |  | N/A |  |  | N/A | N/A |  | 7/7/2021 | N/A | N/A |  | 12/18/2024 |  | 5/1/2024 |  |  | N | No
AH1-049 | Erie East – Union City Ckt 00234-31 34.5 kV |  | PA | Adams | Withdrawn | PENELEC | 20 | 20 | 12 |  | Capacity | Generation Interconnection | Solar |  |  | N/A |  | Withdrawn |  |  |  |  | N/A |  | N/A |  |  | N/A | N/A |  | 7/7/2021 | N/A | N/A |  | 12/18/2024 |  | 7/1/2023 |  |  | N | No
AH1-050 | Eclipse-Piney 115 kV |  | PA | Venango | Active | PENELEC | 50 | 50 | 30 |  | Capacity | Generation Interconnection | Solar |  |  | N/A |  | In Progress |  |  |  |  | N/A |  | N/A |  |  | N/A | N/A |  | 7/7/2021 | N/A | N/A |  |  |  | 7/1/2023 |  |  | N | No
AH1-051 | Eclipse-Piney 115 kV II |  | PA | Venango | Active | PENELEC | 80 | 30 | 18 |  | Capacity | Generation Interconnection | Solar |  |  | N/A |  | In Progress |  |  |  |  | N/A |  | N/A |  |  | N/A | N/A |  | 7/7/2021 | N/A | N/A |  |  |  | 7/1/2023 |  |  | N | No
AH1-052 | Boydton Plank Road 115 kV |  | VA | Mecklenburg | Withdrawn | Dominion | 260 | 60 | 36 |  | Capacity | Generation Interconnection | Solar |  |  | N/A |  | Withdrawn |  |  |  |  | N/A |  | N/A |  |  | N/A | N/A |  | 7/7/2021 | N/A | N/A |  | 12/18/2024 |  | 4/1/2025 |  |  | N | No
AH1-053 | Luthersburg - Curwensville 12.47 kV |  | PA | Clearfield | Withdrawn | PENELEC | 5 | 5 | 3 |  | Capacity | Generation Interconnection | Solar |  |  | N/A |  | Withdrawn |  |  |  |  | N/A |  | N/A |  |  | N/A | N/A |  | 7/8/2021 | N/A | N/A |  | 6/5/2024 |  | 6/30/2023 |  |  | N | No
AH1-054 | Upton-Whitings 34.5 kV |  | NJ | Ocean | Active | JCPL | 8.25 | 8.25 | 3.465 |  | Capacity | Generation Interconnection | Solar |  |  | N/A |  | In Progress |  |  |  |  | N/A |  | N/A |  |  | N/A | N/A |  | 7/9/2021 | N/A | N/A |  |  |  | 7/8/2022 |  |  | N | No
AH1-055 | Kyger Creek - Don Marquis 345 kV |  | OH | Jackson | Active | OVEC | 220 | 220 | 154 |  | Capacity | Generation Interconnection | Solar |  |  | N/A |  | In Progress |  |  |  |  | N/A |  | N/A |  |  | N/A | N/A |  | 7/14/2021 | N/A | N/A |  |  |  | 11/15/2026 |  |  | N | No
AH1-056 | Red House D.P. 115kV |  | VA | Campbell | Active | Dominion | 100 | 100 | 68.5 |  | Capacity | Generation Interconnection | Solar |  |  | N/A |  | In Progress |  |  |  |  | N/A |  | N/A |  |  | N/A | N/A |  | 7/14/2021 | N/A | N/A |  |  |  | 11/15/2026 |  |  | N | No
AH1-057 | Edgewood 12.47 kV |  | MD | Wicomico | Active | DPL | 7.2 | 7.2 | 3 |  | Capacity | Generation Interconnection | Solar |  |  | N/A |  | In Progress |  |  |  |  | N/A |  | N/A |  |  | N/A | N/A |  | 7/15/2021 | N/A | N/A |  |  |  | 1/31/2023 |  |  | N | No
AH1-058 | Galion 138 kV IV |  | OH | Morrow | Withdrawn | ATSI | 204 | 40 | 24 |  | Capacity | Generation Interconnection | Solar |  |  | N/A |  | Withdrawn |  |  |  |  | N/A |  | N/A |  |  | N/A | N/A |  | 7/16/2021 | N/A | N/A |  | 12/18/2024 |  | 12/31/2024 |  |  | N | No
AH1-059 | Sharp Road 69 kV |  | OH | Knox | Active | AEP | 120 | 40 | 24 |  | Capacity | Generation Interconnection | Solar |  |  | N/A |  | In Progress |  |  |  |  | N/A |  | N/A |  |  | N/A | N/A |  | 7/16/2021 | N/A | N/A |  |  |  | 12/31/2024 |  |  | N | No
AH1-060 | Cardington-Liberty 69 kV III |  | OH | Morrow | Active | ATSI | 94 | 20 | 12 |  | Capacity | Generation Interconnection | Solar |  |  | N/A |  | In Progress |  |  |  |  | N/A |  | N/A |  |  | N/A | N/A |  | 7/20/2021 | N/A | N/A |  |  |  | 12/31/2024 |  |  | N | No
AH1-061 | Bernville 13.2kV |  | PA | Berks | Withdrawn | ME | 5 | 5 | 2.7 |  | Capacity | Generation Interconnection | Solar |  |  | N/A |  | Withdrawn |  |  |  |  | N/A |  | N/A |  |  | N/A | N/A |  | 7/21/2021 | N/A | N/A |  | 12/18/2024 |  | 12/31/2022 |  |  | N | No
AH1-062 | London-Tangy 69 kV II |  | OH | Madison | Withdrawn | ATSI | 20 | 20 | 13.7 |  | Capacity | Generation Interconnection | Solar |  |  | N/A |  | Withdrawn |  |  |  |  | N/A |  | N/A |  |  | N/A | N/A |  | 7/22/2021 | N/A | N/A |  | 12/18/2024 |  | 12/31/2024 |  |  | N | No
AH1-063 | Spring Creek – South Abingdon 138 kV |  | VA | Washington | Withdrawn | AEP | 100 | 100 | 100 |  | Capacity | Generation Interconnection | Storage |  |  | N/A |  | Withdrawn |  |  |  |  | N/A |  | N/A |  |  | N/A | N/A |  | 7/26/2021 | N/A | N/A |  | 12/18/2024 |  | 7/1/2024 |  |  | N | No
AH1-064 | Hopewell 34.5kV |  | VA | City of Hopewell | Withdrawn | Dominion | 20 | 20 | 8 |  | Capacity | Generation Interconnection | Storage |  |  | N/A |  | Withdrawn |  |  |  |  | N/A |  | N/A |  |  | N/A | N/A |  | 7/27/2021 | N/A | N/A |  | 12/18/2024 |  | 5/1/2023 |  |  | N | No
AH1-065 | Hopewell 34.5kV |  | VA | City of Hopewell | Active | Dominion | 20 | 20 | 8 |  | Capacity | Generation Interconnection | Storage |  |  | N/A |  | In Progress |  |  |  |  | N/A |  | N/A |  |  | N/A | N/A |  | 7/27/2021 | N/A | N/A |  |  |  | 5/1/2023 |  |  | N | No
AH1-066 | Hopewell 34.5kV |  | VA | City of Hopewell | Active | Dominion | 10 | 10 | 4 |  | Capacity | Generation Interconnection | Storage |  |  | N/A |  | In Progress |  |  |  |  | N/A |  | N/A |  |  | N/A | N/A |  | 7/27/2021 | N/A | N/A |  |  |  | 5/1/2023 |  |  | N | No
AH1-067 | Minotola 12.47 kV |  | NJ | Gloucester | Withdrawn | AEC | 8.5 | 8.5 | 4.2 |  | Capacity | Generation Interconnection | Solar |  |  | N/A |  | Withdrawn |  |  |  |  | N/A |  | N/A |  |  | N/A | N/A |  | 7/27/2021 | N/A | N/A |  | 12/18/2024 |  | 12/10/2023 |  |  | N | No
AH1-068 | Williamstown 12.47 kV |  | NJ | Gloucester | Withdrawn | AEC | 12 | 12 | 5.9 |  | Capacity | Generation Interconnection | Solar |  |  | N/A |  | Withdrawn |  |  |  |  | N/A |  | N/A |  |  | N/A | N/A |  | 7/28/2021 | N/A | N/A |  | 12/18/2024 |  | 12/10/2023 |  |  | N | No
AH1-069 | Jerome – Mohicanville 69 kV |  | OH | Ashland | Active | ATSI | 17 | 17 | 10.2 |  | Capacity | Generation Interconnection | Solar |  |  | N/A |  | In Progress |  |  |  |  | N/A |  | N/A |  |  | N/A | N/A |  | 7/28/2021 | N/A | N/A |  |  |  | 11/30/2023 |  |  | N | No
AH1-070 | Jerome – Mohicanville 69 kV |  | OH | Ashland | Active | ATSI | 34 | 17 | 10.2 |  | Capacity | Generation Interconnection | Solar |  |  | N/A |  | In Progress |  |  |  |  | N/A |  | N/A |  |  | N/A | N/A |  | 7/28/2021 | N/A | N/A |  |  |  | 11/30/2023 |  |  | N | No
AH1-071 | Midlothian 34.5 kV |  | VA | Powhatan | Active | Dominion | 20 | 20 | 12 |  | Capacity | Generation Interconnection | Solar |  |  | N/A |  | In Progress |  |  |  |  | N/A |  | N/A |  |  | N/A | N/A |  | 7/29/2021 | N/A | N/A |  |  |  | 7/1/2023 |  |  | N | No
AH1-072 | Red Onion - VC5 69 kV |  | VA | Dickenson | Active | AEP | 20 | 20 | 12 |  | Capacity | Generation Interconnection | Solar |  |  | N/A |  | In Progress |  |  |  |  | N/A |  | N/A |  |  | N/A | N/A |  | 7/29/2021 | N/A | N/A |  |  |  | 3/31/2024 |  |  | N | No
AH1-073 | Red Onion - VC5 69 kV |  | VA | Dickenson | Active | AEP | 40 | 20 | 12 |  | Capacity | Generation Interconnection | Solar |  |  | N/A |  | In Progress |  |  |  |  | N/A |  | N/A |  |  | N/A | N/A |  | 7/29/2021 | N/A | N/A |  |  |  | 3/31/2024 |  |  | N | No
AH1-074 | Fitchville-New London 69 kV |  | OH | Huron | Withdrawn | ATSI | 20 | 20 | 13.7 |  | Capacity | Generation Interconnection | Solar |  |  | N/A |  | Withdrawn |  |  |  |  | N/A |  | N/A |  |  | N/A | N/A |  | 7/29/2021 | N/A | N/A |  | 12/18/2024 |  | 12/31/2024 |  |  | N | No
AH1-075 | North Waldo - Wild Creek 138 kV |  | OH | Marion | Active | AEP | 68 | 8 | 24.7 |  | Capacity | Generation Interconnection | Solar |  |  | N/A |  | In Progress |  |  |  |  | N/A |  | N/A |  |  | N/A | N/A |  | 7/29/2021 | N/A | N/A |  |  |  | 12/31/2022 |  |  | N | No
AH1-076 | Loyalhanna - Reed Junction 25 kV |  | PA | Westmoreland | Withdrawn | APS | 18 | 18 | 9 |  | Capacity | Generation Interconnection | Solar |  |  | N/A |  | Withdrawn |  |  |  |  | N/A |  | N/A |  |  | N/A | N/A |  | 7/29/2021 | N/A | N/A |  | 3/14/2025 |  | 12/31/2023 |  |  | N | No
AH1-077 | TBD 34.5 kV |  | NJ | Burlington | Withdrawn | AEC | 3 | 3 | 1.24 |  | Capacity | Generation Interconnection | Solar |  |  | N/A |  | Withdrawn |  |  |  |  | N/A |  | N/A |  |  | N/A | N/A |  | 7/30/2021 | N/A | N/A |  | 12/18/2024 |  | 8/9/2021 |  |  | N | No
AH1-078 | Paulsboro 69 kV II |  | NJ | Gloucester | Withdrawn | AEC | 79 | 0 | 58 |  | Capacity | Generation Interconnection | Natural Gas |  |  | N/A |  | Withdrawn |  |  |  |  | N/A |  | N/A |  |  | N/A | N/A |  | 7/30/2021 | N/A | N/A |  | 12/18/2024 |  | 9/1/2022 |  |  | N | No
AH1-079 | Harmony Village 34.5kV |  | VA | Middlesex | Withdrawn | Dominion | 20 | 20 | 12 |  | Capacity | Generation Interconnection | Solar |  |  | N/A |  | Withdrawn |  |  |  |  | N/A |  | N/A |  |  | N/A | N/A |  | 7/30/2021 | N/A | N/A |  | 12/18/2024 |  | 12/20/2024 |  |  | N | No
AH1-080 | Virginia Beach - Pendleton 115 kV |  | VA | City of Virginia Beach | Withdrawn | Dominion | 40 | 40 | 40 |  | Capacity | Generation Interconnection | Storage |  |  | N/A |  | Withdrawn |  |  |  |  | N/A |  | N/A |  |  | N/A | N/A |  | 7/30/2021 | N/A | N/A |  | 12/18/2024 |  | 1/1/2025 |  |  | N | No
AH1-081 | Knob Lick 69kV |  | KY | Metcalfe | Withdrawn | EKPC | 60 | 60 | 36 |  | Capacity | Generation Interconnection | Solar |  |  | N/A |  | Withdrawn |  |  |  |  | N/A |  | N/A |  |  | N/A | N/A |  | 7/30/2021 | N/A | N/A |  | 5/5/2025 |  | 12/20/2024 |  |  | N | No
AH1-082 | Knob Lick 69kV |  | KY | Metcalfe | Withdrawn | EKPC | 104 | 44 | 26.4 |  | Capacity | Generation Interconnection | Solar |  |  | N/A |  | Withdrawn |  |  |  |  | N/A |  | N/A |  |  | N/A | N/A |  | 7/30/2021 | N/A | N/A |  | 5/5/2025 |  | 12/20/2024 |  |  | N | No
AH1-083 | Summer Shade - Green County 161 kV |  | KY | Metcalfe | Withdrawn | EKPC | 250 | 100 | 60 |  | Capacity | Generation Interconnection | Solar |  |  | N/A |  | Withdrawn |  |  |  |  | N/A |  | N/A |  |  | N/A | N/A |  | 7/30/2021 | N/A | N/A |  | 5/5/2025 |  | 12/20/2024 |  |  | N | No
AH1-086 | Morrisville 230kV |  | VA | Fauquier | Active | Dominion | 90 | 90 | 90 |  | Capacity | Generation Interconnection | Storage |  |  | N/A |  | In Progress |  |  |  |  | N/A |  | N/A |  |  | N/A | N/A |  | 7/30/2021 | N/A | N/A |  |  |  | 7/31/2023 |  |  | N | No
AH1-087 | Morrisville 230kV |  | VA | Fauquier | Active | Dominion | 110 | 20 | 20 |  | Capacity | Generation Interconnection | Storage |  |  | N/A |  | In Progress |  |  |  |  | N/A |  | N/A |  |  | N/A | N/A |  | 7/30/2021 | N/A | N/A |  |  |  | 7/31/2023 |  |  | N | No
AH1-088 | Morrisville 230kV |  | VA | Fauquier | Active | Dominion | 130 | 20 | 20 |  | Capacity | Generation Interconnection | Storage |  |  | N/A |  | In Progress |  |  |  |  | N/A |  | N/A |  |  | N/A | N/A |  | 7/30/2021 | N/A | N/A |  |  |  | 7/31/2023 |  |  | N | No
AH1-089 | Morrisville 230kV |  | VA | Fauquier | Active | Dominion | 150 | 20 | 20 |  | Capacity | Generation Interconnection | Storage |  |  | N/A |  | In Progress |  |  |  |  | N/A |  | N/A |  |  | N/A | N/A |  | 7/30/2021 | N/A | N/A |  |  |  | 7/31/2023 |  |  | N | No
AH1-090 | Surry - Hopewell 230 kV |  | VA | Surry | Withdrawn | Dominion | 80 | 80 | 48 |  | Capacity | Generation Interconnection | Solar; Storage |  |  | N/A |  | Withdrawn |  |  |  |  | N/A |  | N/A |  |  | N/A | N/A |  | 7/30/2021 | N/A | N/A |  | 12/18/2024 |  | 11/15/2024 |  |  | N | No
AH1-091 | Ahoskie 34.5kV |  | NC | Hertford | Active | Dominion | 17 | 0 | 0 |  | Energy | Generation Interconnection | Storage |  |  | N/A |  | In Progress |  |  |  |  | N/A |  | N/A |  |  | N/A | N/A |  | 7/30/2021 | N/A | N/A |  |  |  | 11/15/2024 |  |  | N | No
AH1-092 | SedgeHill - Person 230 kV |  | VA | Halifax | Withdrawn | Dominion | 90 | 90 | 54 |  | Capacity | Generation Interconnection | Solar; Storage |  |  | N/A |  | In Progress |  |  |  |  | N/A |  | N/A |  |  | N/A | N/A |  | 7/30/2021 | N/A | N/A |  | 5/7/2025 |  | 6/1/2025 |  |  | N | No
AH1-093 | SedgeHill - Person 230 kV |  | VA | Halifax | Withdrawn | Dominion | 160 | 60 | 39 |  | Capacity | Generation Interconnection | Solar; Storage |  |  | N/A |  | Withdrawn |  |  |  |  | N/A |  | N/A |  |  | N/A | N/A |  | 7/30/2021 | N/A | N/A |  | 12/17/2024 |  | 6/1/2025 |  |  | N | No
AH1-094 | Wells - Shinrock 69 kV I |  | OH | Huron | Active | ATSI | 49.9 | 49.9 | 29.94 |  | Capacity | Generation Interconnection | Solar; Storage |  |  | N/A |  | In Progress |  |  |  |  | N/A |  | N/A |  |  | N/A | N/A |  | 7/30/2021 | N/A | N/A |  |  |  | 6/1/2025 |  |  | N | No
AH1-095 | Wells - Shinrock 69 kV II |  | OH | Huron | Withdrawn | ATSI | 69.9 | 20 | 13 |  | Capacity | Generation Interconnection | Solar; Storage |  |  | N/A |  | Withdrawn |  |  |  |  | N/A |  | N/A |  |  | N/A | N/A |  | 7/30/2021 | N/A | N/A |  | 12/17/2024 |  | 6/1/2025 |  |  | N | No
AH1-096 | Wells - Shinrock 69 kv III |  | OH | Huron | Withdrawn | ATSI | 79.9 | 10 | 6.5 |  | Capacity | Generation Interconnection | Solar; Storage |  |  | N/A |  | Withdrawn |  |  |  |  | N/A |  | N/A |  |  | N/A | N/A |  | 7/30/2021 | N/A | N/A |  | 12/17/2024 |  | 6/1/2025 |  |  | N | No
AH1-097 | Jubal Early - Pipers Gap 138 kV |  | VA | Carroll | Withdrawn | AEP | 20 | 20 | 12.9 |  | Capacity | Generation Interconnection | Solar; Storage |  |  | N/A |  | Withdrawn |  |  |  |  | N/A |  | N/A |  |  | N/A | N/A |  | 7/30/2021 | N/A | N/A |  | 12/18/2024 |  | 6/1/2025 |  |  | N | No
AH1-098 | Wolf Glade-West Carroll 138 kV |  | VA | Carroll | Active | AEP | 40 | 40 | 24 |  | Capacity | Generation Interconnection | Solar; Storage |  |  | N/A |  | In Progress |  |  |  |  | N/A |  | N/A |  |  | N/A | N/A |  | 7/30/2021 | N/A | N/A |  |  |  | 6/1/2025 |  |  | N | No
AH1-099 | Glady Run–Xenia 69 kV |  | OH | Greene | Withdrawn | Dayton | 20 | 0 | 0 |  | Energy | Generation Interconnection | Solar |  |  | N/A |  | Withdrawn |  |  |  |  | N/A |  | N/A |  |  | N/A | N/A |  | 7/30/2021 | N/A | N/A |  | 11/1/2024 |  | 6/1/2025 |  |  | N | No
AH1-100 | Effort Mountain-Gilbert 138 kV II |  | PA | Monroe | Withdrawn | PPL | 45.2 | 0 | 0 |  | Energy | Generation Interconnection | Solar |  |  | N/A |  | Withdrawn |  |  |  |  | N/A |  | N/A |  |  | N/A | N/A |  | 7/30/2021 | N/A | N/A |  | 8/26/2024 |  | 6/1/2025 |  |  | N | No
AH1-101 | River EC 138 kV |  | IL | Cook | Withdrawn | ComEd | 57.78 | 57.78 | 23.12 |  | Capacity | Generation Interconnection | Storage |  |  | N/A |  | Withdrawn |  |  |  |  | N/A |  | N/A |  |  | N/A | N/A |  | 7/30/2021 | N/A | N/A |  | 8/26/2021 |  | 5/31/2024 |  |  | N | No
AH1-102 | Seward-Glory 115 kV |  | PA | Indiana | Active | PENELEC | 100 | 100 | 63.4 |  | Capacity | Generation Interconnection | Solar |  |  | N/A |  | In Progress |  |  |  |  | N/A |  | N/A |  |  | N/A | N/A |  | 7/30/2021 | N/A | N/A |  |  |  | 12/31/2024 |  |  | N | No
AH1-103 | Pinewood - St. Johns 115 kV |  | VA | Caroline | Withdrawn | Dominion | 75 | 75 | 45 |  | Capacity | Generation Interconnection | Solar |  |  | N/A |  | Withdrawn |  |  |  |  | N/A |  | N/A |  |  | N/A | N/A |  | 8/2/2021 | N/A | N/A |  | 1/10/2024 |  | 6/1/2025 |  |  | N | No
AH1-104 | Hepburna 12.47 kV Grampian ckt |  | PA | Clearfield | Withdrawn | PENELEC | 5 | 5 | 3 |  | Capacity | Generation Interconnection | Solar |  |  | N/A |  | Withdrawn |  |  |  |  | N/A |  | N/A |  |  | N/A | N/A |  | 8/2/2021 | N/A | N/A |  | 6/5/2024 |  | 7/22/2023 |  |  | N | No
AH1-105 | TBD 23 kV |  | DE | Kent | Withdrawn | DPL | 4 | 4 | 2.3 |  | Capacity | Generation Interconnection | Solar |  |  | N/A |  | Withdrawn |  |  |  |  | N/A |  | N/A |  |  | N/A | N/A |  | 8/3/2021 | N/A | N/A |  | 11/8/2021 |  | 4/1/2022 |  |  | N | No
AH1-106 | Winterpock 34.5kV |  | VA | Chesterfield | Active | Dominion | 26 | 26 | 15.6 |  | Capacity | Generation Interconnection | Solar |  |  | N/A |  | In Progress |  |  |  |  | N/A |  | N/A |  |  | N/A | N/A |  | 8/4/2021 | N/A | N/A |  |  |  | 10/31/2023 |  |  | N | No
AH1-107 | Winterpock 34.5kV |  | VA | Chesterfield | Active | Dominion | 26 | 26 | 15.6 |  | Capacity | Generation Interconnection | Solar |  |  | N/A |  | In Progress |  |  |  |  | N/A |  | N/A |  |  | N/A | N/A |  | 8/4/2021 | N/A | N/A |  |  |  | 10/31/2023 |  |  | N | No
AH1-108 | Spruance NUG 230 kV |  | VA | City of Richmond | Active | Dominion | 66 | 0 | 9 |  | Capacity | Generation Interconnection | Natural Gas |  |  | N/A |  | In Progress |  |  |  |  | N/A |  | N/A |  |  | N/A | N/A |  | 8/4/2021 | N/A | N/A |  |  |  | 6/1/2022 |  |  | N | No
AH1-109 | Krendale - Unionville 12.47 kV |  | OH | Adams | Withdrawn | APS | 3 | 3 | 0 |  | Energy | Generation Interconnection | Solar |  |  | N/A |  | Not Required |  |  |  |  | N/A | Wholesale Market Participation Agreement | https://www.pjm.com/pjmfiles/pub/planning/project-queues/wmpa/ah1109_wmpa.pdf | https://www.pjm.com/pjmfiles/pub/planning/project-queues/csa/ah1109_wmpa.pdf | Not Required | N/A | N/A |  | 8/3/2021 | N/A | N/A |  | 12/13/2023 |  | 9/20/2024 | 9/20/2024 |  | Y | No
AH1-110 | Newville 12 kV II |  | PA | Cumberland | Withdrawn | PPL | 5 | 5 | 3 |  | Capacity | Generation Interconnection | Solar |  |  | N/A |  | Withdrawn |  |  |  |  | N/A |  | N/A |  |  | N/A | N/A |  | 8/6/2021 | N/A | N/A |  | 8/7/2024 |  | 7/31/2023 |  |  | N | No
AH1-111 | Walker 12 kV |  | PA | Juniata | Withdrawn | PPL | 5 | 5 | 3 |  | Capacity | Generation Interconnection | Solar |  |  | N/A |  | Withdrawn |  |  |  |  | N/A |  | N/A |  |  | N/A | N/A |  | 8/6/2021 | N/A | N/A |  | 8/7/2024 |  | 7/31/2023 |  |  | N | No
AH1-112 | New Meredith 23 kV |  | DE | Kent | Withdrawn | DPL | 4 | 4 | 2.6 |  | Capacity | Generation Interconnection | Solar |  |  | N/A |  | Withdrawn |  |  |  |  | N/A |  | N/A |  |  | N/A | N/A |  | 8/6/2021 | N/A | N/A |  | 11/8/2021 |  | 4/1/2022 |  |  | N | No
AH1-113 | North Pole - Russelville 34.5 kV |  | OH | Brown | Withdrawn | DEOK | 20 | 20 | 12 |  | Capacity | Generation Interconnection | Solar |  |  | N/A |  | Withdrawn |  |  |  |  | N/A |  | N/A |  |  | N/A | N/A |  | 8/9/2021 | N/A | N/A |  | 12/18/2024 |  | 7/31/2023 |  |  | N | No
AH1-114 | North Pole - Russelville 34.5 kV |  | OH | Brown | Withdrawn | DEOK | 40 | 20 | 12 |  | Capacity | Generation Interconnection | Solar |  |  | N/A |  | Withdrawn |  |  |  |  | N/A |  | N/A |  |  | N/A | N/A |  | 8/9/2021 | N/A | N/A |  | 12/18/2024 |  | 7/31/2023 |  |  | N | No
AH1-115 |  |  | DE | Kent | Withdrawn | DPL | 4 | 4 | 2.8 |  | Capacity | Generation Interconnection | Solar |  |  | N/A |  | Withdrawn |  |  |  |  | N/A |  | N/A |  |  | N/A | N/A |  | 8/13/2021 | N/A | N/A |  | 9/2/2021 |  | 4/1/2022 |  |  | N | No
AH1-118 | Windsor 25 kV |  | WV | Brooke | Withdrawn | APS | 20 | 20 | 12 |  | Capacity | Generation Interconnection | Solar |  |  | N/A |  | Withdrawn |  |  |  |  | N/A |  | N/A |  |  | N/A | N/A |  | 8/13/2021 | N/A | N/A |  | 12/18/2024 |  | 12/31/2023 |  |  | N | No
AH1-119 | Bismark-Doubs 500 kV |  | VA | Frederick | Withdrawn | Dominion | 100 | 100 | 66.6667 |  | Capacity | Generation Interconnection | Solar; Storage |  |  | N/A |  | Withdrawn |  |  |  |  | N/A |  | N/A |  |  | N/A | N/A |  | 8/13/2021 | N/A | N/A |  | 12/18/2024 |  | 12/31/2022 |  |  | N | No
AH1-120 | Felton 23kV |  | DE | Kent | Withdrawn | DPL | 4 | 4 | 2.8 |  | Capacity | Generation Interconnection | Solar |  |  | N/A |  | Withdrawn |  |  |  |  | N/A |  | N/A |  |  | N/A | N/A |  | 8/17/2021 | N/A | N/A |  | 11/8/2021 |  | 4/1/2022 |  |  | N | No
AH1-121 |  |  | NJ | Atlantic | Withdrawn | AEC |  |  |  |  | Energy | Generation Interconnection | Solar |  |  | N/A |  | Withdrawn |  |  |  |  | N/A |  | N/A |  |  | N/A | N/A |  | 8/18/2021 | N/A | N/A |  | 9/9/2021 |  | 8/12/2022 |  |  | Y | No
AH1-122 | Dowling 138 kV II |  | OH | Wood | Withdrawn | ATSI | 75 | 22 | 9.24 |  | Capacity | Generation Interconnection | Solar |  |  | N/A |  | Withdrawn |  |  |  |  | N/A |  | N/A |  |  | N/A | N/A |  | 8/19/2021 | N/A | N/A |  | 12/18/2024 |  | 12/31/2024 |  |  | N | No
AH1-123 | Locust Grove D.P. 34.5kV |  | VA | Orange | Withdrawn | Dominion | 20 | 20 | 20 |  | Capacity | Generation Interconnection | Storage |  |  | N/A |  | Withdrawn |  |  |  |  | N/A |  | N/A |  |  | N/A | N/A |  | 8/24/2021 | N/A | N/A |  | 11/17/2021 |  | 2/28/2023 |  |  | N | No
AH1-124 | Vint Hill 34.5kV |  | VA | Prince William | Active | Dominion | 20 | 20 | 0 |  | Energy | Generation Interconnection | Storage |  |  | N/A |  | In Progress |  |  |  |  | N/A |  | N/A |  |  | N/A | N/A |  | 8/23/2021 | N/A | N/A |  |  |  | 12/23/2022 |  |  | N | No
AH1-125 | Sycoline 34.5kV |  | VA | Loudoun | Active | Dominion | 20 | 20 | 0 |  | Energy | Generation Interconnection | Storage |  |  | N/A |  | In Progress |  |  |  |  | N/A |  | N/A |  |  | N/A | N/A |  | 8/23/2021 | N/A | N/A |  |  |  | 12/23/2022 |  |  | N | No
AH1-126 | Bowman 12.5kV |  | VA | Prince William | Withdrawn | Dominion | 20 | 20 | 20 |  | Capacity | Generation Interconnection | Storage |  |  | N/A |  | In Progress |  |  |  |  | N/A |  | N/A |  |  | N/A | N/A |  | 8/23/2021 | N/A | N/A |  | 7/14/2022 |  | 12/23/2022 |  |  | N | No
AH1-127 | Railroad 34.5kV |  | VA | Prince William | Active | Dominion | 20 | 20 | 0 |  | Energy | Generation Interconnection | Storage |  |  | N/A |  | In Progress |  |  |  |  | N/A |  | N/A |  |  | N/A | N/A |  | 8/23/2021 | N/A | N/A |  |  |  | 12/23/2022 |  |  | N | No
AH1-128 | Railroad 34.5kV |  | VA | Prince William | Active | Dominion | 20 | 20 | 0 |  | Energy | Generation Interconnection | Storage |  |  | N/A |  | In Progress |  |  |  |  | N/A |  | N/A |  |  | N/A | N/A |  | 8/23/2021 | N/A | N/A |  |  |  | 12/23/2022 |  |  | N | No
AH1-129 | Gretna-Mt. Airy 69kV |  | VA | Pittsylvania | Withdrawn | Dominion | 20 | 20 | 20 |  | Capacity | Generation Interconnection | Storage |  |  | N/A |  | Withdrawn |  |  |  |  | N/A |  | N/A |  |  | N/A | N/A |  | 8/24/2021 | N/A | N/A |  | 12/18/2024 |  | 2/28/2023 |  |  | N | No
AH1-130 | Gretna-Mt. Airy 69kV |  | VA | Pittsylvania | Withdrawn | Dominion | 20 | 20 | 20 |  | Capacity | Generation Interconnection | Storage |  |  | N/A |  | Withdrawn |  |  |  |  | N/A |  | N/A |  |  | N/A | N/A |  | 8/24/2021 | N/A | N/A |  | 12/18/2024 |  | 2/28/2023 |  |  | N | No
AH1-131 | Gretna-Mt. Airy 69kV |  | VA | Pittsylvania | Withdrawn | Dominion | 20 | 20 | 20 |  | Capacity | Generation Interconnection | Storage |  |  | N/A |  | Withdrawn |  |  |  |  | N/A |  | N/A |  |  | N/A | N/A |  | 8/23/2021 | N/A | N/A |  | 12/18/2024 |  | 2/28/2023 |  |  | N | No
AH1-132 | Double Toll Gate - Strasburg 34.5 kV |  | VA | Frederick | Withdrawn | APS | 14.4 | 14.4 | 14.4 |  | Capacity | Generation Interconnection | Natural Gas |  |  | N/A |  | Withdrawn |  |  |  |  | N/A |  | N/A |  |  | N/A | N/A |  | 8/23/2021 | N/A | N/A |  | 12/17/2024 |  | 1/1/2022 |  |  | N | No
AH1-133 | Saltville - Tazewell 138 kV |  | VA | Tazewell | Active | AEP | 100 | 100 | 60 |  | Capacity | Generation Interconnection | Solar |  |  | N/A |  | In Progress |  |  |  |  | N/A |  | N/A |  |  | N/A | N/A |  | 8/23/2021 | N/A | N/A |  |  |  | 12/31/2024 |  |  | N | No
AH1-134 | Northern Neck 230 kV |  | VA | Richmond | Withdrawn | Dominion | 20 | 0 | 12 |  | Capacity | Generation Interconnection | Storage |  |  | N/A |  | Withdrawn |  |  |  |  | N/A |  | N/A |  |  | N/A | N/A |  | 8/25/2021 | N/A | N/A |  | 10/5/2021 |  | 1/1/2023 |  |  | N | No
AH1-136 | Falcon - Middle Creek 46 kV |  | KY | N/A | Active | AEP | 20 | 20 | 12 |  | Capacity | Generation Interconnection | Solar |  |  | N/A |  | In Progress |  |  |  |  | N/A |  | N/A |  |  | N/A | N/A |  | 8/25/2021 | N/A | N/A |  |  |  | 12/31/2024 |  |  | N | No
AH1-137 |  |  | PA | Adams | Withdrawn | PPL |  |  |  |  | Energy | Generation Interconnection | Solar |  |  | N/A |  | Withdrawn |  |  |  |  | N/A |  | N/A |  |  | N/A | N/A |  | 8/26/2021 | N/A | N/A |  | 8/26/2021 |  | 12/31/2022 |  |  | Y | No
AH1-138 | Penniman 34.5 kV |  | VA | City of Williamsburg | Active | Dominion | 20 | 20 | 8.4 |  | Capacity | Generation Interconnection | Solar |  |  | N/A |  | In Progress |  |  |  |  | N/A |  | N/A |  |  | N/A | N/A |  | 7/30/2021 | N/A | N/A |  |  |  | 7/15/2022 |  |  | N | No
AH1-139 | Cooper 34.5kV |  | PA | York | Withdrawn | PECO | 3 | 3 | 0 |  | Energy | Generation Interconnection | Solar |  |  | N/A |  | Withdrawn |  |  |  |  | N/A |  | N/A |  |  | N/A | N/A |  | 8/27/2021 | N/A | N/A |  | 12/18/2024 |  | 12/31/2022 |  |  | Y | No
AH1-140 | Vasco 138 kV |  | PA | Westmoreland | Active | APS | 150 | 150 | 115 |  | Capacity | Generation Interconnection | Solar; Storage |  |  | N/A |  | In Progress |  |  |  |  | N/A |  | N/A |  |  | N/A | N/A |  | 7/30/2021 | N/A | N/A |  |  |  | 12/31/2023 |  |  | N | No
AH1-141 | Darbytown 230 kV |  | VA | Henrico | Withdrawn | Dominion | 5 | 5 | 5 |  | Capacity | Generation Interconnection | Storage |  |  | N/A |  | Withdrawn |  |  |  |  | N/A |  | N/A |  |  | N/A | N/A |  | 8/26/2021 | N/A | N/A |  | 12/18/2024 |  | 12/31/2024 |  |  | N | No
AH1-142 | Darbytown 230 kV II |  | VA | Henrico | Withdrawn | Dominion | 4 | 4 | 4 |  | Capacity | Generation Interconnection | Storage |  |  | N/A |  | Withdrawn |  |  |  |  | N/A |  | N/A |  |  | N/A | N/A |  | 8/27/2021 | N/A | N/A |  | 12/17/2024 |  | 12/31/2024 |  |  | N | No
AH1-143 | Darbytown 230 kV III |  | VA | Henrico | Withdrawn | Dominion | 2 | 2 | 2 |  | Capacity | Generation Interconnection | Storage |  |  | N/A |  | Withdrawn |  |  |  |  | N/A |  | N/A |  |  | N/A | N/A |  | 8/26/2021 | N/A | N/A |  | 12/18/2024 |  | 12/31/2024 |  |  | N | No
AH1-144 | Peter's Mountain 138 kV |  | VA | Giles | Active | AEP | 120 | 120 | 50.4 |  | Capacity | Generation Interconnection | Solar |  |  | N/A |  | In Progress |  |  |  |  | N/A |  | N/A |  |  | N/A | N/A |  | 8/26/2021 | N/A | N/A |  |  |  | 12/31/2024 |  |  | N | No
AH1-145 | Peter's Mountain 138 kV |  | VA | Giles | Active | AEP | 200 | 80 | 80 |  | Capacity | Generation Interconnection | Storage |  |  | N/A |  | In Progress |  |  |  |  | N/A |  | N/A |  |  | N/A | N/A |  | 8/26/2021 | N/A | N/A |  |  |  | 12/31/2024 |  |  | N | No
AH1-146 | White Rock - Wayne 345 kV |  | IL | Ogle | Active | ComEd | 200 | 200 | 120 |  | Capacity | Generation Interconnection | Solar |  |  | N/A |  | In Progress |  |  |  |  | N/A |  | N/A |  |  | N/A | N/A |  | 8/26/2021 | N/A | N/A |  |  |  | 12/31/2025 |  |  | N | No
AH1-147 | White Rock - Wayne 345 kV |  | IL | Ogle | Active | ComEd | 400 | 200 | 120 |  | Capacity | Generation Interconnection | Solar |  |  | N/A |  | In Progress |  |  |  |  | N/A |  | N/A |  |  | N/A | N/A |  | 8/27/2021 | N/A | N/A |  |  |  | 12/31/2025 |  |  | N | No
AH1-148 | White Rock - Wayne 345 kV |  | IL | Ogle | Active | ComEd | 600 | 200 | 120 |  | Capacity | Generation Interconnection | Solar |  |  | N/A |  | In Progress |  |  |  |  | N/A |  | N/A |  |  | N/A | N/A |  | 8/26/2021 | N/A | N/A |  |  |  | 12/31/2025 |  |  | N | No
AH1-149 | Moselem-Saint Peters Tap 69 kV |  | PA | Berks | Withdrawn | ME | 8.375 | 8.375 | 4.2 |  | Capacity | Generation Interconnection | Solar |  |  | N/A |  | Withdrawn |  |  |  |  | N/A |  | N/A |  |  | N/A | N/A |  | 8/28/2021 | N/A | N/A |  | 12/18/2024 |  | 9/19/2022 |  |  | N | No
AH1-150 | Nelson-Electric Junction 345 kV |  | IL | Lee | Active | ComEd | 1000 | 200 | 120 |  | Capacity | Generation Interconnection | Solar |  |  | N/A |  | In Progress |  |  |  |  | N/A |  | N/A |  |  | N/A | N/A |  | 8/28/2021 | N/A | N/A |  |  |  | 12/31/2025 |  |  | N | No
AH1-151 | Nelson-Electric Junction 345 kV |  | IL | Lee | Active | ComEd | 1200 | 200 | 120 |  | Capacity | Generation Interconnection | Solar |  |  | N/A |  | In Progress |  |  |  |  | N/A |  | N/A |  |  | N/A | N/A |  | 8/27/2021 | N/A | N/A |  |  |  | 12/31/2025 |  |  | N | No
AH1-152 | Dumont 345 kV |  | IN | St. Joseph | Active | AEP | 150 | 0 | 30 |  | Capacity | Generation Interconnection | Storage |  |  | N/A |  | In Progress |  |  |  |  | N/A |  | N/A |  |  | N/A | N/A |  | 8/27/2021 | N/A | N/A |  |  |  | 12/31/2025 |  |  | N | No
AH1-153 | Dumont 345 kV |  | IN | St. Joseph | Active | AEP | 300 | 150 | 90 |  | Capacity | Generation Interconnection | Solar |  |  | N/A |  | In Progress |  |  |  |  | N/A |  | N/A |  |  | N/A | N/A |  | 8/27/2021 | N/A | N/A |  |  |  | 12/31/2025 |  |  | N | No
AH1-154 | Dumont 345 kV |  | IN | St. Joseph | Active | AEP | 300 | 0 | 30 |  | Capacity | Generation Interconnection | Storage |  |  | N/A |  | In Progress |  |  |  |  | N/A |  | N/A |  |  | N/A | N/A |  | 8/27/2021 | N/A | N/A |  |  |  | 12/31/2025 |  |  | N | No
AH1-154A | Mount Rock12 kV II |  | PA | Snyder | Withdrawn | PPL | 5 | 5 | 3 |  | Capacity | Generation Interconnection | Solar |  |  | N/A |  | Withdrawn |  |  |  |  | N/A |  | N/A |  |  | N/A | N/A |  | 8/27/2021 | N/A | N/A |  | 2/14/2022 |  | 12/31/2022 |  |  | N | No
AH1-154B | Hughesville 12 kV |  | PA | Lycoming | Withdrawn | PPL | 5 | 5 | 3 |  | Capacity | Generation Interconnection | Solar |  |  | N/A |  | Withdrawn |  |  |  |  | N/A |  | N/A |  |  | N/A | N/A |  | 8/27/2021 | N/A | N/A |  | 2/14/2022 |  | 12/31/2022 |  |  | N | No
AH1-156 | Cane Ridge 69 kV |  | KY | Bourbon | Withdrawn | EKPC | 40 | 40 | 25.4 |  | Capacity | Generation Interconnection | Solar |  |  | N/A |  | Withdrawn |  |  |  |  | N/A |  | N/A |  |  | N/A | N/A |  | 8/30/2021 | N/A | N/A |  | 12/18/2024 |  | 6/30/2026 |  |  | N | No
AH1-157 | Penniman - Waller 230 kV |  | VA | York | Active | Dominion | 100 | 100 | 100 |  | Capacity | Generation Interconnection | Storage |  |  | N/A |  | In Progress |  |  |  |  | N/A |  | N/A |  |  | N/A | N/A |  | 8/31/2021 | N/A | N/A |  |  |  | 1/1/2025 |  |  | N | No
AH1-158 | Eclipse-Piney 115 kV III |  | PA | Venango | Active | PENELEC | 80 | 0 | 30 |  | Capacity | Generation Interconnection | Storage |  |  | N/A |  | In Progress |  |  |  |  | N/A |  | N/A |  |  | N/A | N/A |  | 9/1/2021 | N/A | N/A |  |  |  | 8/31/2023 |  |  | N | No
AH1-159 | Conneaut-Conneaut Tap 69 kV |  | PA | Crawford | Active | ATSI | 20 | 20 | 13.9 |  | Capacity | Generation Interconnection | Solar |  |  | N/A |  | In Progress |  |  |  |  | N/A |  | N/A |  |  | N/A | N/A |  | 8/30/2021 | N/A | N/A |  |  |  | 11/1/2023 |  |  | N | No
AH1-160 | Tower Hill 34.5 kV |  | PA | Tioga | Withdrawn | PENELEC | 20 | 20 | 13.3 |  | Capacity | Generation Interconnection | Solar |  |  | N/A |  | Withdrawn |  |  |  |  | N/A |  | N/A |  |  | N/A | N/A |  | 8/31/2021 | N/A | N/A |  | 3/28/2025 |  | 11/1/2023 |  |  | N | No
AH1-161 | Canal 69 kV |  | PA | Mercer | Withdrawn | ATSI | 20 | 20 | 13.6 |  | Capacity | Generation Interconnection | Solar |  |  | N/A |  | Withdrawn |  |  |  |  | N/A |  | N/A |  |  | N/A | N/A |  | 8/30/2021 | N/A | N/A |  | 12/18/2024 |  | 11/1/2023 |  |  | N | No
AH1-162 | Curryville-RKB-Yellow Creek 23 kV |  | PA | Bedford | Active | PENELEC | 16 | 16 | 11 |  | Capacity | Generation Interconnection | Solar |  |  | N/A |  | In Progress |  |  |  |  | N/A |  | N/A |  |  | N/A | N/A |  | 8/31/2021 | N/A | N/A |  |  |  | 11/1/2023 |  |  | N | No
AH1-163 | Millersburg 69 kV |  | KY | N/A | Withdrawn | EKPC | 100 | 100 | 60 |  | Capacity | Generation Interconnection | Solar |  |  | N/A |  | Withdrawn |  |  |  |  | N/A |  | N/A |  |  | N/A | N/A |  | 9/1/2021 | N/A | N/A |  | 1/28/2025 |  | 7/31/2025 |  |  | N | No
AH1-164 | Oak Level - Tank Hill 138 kV |  | VA | Franklin | Active | AEP | 35 | 35 | 21 |  | Capacity | Generation Interconnection | Solar |  |  | N/A |  | In Progress |  |  |  |  | N/A |  | N/A |  |  | N/A | N/A |  | 8/31/2021 | N/A | N/A |  |  |  | 12/20/2024 |  |  | N | No
AH1-165 | Will County 138 kV |  | IL | Will | Active | ComEd | 72 | 72 | 0 |  | Energy | Generation Interconnection | Storage |  |  | N/A |  | In Progress |  |  |  |  | N/A |  | N/A |  |  | N/A | N/A |  | 8/31/2021 | N/A | N/A |  |  |  | 6/1/2025 |  |  | N | No
AH1-166 | Carson – Suffolk 500 kV |  | VA | Sussex | Withdrawn | Dominion | 800 | 0 | 320 |  | Capacity | Generation Interconnection | Storage |  |  | N/A |  | Withdrawn |  |  |  |  | N/A |  | N/A |  |  | N/A | N/A |  | 9/1/2021 | N/A | N/A |  | 10/12/2021 |  | 12/1/2024 |  |  | N | No
AH1-167 | Pinewood - St Johns 115 kV |  | VA | Caroline | Withdrawn | Dominion | 80 | 80 | 51.6 |  | Capacity | Generation Interconnection | Solar |  |  | N/A |  | Withdrawn |  |  |  |  | N/A |  | N/A |  |  | N/A | N/A |  | 8/27/2021 | N/A | N/A |  | 12/18/2024 |  | 6/1/2026 |  |  | N | No
AH1-168 | Pinewood - St Johns 115 kV II |  | VA | Caroline | Withdrawn | Dominion | 120 | 40 | 25.4 |  | Capacity | Generation Interconnection | Solar |  |  | N/A |  | Withdrawn |  |  |  |  | N/A |  | N/A |  |  | N/A | N/A |  | 8/27/2021 | N/A | N/A |  | 12/18/2024 |  | 6/1/2026 |  |  | N | No
AH1-169 | Greenbush 69kV |  | VA | Accomack | Withdrawn | ODEC | 20 | 20 | 12 |  | Capacity | Generation Interconnection | Solar |  |  | N/A |  | Withdrawn |  |  |  |  | N/A |  | N/A |  |  | N/A | N/A |  | 8/27/2021 | N/A | N/A |  | 12/18/2024 |  | 12/20/2024 |  |  | N | No
AH1-170 | Columbia DP 115kV |  | VA | Goochland | Active | Dominion | 20 | 20 | 12 |  | Capacity | Generation Interconnection | Solar |  |  | N/A |  | Withdrawn |  |  |  |  | N/A |  | N/A |  |  | N/A | N/A |  | 8/27/2021 | N/A | N/A |  |  |  | 12/20/2024 |  |  | N | No
AH1-171 | Columbia DP 115kV |  | VA | Goochland | Withdrawn | Dominion | 20 | 20 | 12 |  | Capacity | Generation Interconnection | Solar |  |  | N/A |  | Withdrawn |  |  |  |  | N/A |  | N/A |  |  | N/A | N/A |  | 8/27/2021 | N/A | N/A |  | 12/18/2024 |  | 12/20/2024 |  |  | N | No
AH1-172 | Wolf Glade 34.5 kV |  | VA | Carroll | Withdrawn | AEP | 20 | 20 | 12 |  | Capacity | Generation Interconnection | Solar |  |  | N/A |  | Withdrawn |  |  |  |  | N/A |  | N/A |  |  | N/A | N/A |  | 8/31/2021 | N/A | N/A |  | 12/18/2024 |  | 12/31/2022 |  |  | N | No
AH1-173 | Buckhorn 34.5 kV |  | VA | Tazewell | Withdrawn | AEP | 16.65 | 16.65 | 9.99 |  | Capacity | Generation Interconnection | Solar |  |  | N/A |  | Withdrawn |  |  |  |  | N/A |  | N/A |  |  | N/A | N/A |  | 8/31/2021 | N/A | N/A |  | 8/18/2023 |  | 12/31/2022 |  |  | N | No
AH1-174 | Westlake 34.5 kV |  | VA | Franklin | Withdrawn | AEP | 20 | 20 | 12 |  | Capacity | Generation Interconnection | Solar |  |  | N/A |  | Withdrawn |  |  |  |  | N/A |  | N/A |  |  | N/A | N/A |  | 8/31/2021 | N/A | N/A |  | 12/18/2024 |  | 12/31/2022 |  |  | N | No
AH1-175 | Sheffield 34.5 kV |  | VA | Henry | Withdrawn | AEP | 20 | 20 | 12 |  | Capacity | Generation Interconnection | Solar |  |  | N/A |  | Withdrawn |  |  |  |  | N/A |  | N/A |  |  | N/A | N/A |  | 8/31/2021 | N/A | N/A |  | 12/18/2024 |  | 12/31/2022 |  |  | N | No
AH1-176 | Ridgeway 34.5 kV |  | VA | Henry | Withdrawn | AEP | 18.8 | 18.8 | 11.28 |  | Capacity | Generation Interconnection | Solar |  |  | N/A |  | Withdrawn |  |  |  |  | N/A |  | N/A |  |  | N/A | N/A |  | 8/31/2021 | N/A | N/A |  | 12/18/2024 |  | 12/31/2022 |  |  | N | No
AH1-177 | Willis Gap 34.5 kV |  | VA | Carroll | Withdrawn | AEP | 10 | 10 | 6 |  | Capacity | Generation Interconnection | Solar |  |  | N/A |  | Withdrawn |  |  |  |  | N/A |  | N/A |  |  | N/A | N/A |  | 9/1/2021 | N/A | N/A |  | 3/2/2023 |  | 12/31/2022 |  |  | N | No
AH1-178 | Remington - Morrisville 34.5 kV |  | VA | Fauquier | Withdrawn | Dominion | 20 | 20 | 12 |  | Capacity | Generation Interconnection | Solar |  |  | N/A |  | Withdrawn |  |  |  |  | N/A |  | N/A |  |  | N/A | N/A |  | 8/31/2021 | N/A | N/A |  | 12/18/2024 |  | 12/31/2022 |  |  | N | No
AH1-179 | Edinburg - Woodstock DP 34.5 kV |  | VA | Shenandoah | Withdrawn | Dominion | 20 | 20 | 12 |  | Capacity | Generation Interconnection | Solar |  |  | N/A |  | Withdrawn |  |  |  |  | N/A |  | N/A |  |  | N/A | N/A |  | 8/31/2021 | N/A | N/A |  | 4/9/2025 |  | 12/31/2022 |  |  | N | No
AH1-180 | Westlake 34.5 kV |  | VA | Franklin | Withdrawn | AEP | 9 | 9 | 5.4 |  | Capacity | Generation Interconnection | Solar |  |  | N/A |  | Withdrawn |  |  |  |  | N/A |  | N/A |  |  | N/A | N/A |  | 8/31/2021 | N/A | N/A |  | 12/18/2024 |  | 12/31/2022 |  |  | N | No
AH1-181 | Stuart 34.5 |  | VA | Patrick | Withdrawn | AEP | 12 | 12 | 7.2 |  | Capacity | Generation Interconnection | Solar |  |  | N/A |  | Withdrawn |  |  |  |  | N/A |  | N/A |  |  | N/A | N/A |  | 8/31/2021 | N/A | N/A |  | 9/5/2024 |  | 12/31/2022 |  |  | N | No
AH1-182 | Peak Creek 34.5 |  | VA | Pulaski | Withdrawn | AEP | 11.45 | 11.45 | 6.87 |  | Capacity | Generation Interconnection | Solar |  |  | N/A |  | Withdrawn |  |  |  |  | N/A |  | N/A |  |  | N/A | N/A |  | 8/31/2021 | N/A | N/A |  | 12/18/2024 |  | 12/31/2022 |  |  | N | No
AH1-183 | Remington - Elm 34.5 kV |  | VA | Fauquier | Withdrawn | Dominion | 12 | 12 | 7.2 |  | Capacity | Generation Interconnection | Solar |  |  | N/A |  | Withdrawn |  |  |  |  | N/A |  | N/A |  |  | N/A | N/A |  | 9/1/2021 | N/A | N/A |  | 8/15/2023 |  | 12/31/2022 |  |  | N | No
AH1-184 | Powhatan - Powhatan DP 24.94 kV |  | VA | Powhatan | Withdrawn | Dominion | 5 | 5 | 3 |  | Capacity | Generation Interconnection | Solar |  |  | N/A |  | Withdrawn |  |  |  |  | N/A |  | N/A |  |  | N/A | N/A |  | 8/31/2021 | N/A | N/A |  | 12/18/2024 |  | 12/31/2022 |  |  | N | No
AH1-185 | Benn's Church - Smithfield 34.5 kV |  | VA | Isle of Wight | Withdrawn | Dominion | 20 | 20 | 12 |  | Capacity | Generation Interconnection | Solar |  |  | N/A |  | Withdrawn |  |  |  |  | N/A |  | N/A |  |  | N/A | N/A |  | 8/31/2021 | N/A | N/A |  | 2/25/2025 |  | 12/31/2022 |  |  | N | No
AH1-186 | Maysville-Sharon 69 kV II |  | PA | Mercer | Withdrawn | ATSI | 19.9 | 0 | 6.4 |  | Capacity | Generation Interconnection | Storage |  |  | N/A |  | Withdrawn |  |  |  |  | N/A |  | N/A |  |  | N/A | N/A |  | 9/1/2021 | N/A | N/A |  | 12/18/2024 |  | 10/18/2024 |  |  | N | No
AH1-187 | Andover (Maysville) 69 kV III |  | PA | Crawford | Withdrawn | ATSI | 17.9 | 0 | 5.6 |  | Capacity | Generation Interconnection | Storage |  |  | N/A |  | Withdrawn |  |  |  |  | N/A |  | N/A |  |  | N/A | N/A |  | 8/31/2021 | N/A | N/A |  | 10/8/2021 |  | 10/18/2024 |  |  | N | No
AH1-188 | Pigeon Creek 138 kV |  | WV | Mingo | Active | AEP | 140 | 140 | 84 |  | Capacity | Generation Interconnection | Solar |  |  | N/A |  | In Progress |  |  |  |  | N/A |  | N/A |  |  | N/A | N/A |  | 8/31/2021 | N/A | N/A |  |  |  | 6/1/2025 |  |  | N | No
AH1-189 | Hopkins 138 kV |  | WV | N/A | Active | AEP | 140 | 140 | 84 |  | Capacity | Generation Interconnection | Solar |  |  | N/A |  | In Progress |  |  |  |  | N/A |  | N/A |  |  | N/A | N/A |  | 8/31/2021 | N/A | N/A |  |  |  | 6/1/2025 |  |  | N | No
AH1-190 | Waukegan 138 kV |  | IL | Lake | Withdrawn | ComEd | 80 | 80 | 10 |  | Capacity | Generation Interconnection | Storage |  |  | N/A |  | Withdrawn |  |  |  |  | N/A |  | N/A |  |  | N/A | N/A |  | 9/1/2021 | N/A | N/A |  | 12/18/2024 |  | 6/1/2025 |  |  | N | No
AH1-191 | Powerton 138 kV |  | IL | Tazewell | Withdrawn | ComEd | 20.9 | 20.9 | 12.065 |  | Capacity | Generation Interconnection | Solar; Storage |  |  | N/A |  | Withdrawn |  |  |  |  | N/A |  | N/A |  |  | N/A | N/A |  | 9/1/2021 | N/A | N/A |  | 12/18/2024 |  | 6/1/2025 |  |  | N | No
AH1-192 | Sunbury-Columbia 69kV |  | PA | Northumberland | Withdrawn | PPL | 5 | 5 | 3.3 |  | Capacity | Generation Interconnection | Solar |  |  | N/A |  | Withdrawn |  |  |  |  | N/A |  | N/A |  |  | N/A | N/A |  | 9/1/2021 | N/A | N/A |  | 3/14/2022 |  | 9/1/2023 |  |  | N | No
AH1-193 | Sunbury-Danville 69 kV |  | PA | Northumberland | Withdrawn | PPL | 5 | 5 | 2.6 |  | Capacity | Generation Interconnection | Solar |  |  | N/A |  | Withdrawn |  |  |  |  | N/A |  | N/A |  |  | N/A | N/A |  | 9/1/2021 | N/A | N/A |  | 3/14/2022 |  | 9/1/2023 |  |  | N | No
AH1-194 | Warfordsburg – Hancock 34.5 kV |  | PA | Fulton | Withdrawn | APS | 5 | 5 | 2.6 |  | Capacity | Generation Interconnection | Solar |  |  | N/A |  | In Progress |  |  |  |  | N/A |  | N/A |  |  | N/A | N/A |  | 9/1/2021 | N/A | N/A |  | 3/14/2022 |  | 9/1/2023 |  |  | N | No
AH1-195 | Mechanicsburg - Darby 138 kV |  | OH | Champaign | Withdrawn | Dayton | 50 | 50 | 30 |  | Capacity | Generation Interconnection | Solar |  |  | N/A |  | Withdrawn |  |  |  |  | N/A |  | N/A |  |  | N/A | N/A |  | 9/2/2021 | N/A | N/A |  | 8/8/2022 |  | 9/1/2024 |  |  | N | No
AH1-196 | Prairie 345 kV |  | IL | McHenry | Active | ComEd | 150 | 150 | 90 |  | Capacity | Generation Interconnection | Solar |  |  | N/A |  | In Progress |  |  |  |  | N/A |  | N/A |  |  | N/A | N/A |  | 9/2/2021 | N/A | N/A |  |  |  | 12/15/2026 |  |  | N | No
AH1-197 | Occoquan 230kV |  | VA | Fairfax | Withdrawn | Dominion | 98 | 0 | 7.1 |  | Capacity | Generation Interconnection | Biomass |  |  | N/A |  | Withdrawn |  |  |  |  | N/A |  | N/A |  |  | N/A | N/A |  | 9/1/2021 | N/A | N/A |  | 3/14/2025 |  | 8/20/2021 |  |  | N | No
AH1-198 | Marysville - Sorenson 765 kV |  | OH | Logan | Withdrawn | AEP | 1355 | 55 | 33 |  | Capacity | Generation Interconnection | Solar |  |  | N/A |  | Withdrawn |  |  |  |  | N/A |  | N/A |  |  | N/A | N/A |  | 9/1/2021 | N/A | N/A |  | 12/18/2024 |  | 12/31/2023 |  |  | N | No
AH1-199 | Loretto 345 kV |  | IL | Livingston | Withdrawn | ComEd | 100 | 100 | 60 |  | Capacity | Generation Interconnection | Solar |  |  | N/A |  | Withdrawn |  |  |  |  | N/A |  | N/A |  |  | N/A | N/A |  | 9/3/2021 | N/A | N/A |  | 12/18/2024 |  | 12/31/2025 |  |  | N | No
AH1-200 | Compressor 605 69kV |  | PA | Wyoming | Withdrawn | PPL | 12 | 12 | 0 |  | Energy | Generation Interconnection | Solar |  |  | N/A |  | Withdrawn |  |  |  |  | N/A |  | N/A |  |  | N/A | N/A |  | 9/4/2021 | N/A | N/A |  | 10/6/2023 |  | 12/31/2023 |  |  | N | No
AH1-201 | Allegheny-New Baltimore 115kV |  | PA | Somerset | Active | PENELEC | 40 | 40 | 24 |  | Capacity | Generation Interconnection | Solar |  |  | N/A |  | In Progress |  |  |  |  | N/A |  | N/A |  |  | N/A | N/A |  | 9/3/2021 | N/A | N/A |  |  |  | 8/31/2023 |  |  | N | No
AH1-202 | New Baltimore 115 kV II (Mountain Ridge Solar) |  | PA | Somerset | Withdrawn | PENELEC | 120 | 40 | 24 |  | Capacity | Generation Interconnection | Solar |  |  | N/A |  | Withdrawn |  |  |  |  | N/A |  | N/A |  |  | N/A | N/A |  | 9/4/2021 | N/A | N/A |  | 12/18/2024 |  | 8/31/2023 |  |  | N | No
AH1-203 | Allegheny-Somerset 115 kV |  | PA | Somerset | Active | PENELEC | 70 | 70 | 42 |  | Capacity | Generation Interconnection | Solar |  |  | N/A |  | In Progress |  |  |  |  | N/A |  | N/A |  |  | N/A | N/A |  | 9/3/2021 | N/A | N/A |  |  |  | 8/31/2023 |  |  | N | No
AH1-204 | Allegheny-Somerset 115 kV II |  | PA | Somerset | Withdrawn | PENELEC | 90 | 20 | 12 |  | Capacity | Generation Interconnection | Solar |  |  | N/A |  | Withdrawn |  |  |  |  | N/A |  | N/A |  |  | N/A | N/A |  | 9/4/2021 | N/A | N/A |  | 12/18/2024 |  | 8/31/2023 |  |  | N | No
AH1-205 | Allegheny-New Baltimore 115kV |  | PA | Somerset | Active | PENELEC | 40 | 0 | 16 |  | Capacity | Generation Interconnection | Storage |  |  | N/A |  | In Progress |  |  |  |  | N/A |  | N/A |  |  | N/A | N/A |  | 9/3/2021 | N/A | N/A |  |  |  | 8/31/2023 |  |  | N | No
AH1-206 | Bethelboro 138 kV |  | PA | Fayette | Active | APS | 60 | 60 | 60 |  | Capacity | Generation Interconnection | Storage |  |  | N/A |  | In Progress |  |  |  |  | N/A |  | N/A |  |  | N/A | N/A |  | 9/8/2021 | N/A | N/A |  |  |  | 12/31/2024 |  |  | N | No
AH1-207 | Bethelboro 25 kV-1 |  | PA | Fayette | Withdrawn | APS | 12 | 12 | 7.2 |  | Capacity | Generation Interconnection | Solar |  |  | N/A |  | Withdrawn |  |  |  |  | N/A |  | N/A |  |  | N/A | N/A |  | 9/8/2021 | N/A | N/A |  | 12/18/2024 |  | 12/31/2024 |  |  | N | No
AH1-208 | Bethelboro 25 kV-2 |  | PA | Fayette | Withdrawn | APS | 12 | 12 | 7.2 |  | Capacity | Generation Interconnection | Solar |  |  | N/A |  | Withdrawn |  |  |  |  | N/A |  | N/A |  |  | N/A | N/A |  | 9/8/2021 | N/A | N/A |  | 12/18/2024 |  | 12/31/2024 |  |  | N | No
AH1-209 | Bethelboro 25 kV-3 |  | PA | Fayette | Withdrawn | APS | 12 | 12 | 7.2 |  | Capacity | Generation Interconnection | Solar |  |  | N/A |  | Withdrawn |  |  |  |  | N/A |  | N/A |  |  | N/A | N/A |  | 9/8/2021 | N/A | N/A |  | 12/18/2024 |  | 12/31/2024 |  |  | N | No
AH1-210 | Bethelboro 25 kV-4 |  | PA | Fayette | Withdrawn | APS | 12 | 12 | 7.2 |  | Capacity | Generation Interconnection | Solar |  |  | N/A |  | Withdrawn |  |  |  |  | N/A |  | N/A |  |  | N/A | N/A |  | 9/8/2021 | N/A | N/A |  | 12/18/2024 |  | 12/31/2024 |  |  | N | No
AH1-211 | Bethelboro 25 kV-5 |  | PA | Fayette | Withdrawn | APS | 12 | 12 | 7.2 |  | Capacity | Generation Interconnection | Solar |  |  | N/A |  | Withdrawn |  |  |  |  | N/A |  | N/A |  |  | N/A | N/A |  | 9/8/2021 | N/A | N/A |  | 12/18/2024 |  | 12/31/2024 |  |  | N | No
AH1-212 | Bethlehem - Lilly 46 kV |  | PA | Cambria | Active | PENELEC | 20 | 20 | 12 |  | Capacity | Generation Interconnection | Solar |  |  | N/A |  | In Progress |  |  |  |  | N/A |  | N/A |  |  | N/A | N/A |  | 9/7/2021 | N/A | N/A |  |  |  | 12/31/2022 |  |  | N | No
AH1-213 | James River 115 kV |  | VA | Fluvanna | Withdrawn | Dominion | 52.5 | 52.5 | 31.5 |  | Capacity | Generation Interconnection | Solar; Storage |  |  | N/A |  | Withdrawn |  |  |  |  | N/A |  | N/A |  |  | N/A | N/A |  | 9/9/2021 | N/A | N/A |  | 4/1/2024 |  | 2/1/2025 |  |  | N | No
AH1-214 | Red House DP 115 kV |  | VA | Campbell | Withdrawn | Dominion | 44.1 | 44.1 | 26.4 |  | Capacity | Generation Interconnection | Solar; Storage |  |  | N/A |  | Withdrawn |  |  |  |  | N/A |  | N/A |  |  | N/A | N/A |  | 9/9/2021 | N/A | N/A |  | 6/21/2024 |  | 2/1/2025 |  |  | N | No
AH1-215 | Central VA-Twitty 115 kV |  | VA | Charlotte | Active | Dominion | 31.5 | 31.5 | 18.9 |  | Capacity | Generation Interconnection | Solar; Storage |  |  | N/A |  | Withdrawn |  |  |  |  | N/A |  | N/A |  |  | N/A | N/A |  | 9/9/2021 | N/A | N/A |  |  |  | 2/1/2025 |  |  | N | No
AH1-216 | Smithfield-Surry 230 kV |  | VA | Isle of Wight | Active | Dominion | 99 | 99 | 79.2 |  | Capacity | Generation Interconnection | Solar; Storage |  |  | N/A |  | In Progress |  |  |  |  | N/A |  | N/A |  |  | N/A | N/A |  | 9/8/2021 | N/A | N/A |  |  |  | 2/1/2025 |  |  | N | No
AH1-217 | Kidds Store - Fork Union 115 kV II |  | VA | Fluvanna | Active | Dominion | 57 | 57 | 34.2 |  | Capacity | Generation Interconnection | Solar |  |  | N/A |  | In Progress |  |  |  |  | N/A |  | N/A |  |  | N/A | N/A |  | 9/9/2021 | N/A | N/A |  |  |  | 2/1/2025 |  |  | N | No
AH1-218 | Garner DP 115 kV |  | VA | Northumberland | Withdrawn | Dominion | 30 | 30 | 18 |  | Capacity | Generation Interconnection | Solar |  |  | N/A |  | Withdrawn |  |  |  |  | N/A |  | N/A |  |  | N/A | N/A |  | 9/9/2021 | N/A | N/A |  | 10/18/2023 |  | 2/1/2025 |  |  | N | No
AH1-219 | Blue Jacket 138 kV |  | OH | Logan | Withdrawn | Dayton | 39.9 | 39.9 | 23.9 |  | Capacity | Generation Interconnection | Solar; Storage |  |  | N/A |  | Withdrawn |  |  |  |  | N/A |  | N/A |  |  | N/A | N/A |  | 9/8/2021 | N/A | N/A |  | 4/8/2024 |  | 2/1/2025 |  |  | N | No
AH1-220 | Remington CT 230 kV |  | VA | Fauquier | Active | Dominion | 100 | 0 | 60 |  | Capacity | Generation Interconnection | Storage |  |  | N/A |  | In Progress |  |  |  |  | N/A |  | N/A |  |  | N/A | N/A |  | 9/8/2021 | N/A | N/A |  |  |  | 12/1/2023 |  |  | N | No
AH1-221 | Heritage 500 kV |  | VA | Brunswick | Active | Dominion | 75 | 0 | 45 |  | Capacity | Generation Interconnection | Storage |  |  | N/A |  | In Progress |  |  |  |  | N/A |  | N/A |  |  | N/A | N/A |  | 9/8/2021 | N/A | N/A |  |  |  | 12/1/2023 |  |  | N | No
AH1-222 | Ladysmith CT 230 kV |  | VA | Caroline | Withdrawn | Dominion | 50 | 0 | 30 |  | Capacity | Generation Interconnection | Storage |  |  | N/A |  | Withdrawn |  |  |  |  | N/A |  | N/A |  |  | N/A | N/A |  | 9/8/2021 | N/A | N/A |  | 4/29/2025 |  | 12/1/2023 |  |  | N | No
AH1-223 | Poland Rd-Runway DP 230 kV |  | VA | Loudoun | Active | Dominion | 150 | 0 | 20 |  | Capacity | Generation Interconnection | Storage |  |  | N/A |  | In Progress |  |  |  |  | N/A |  | N/A |  |  | N/A | N/A |  | 9/8/2021 | N/A | N/A |  |  |  | 12/1/2023 |  |  | N | No
AH1-224 | Willard 69 kV |  | OH | Huron | Withdrawn | AEP | 30 | 30 | 18 |  | Capacity | Generation Interconnection | Solar |  |  | N/A |  | Withdrawn |  |  |  |  | N/A |  | N/A |  |  | N/A | N/A |  | 9/9/2021 | N/A | N/A |  | 11/18/2022 |  | 8/31/2023 |  |  | N | No
AH1-225 | Wood Solar 69 kV |  | OH | Wayne | Withdrawn | AEP | 30 | 30 | 18 |  | Capacity | Generation Interconnection | Solar |  |  | N/A |  | Withdrawn |  |  |  |  | N/A |  | N/A |  |  | N/A | N/A |  | 9/8/2021 | N/A | N/A |  | 12/18/2024 |  | 8/31/2023 |  |  | N | No
AH1-226 | Clubhouse - Sapony 230 kV |  | VA | City of Emporia | Withdrawn | Dominion | 115 | 115 | 69 |  | Capacity | Generation Interconnection | Solar |  |  | N/A |  | Withdrawn |  |  |  |  | N/A |  | N/A |  |  | N/A | N/A |  | 9/8/2021 | N/A | N/A |  | 4/11/2025 |  | 12/1/2025 |  |  | N | No
AH1-227 | Flemming - Fremont 69 kV |  | VA | Wise | Active | AEP | 51.3 | 51.3 | 30.78 |  | Capacity | Generation Interconnection | Solar |  |  | N/A |  | In Progress |  |  |  |  | N/A |  | N/A |  |  | N/A | N/A |  | 9/8/2021 | N/A | N/A |  |  |  | 12/1/2025 |  |  | N | No
AH1-228 | Marsh Run 230kV |  | VA | Fauquier | Withdrawn | Dominion | 615 | 18 | 18 |  | Capacity | Generation Interconnection | Natural Gas |  |  | N/A |  | Withdrawn |  |  |  |  | N/A |  | N/A |  |  | N/A | N/A |  | 9/8/2021 | N/A | N/A |  | 12/18/2024 |  | 10/1/2024 |  |  | N | No
AH1-229 | Louisa 230kV |  | VA | Louisa | Withdrawn | Dominion | 564 | 6 | 6 |  | Capacity | Generation Interconnection | Natural Gas |  |  | N/A |  | Withdrawn |  |  |  |  | N/A |  | N/A |  |  | N/A | N/A |  | 9/8/2021 | N/A | N/A |  | 12/18/2024 |  | 4/1/2025 |  |  | N | No
AH1-230 | Sabinsville 34.5kV |  | PA | Tioga | Withdrawn | PENELEC | 20 | 20 | 12 |  | Capacity | Generation Interconnection | Solar |  |  | N/A |  | Withdrawn |  |  |  |  | N/A |  | N/A |  |  | N/A | N/A |  | 9/9/2021 | N/A | N/A |  | 12/18/2024 |  | 6/1/2025 |  |  | N | No
AH1-231 | Lanexa 230kV |  | VA | New Kent | Withdrawn | Dominion | 28.8 | 28.8 | 28.8 |  | Capacity | Generation Interconnection | Storage |  |  | N/A |  | Withdrawn |  |  |  |  | N/A |  | N/A |  |  | N/A | N/A |  | 9/8/2021 | N/A | N/A |  | 12/18/2024 |  | 12/31/2025 |  |  | N | No
AH1-232 | Wempletown 138 kV |  | IL | Winnebago | Withdrawn | ComEd | 175 | 175 | 105 |  | Capacity | Generation Interconnection | Solar |  |  | N/A |  | Withdrawn |  |  |  |  | N/A |  | N/A |  |  | N/A | N/A |  | 9/10/2021 | N/A | N/A |  | 12/18/2024 |  | 7/31/2025 |  |  | N | No
AH1-233 | Wempletown 138 kV |  | IL | Winnebago | Withdrawn | ComEd | 175 | 0 | 70 |  | Capacity | Generation Interconnection | Storage |  |  | N/A |  | Withdrawn |  |  |  |  | N/A |  | N/A |  |  | N/A | N/A |  | 9/10/2021 | N/A | N/A |  | 12/18/2024 |  | 7/31/2025 |  |  | N | No
AH1-234 | Wempletown 345 kV |  | IL | Winnebago | Active | ComEd | 224 | 224 | 29.12 |  | Capacity | Generation Interconnection | Solar |  |  | N/A |  | In Progress |  |  |  |  | N/A |  | N/A |  |  | N/A | N/A |  | 9/10/2021 | N/A | N/A |  |  |  | 11/21/2025 |  |  | N | No
AH1-235 | Kilgore Compressor Facility 138 kV |  | OH | Harrison | Withdrawn | AEP | 8 | 8 | 0 |  | Energy | Generation Interconnection | Solar |  |  | N/A |  | Withdrawn |  |  |  |  | N/A |  | N/A |  |  | N/A | N/A |  | 9/10/2021 | N/A | N/A |  | 12/18/2024 |  | 12/25/2023 |  |  | N | No
AH1-236 | Bane 69 kV |  | OH | Carroll | Withdrawn | AEP | 8 | 8 | 0 |  | Energy | Generation Interconnection | Solar |  |  | N/A |  | Withdrawn |  |  |  |  | N/A |  | N/A |  |  | N/A | N/A |  | 9/9/2021 | N/A | N/A |  | 12/18/2024 |  | 12/31/2023 |  |  | N | No
AH1-237 | Ladysmith- Elmont 230kV |  | VA | Caroline | Withdrawn | Dominion | 130 | 130 | 78 |  | Capacity | Generation Interconnection | Solar |  |  | N/A |  | Withdrawn |  |  |  |  | N/A |  | N/A |  |  | N/A | N/A |  | 9/9/2021 | N/A | N/A |  | 12/18/2024 |  | 12/31/2024 |  |  | N | No
AH1-238 | Ladysmith- Elmont 230kV |  | VA | Caroline | Withdrawn | Dominion | 180 | 50 | 50 |  | Capacity | Generation Interconnection | Storage |  |  | N/A |  | Withdrawn |  |  |  |  | N/A |  | N/A |  |  | N/A | N/A |  | 9/9/2021 | N/A | N/A |  | 12/18/2024 |  | 12/31/2024 |  |  | N | No
AH1-239 | Upchurch - Zula 69 kV |  | KY | Boone | Active | EKPC | 80 | 80 | 48 |  | Capacity | Generation Interconnection | Solar |  |  | N/A |  | In Progress |  |  |  |  | N/A |  | N/A |  |  | N/A | N/A |  | 9/9/2021 | N/A | N/A |  |  |  | 12/31/2024 |  |  | N | No
AH1-240 | Wayne County 161 kV |  | KY | Boone | Withdrawn | EKPC | 200 | 200 | 120 |  | Capacity | Generation Interconnection | Solar |  |  | N/A |  | Withdrawn |  |  |  |  | N/A |  | N/A |  |  | N/A | N/A |  | 9/9/2021 | N/A | N/A |  | 12/18/2024 |  | 12/31/2024 |  |  | N | No
AH1-241 | Cobbs Creek - James River Industrial 115kV |  | VA | Cumberland | Active | Dominion | 100 | 100 | 60 |  | Capacity | Generation Interconnection | Solar |  |  | N/A |  | In Progress |  |  |  |  | N/A |  | N/A |  |  | N/A | N/A |  | 9/9/2021 | N/A | N/A |  |  |  | 12/31/2024 |  |  | N | No
AH1-242 | New Bethlehem-Armstrong 138kV |  | PA | Clarion | Withdrawn | APS | 30 | 30 | 18 |  | Capacity | Generation Interconnection | Solar |  |  | N/A |  | Withdrawn |  |  |  |  | N/A |  | N/A |  |  | N/A | N/A |  | 9/9/2021 | N/A | N/A |  | 12/18/2024 |  | 12/31/2024 |  |  | N | No
AH1-243 | New Bethlehem – Armstrong 138kV |  | PA | Clarion | Withdrawn | APS | 60 | 30 | 18 |  | Capacity | Generation Interconnection | Solar |  |  | N/A |  | Withdrawn |  |  |  |  | N/A |  | N/A |  |  | N/A | N/A |  | 9/9/2021 | N/A | N/A |  | 12/18/2024 |  | 12/31/2024 |  |  | N | No
AH1-244 | Yukon-Bethelboro 138kV |  | PA | Fayette | Withdrawn | APS | 80 | 80 | 80 |  | Capacity | Generation Interconnection | Storage |  |  | N/A |  | Withdrawn |  |  |  |  | N/A |  | N/A |  |  | N/A | N/A |  | 9/9/2021 | N/A | N/A |  | 12/18/2024 |  | 12/31/2024 |  |  | N | No
AH1-245 | Yukon-Bethelboro 138kV |  | PA | Fayette | Withdrawn | APS | 160 | 80 | 80 |  | Capacity | Generation Interconnection | Storage |  |  | N/A |  | Withdrawn |  |  |  |  | N/A |  | N/A |  |  | N/A | N/A |  | 9/9/2021 | N/A | N/A |  | 12/18/2024 |  | 12/31/2024 |  |  | N | No
AH1-246 | Osterberg 115kV |  | PA | Bedford | Withdrawn | PENELEC | 80 | 80 | 48 |  | Capacity | Generation Interconnection | Solar |  |  | N/A |  | Withdrawn |  |  |  |  | N/A |  | N/A |  |  | N/A | N/A |  | 9/9/2021 | N/A | N/A |  | 12/18/2024 |  | 12/31/2024 |  |  | N | No
AH1-247 | Lardin - Lake Lynn 138kV |  | PA | Fayette | Active | APS | 40 | 40 | 24 |  | Capacity | Generation Interconnection | Solar |  |  | N/A |  | In Progress |  |  |  |  | N/A |  | N/A |  |  | N/A | N/A |  | 9/9/2021 | N/A | N/A |  |  |  | 12/31/2024 |  |  | N | No
AH1-248 | Lardin - Lake Lynn 138kV |  | PA | Fayette | Active | APS | 65 | 25 | 15 |  | Capacity | Generation Interconnection | Solar |  |  | N/A |  | In Progress |  |  |  |  | N/A |  | N/A |  |  | N/A | N/A |  | 9/9/2021 | N/A | N/A |  |  |  | 12/31/2024 |  |  | N | No
AH1-249 | Lardin – Lake Lynn 138kV |  | PA | Fayette | Active | APS | 145 | 80 | 80 |  | Capacity | Generation Interconnection | Storage |  |  | N/A |  | In Progress |  |  |  |  | N/A |  | N/A |  |  | N/A | N/A |  | 9/9/2021 | N/A | N/A |  |  |  | 12/31/2024 |  |  | N | No
AH1-250 | Todds Tavern- Spotsylvania/Goldsdale 115kV |  | VA | Spotsylvania | Withdrawn | Dominion | 60 | 60 | 36 |  | Capacity | Generation Interconnection | Solar |  |  | N/A |  | Withdrawn |  |  |  |  | N/A |  | N/A |  |  | N/A | N/A |  | 9/9/2021 | N/A | N/A |  | 3/3/2023 |  | 12/31/2024 |  |  | N | No
AH1-251 | Todds Tavern- Spotsylvania/Goldsdale 115kV |  | VA | Spotsylvania | Active | Dominion | 50 | 50 | 50 |  | Capacity | Generation Interconnection | Storage |  |  | N/A |  | In Progress |  |  |  |  | N/A |  | N/A |  |  | N/A | N/A |  | 9/9/2021 | N/A | N/A |  |  |  | 12/31/2024 |  |  | N | No
AH1-252 | Wharton - Sundial 138 kV |  | WV | Barbour | Withdrawn | AEP | 100 | 100 | 100 |  | Capacity | Generation Interconnection | Storage |  |  | N/A |  | Withdrawn |  |  |  |  | N/A |  | N/A |  |  | N/A | N/A |  | 9/9/2021 | N/A | N/A |  | 12/18/2024 |  | 12/31/2024 |  |  | N | No
AH1-253 | Price 69kV |  | MD | Queen Anne's | Withdrawn | DPL | 15.5 | 15.5 | 9.3 |  | Capacity | Generation Interconnection | Solar |  |  | N/A |  | Withdrawn |  |  |  |  | N/A |  | N/A |  |  | N/A | N/A |  | 9/9/2021 | N/A | N/A |  | 12/18/2024 |  | 10/1/2024 |  |  | N | No
AH1-254 | Greenland Gap 500 kV II |  | WV | Barbour | Active | APS | 171.4 | 171.4 | 36.538 |  | Capacity | Generation Interconnection | Wind |  |  | N/A |  | In Progress |  |  |  |  | N/A |  | N/A |  |  | N/A | N/A |  | 9/10/2021 | N/A | N/A |  |  |  | 7/31/2025 |  |  | N | No
AH1-255 | Greenland Gap III |  | WV | Grant | Active | APS | 240 | 240 | 240 |  | Capacity | Generation Interconnection | Storage |  |  | N/A |  | In Progress |  |  |  |  | N/A |  | N/A |  |  | N/A | N/A |  | 9/9/2021 | N/A | N/A |  |  |  | 7/31/2025 |  |  | N | No
AH1-256 | Greeland Gap 500 kV IV |  | WV | Grant | Withdrawn | APS | 951.6 | 240 | 240 |  | Capacity | Generation Interconnection | Storage |  |  | N/A |  | Withdrawn |  |  |  |  | N/A |  | N/A |  |  | N/A | N/A |  | 9/9/2021 | N/A | N/A |  | 12/18/2024 |  | 7/31/2025 |  |  | N | No
AH1-257 | Broadway - Washington 34.5 kV |  | NJ | Warren | Active | JCPL | 19.25 | 19.25 | 8.085 |  | Capacity | Generation Interconnection | Solar |  |  | N/A |  | In Progress |  |  |  |  | N/A |  | N/A |  |  | N/A | N/A |  | 9/9/2021 | N/A | N/A |  |  |  | 12/23/2022 |  |  | N | No
AH1-258 | Belford - Keansburg 34.5 kV |  | NJ | Monmouth | Active | JCPL | 19.25 | 19.25 | 8.085 |  | Capacity | Generation Interconnection | Solar |  |  | N/A |  | In Progress |  |  |  |  | N/A |  | N/A |  |  | N/A | N/A |  | 9/10/2021 | N/A | N/A |  |  |  | 12/23/2022 |  |  | N | No
AH1-259 | Chesterfield- Centralia 115kV |  | VA | Chesterfield | Withdrawn | Dominion | 35 | 35 | 35 |  | Capacity | Generation Interconnection | Storage |  |  | N/A |  | Withdrawn |  |  |  |  | N/A |  | N/A |  |  | N/A | N/A |  | 9/9/2021 | N/A | N/A |  | 12/18/2024 |  | 12/31/2025 |  |  | N | No
AH1-260 | New Freedom - Monroe 230 kV |  | NJ | Camden | Active | AEC | 300 | 300 | 300 |  | Capacity | Generation Interconnection | Storage |  |  | N/A |  | In Progress |  |  |  |  | N/A |  | N/A |  |  | N/A | N/A |  | 9/10/2021 | N/A | N/A |  |  |  | 6/30/2025 |  |  | N | No
AH1-261 | Northeast - Riverside 230 kV |  | MD | Baltimore County | Active | BGE | 135 | 135 | 135 |  | Capacity | Generation Interconnection | Storage |  |  | N/A |  | In Progress |  |  |  |  | N/A |  | N/A |  |  | N/A | N/A |  | 9/10/2021 | N/A | N/A |  |  |  | 6/30/2025 |  |  | N | No
AH1-262 | Deep Creek 115 kV |  | VA | City of Chesapeake | Withdrawn | Dominion | 100 | 0 | 60 |  | Capacity | Generation Interconnection | Storage |  |  | N/A |  | Withdrawn |  |  |  |  | N/A |  | N/A |  |  | N/A | N/A |  | 9/9/2021 | N/A | N/A |  | 12/18/2024 |  | 11/30/2023 |  |  | N | No
AH1-263 | Chancellor 115 kV |  | VA | Spotsylvania | Active | Dominion | 200 | 200 | 200 |  | Capacity | Generation Interconnection | Storage |  |  | N/A |  | In Progress |  |  |  |  | N/A |  | N/A |  |  | N/A | N/A |  | 9/9/2021 | N/A | N/A |  |  |  | 6/30/2025 |  |  | N | No
AH1-264 | Suffolk- Sunbury 230kV |  | VA | City of Suffolk | Withdrawn | Dominion | 50 | 50 | 50 |  | Capacity | Generation Interconnection | Storage |  |  | N/A |  | Withdrawn |  |  |  |  | N/A |  | N/A |  |  | N/A | N/A |  | 9/9/2021 | N/A | N/A |  | 12/18/2024 |  | 12/31/2025 |  |  | N | No
AH1-265 | Winslow - Monroe 69kV |  | NJ | Camden | Active | AEC | 29.4 | 29.4 | 12.35 |  | Capacity | Generation Interconnection | Solar |  |  | N/A |  | In Progress |  |  |  |  | N/A |  | N/A |  |  | N/A | N/A |  | 9/10/2021 | N/A | N/A |  |  |  | 12/23/2022 |  |  | N | No
AH1-266 | Clubhouse – Lakeview 230 kV |  | VA | Greensville | Withdrawn | Dominion | 100 | 100 | 60 |  | Capacity | Generation Interconnection | Solar |  |  | N/A |  | Withdrawn |  |  |  |  | N/A |  | N/A |  |  | N/A | N/A |  | 9/9/2021 | N/A | N/A |  | 12/18/2024 |  | 12/31/2025 |  |  | N | No
AH1-267 | Papermill IND – Harmony Village 230 kV |  | VA | King and Queen | Withdrawn | Dominion | 120 | 120 | 72 |  | Capacity | Generation Interconnection | Solar |  |  | N/A |  | Withdrawn |  |  |  |  | N/A |  | N/A |  |  | N/A | N/A |  | 9/9/2021 | N/A | N/A |  | 12/18/2024 |  | 12/31/2025 |  |  | N | No
AH1-268 | Seward-Glory 115 kV II |  | PA | Indiana | Active | PENELEC | 100 | 0 | 36.6 |  | Capacity | Generation Interconnection | Storage |  |  | N/A |  | In Progress |  |  |  |  | N/A |  | N/A |  |  | N/A | N/A |  | 9/9/2021 | N/A | N/A |  |  |  | 12/31/2024 |  |  | N | No
AH1-269 | Claytor 138 kV |  | VA | Pulaski | Active | AEP | 50 | 50 | 50 |  | Capacity | Generation Interconnection | Storage |  |  | N/A |  | In Progress |  |  |  |  | N/A |  | N/A |  |  | N/A | N/A |  | 9/9/2021 | N/A | N/A |  |  |  | 12/31/2025 |  |  | N | No
AH1-270 | Hayden 345 kV |  | OH | Franklin | Withdrawn | AEP | 85 | 85 | 51 |  | Capacity | Generation Interconnection | Solar |  |  | N/A |  | Withdrawn |  |  |  |  | N/A |  | N/A |  |  | N/A | N/A |  | 9/9/2021 | N/A | N/A |  | 12/18/2024 |  | 12/1/2023 |  |  | N | No
AH1-271 | Cashie 230 kV |  | NC | Bertie | Active | Dominion | 110 | 40 | 24 |  | Capacity | Generation Interconnection | Solar |  |  | N/A |  | In Progress |  |  |  |  | N/A |  | N/A |  |  | N/A | N/A |  | 9/9/2021 | N/A | N/A |  |  |  | 9/20/2024 |  |  | N | No
AH1-272 | Argenta - Twin Branch 345 kV |  | MI | Van Buren | Active | AEP | 185 | 185 | 123.9 |  | Capacity | Generation Interconnection | Solar |  |  | N/A |  | In Progress |  |  |  |  | N/A |  | N/A |  |  | N/A | N/A |  | 9/10/2021 | N/A | N/A |  |  |  | 5/1/2025 |  |  | N | No
AH1-273 | Brown - Eastwood 138 kV |  | OH | Brown | Withdrawn | DEOK | 160 | 160 | 96 |  | Capacity | Generation Interconnection | Solar |  |  | N/A |  | Withdrawn |  |  |  |  | N/A |  | N/A |  |  | N/A | N/A |  | 9/10/2021 | N/A | N/A |  | 12/18/2024 |  | 9/26/2025 |  |  | N | No
AH1-274 | Butler 69 kV |  | NJ | Gloucester | Active | AEC | 16.7 | 16.7 | 7 |  | Capacity | Generation Interconnection | Solar |  |  | N/A |  | In Progress |  |  |  |  | N/A |  | N/A |  |  | N/A | N/A |  | 9/9/2021 | N/A | N/A |  |  |  | 12/23/2022 |  |  | N | No
AH1-275 | Chippewa D557 8.32 kV |  | N/A | N/A | Withdrawn | ATSI | 2 | 2 | 0 |  | Energy | Generation Interconnection | Solar |  |  | N/A |  | Withdrawn |  |  |  |  | N/A |  | N/A |  |  | N/A | N/A |  | 9/10/2021 | N/A | N/A |  | 12/18/2024 |  | 11/1/2023 |  |  | Y | No
AH1-276 | Leasure 12.47kV |  | VA | Campbell | Withdrawn | PENELEC | 4.99 | 4.99 | 0 |  | Energy | Generation Interconnection | Solar |  |  | N/A |  | Withdrawn |  |  |  |  | N/A |  | N/A |  |  | N/A | N/A |  | 9/9/2021 | N/A | N/A |  | 6/15/2022 |  | 11/1/2023 |  |  | Y | No
AH1-277 | Indian River 230kV |  | DE | Sussex | Withdrawn | DPL | 1035 | 1035 | 279 |  | Capacity | Generation Interconnection | Offshore Wind |  |  | N/A |  | Withdrawn |  |  |  |  | N/A |  | N/A |  |  | N/A | N/A |  | 9/10/2021 | N/A | N/A |  | 12/18/2024 |  | 10/31/2027 |  |  | N | No
AH1-278 | Milford - Indian River/Cool Springs 230kV |  | DE | Sussex | Withdrawn | DPL | 1035 | 1035 | 279 |  | Capacity | Generation Interconnection | Offshore Wind |  |  | N/A |  | Withdrawn |  |  |  |  | N/A |  | N/A |  |  | N/A | N/A |  | 9/10/2021 | N/A | N/A |  | 12/18/2024 |  | 10/31/2027 |  |  | N | No
AH1-279 | Poolesville - Winchester 230 kV |  | VA | Isle of Wight | Withdrawn | Dominion | 104 | 50 | 30 |  | Capacity | Generation Interconnection | Solar |  |  | N/A |  | Withdrawn |  |  |  |  | N/A |  | N/A |  |  | N/A | N/A |  | 9/9/2021 | N/A | N/A |  | 12/18/2024 |  | 12/12/2023 |  |  | N | No
AH1-280 | Jetersville-Ponton 115 kV |  | VA | Amelia | Active | Dominion | 106 | 20 | 12 |  | Capacity | Generation Interconnection | Solar |  |  | N/A |  | In Progress |  |  |  |  | N/A |  | N/A |  |  | N/A | N/A |  | 9/9/2021 | N/A | N/A |  |  |  | 12/12/2023 |  |  | N | No
AH1-281 | Bluegrass Parkway Tap - Woodlawn 69 kV |  | KY | Nelson | Active | EKPC | 20 | 20 | 12 |  | Capacity | Generation Interconnection | Solar |  |  | N/A |  | In Progress |  |  |  |  | N/A |  | N/A |  |  | N/A | N/A |  | 9/9/2021 | N/A | N/A |  |  |  | 6/7/2024 |  |  | N | No
AH1-282 | Galion - Ohio Central 345 kV |  | OH | Morrow | Active | AEP | 150 | 150 | 90 |  | Capacity | Generation Interconnection | Solar |  |  | N/A |  | In Progress |  |  |  |  | N/A |  | N/A |  |  | N/A | N/A |  | 9/9/2021 | N/A | N/A |  |  |  | 5/1/2025 |  |  | N | No
AH1-283 | Mount Storm-Pruntytown 500kV |  | MD | Garrett | Active | APS | 200 | 200 | 120 |  | Capacity | Generation Interconnection | Solar |  |  | N/A |  | In Progress |  |  |  |  | N/A |  | N/A |  |  | N/A | N/A |  | 9/9/2021 | N/A | N/A |  |  |  | 10/31/2024 |  |  | N | No
AH1-284 | West Willow 12 kV |  | PA | Adams | Withdrawn | PPL | 2 | 2 | 0 |  | Energy | Generation Interconnection | Solar |  |  | N/A |  | Withdrawn |  |  |  |  | N/A |  | N/A |  |  | N/A | N/A |  | 9/10/2021 | N/A | N/A |  | 12/18/2024 |  | 12/31/2023 |  |  | Y | No
AH1-285 | Sandwich 138 kV |  | IL | DeKalb | Active | ComEd | 86 | 86 | 11.18 |  | Capacity | Generation Interconnection | Solar |  |  | N/A |  | In Progress |  |  |  |  | N/A |  | N/A |  |  | N/A | N/A |  | 9/9/2021 | N/A | N/A |  |  |  | 12/31/2025 |  |  | N | No
AH1-286 | Bradford North 34.5kV |  | WV | Preston | Withdrawn | PENELEC | 3 | 3 | 0 |  | Energy | Generation Interconnection | Solar |  |  | N/A |  | Withdrawn |  |  |  |  | N/A |  | N/A |  |  | N/A | N/A |  | 9/10/2021 | N/A | N/A |  | 12/18/2024 |  | 11/1/2023 |  |  | Y | No
AH1-287 | Houseville – Cooperstown 25 kV |  | OH | Madison | Withdrawn | APS | 4.99 | 4.99 | 0 |  | Energy | Generation Interconnection | Solar |  |  | N/A |  | Withdrawn |  |  |  |  | N/A |  | N/A |  |  | N/A | N/A |  | 9/10/2021 | N/A | N/A |  | 12/18/2024 |  | 11/1/2023 |  |  | Y | No
AH1-288 | Chickahominy 230kV |  | VA | Charles City | Withdrawn | Dominion | 43.2 | 43.2 | 43.2 |  | Capacity | Generation Interconnection | Storage |  |  | N/A |  | Withdrawn |  |  |  |  | N/A |  | N/A |  |  | N/A | N/A |  | 9/9/2021 | N/A | N/A |  | 12/18/2024 |  | 12/31/2025 |  |  | N | No
AH1-289 | Eugene 345 kV |  | IN | Vermillion | Withdrawn | AEP | 300 | 300 | 52.8 |  | Capacity | Generation Interconnection | Wind |  |  | N/A |  | Withdrawn |  |  |  |  | N/A |  | N/A |  |  | N/A | N/A |  | 9/9/2021 | N/A | N/A |  | 12/18/2024 |  | 5/1/2028 |  |  | N | No
AH1-290 | BASF - Washburn Solar 34.5 kV |  | NJ | Warren | Active | JCPL | 19.25 | 19.25 | 8.085 |  | Capacity | Generation Interconnection | Solar |  |  | N/A |  | In Progress |  |  |  |  | N/A |  | N/A |  |  | N/A | N/A |  | 9/9/2021 | N/A | N/A |  |  |  | 9/9/2022 |  |  | N | No
AH1-291 | Rock Creek-Hummel Creek 138 kV |  | IN | Huntington | Active | AEP | 185 | 185 | 111 |  | Capacity | Generation Interconnection | Solar |  |  | N/A |  | In Progress |  |  |  |  | N/A |  | N/A |  |  | N/A | N/A |  | 9/10/2021 | N/A | N/A |  |  |  | 12/31/2025 |  |  | N | No
AH1-292 | Sullivan 345 kV |  | IN | Sullivan | Active | AEP | 200 | 0 | 44 |  | Capacity | Generation Interconnection | Solar |  |  | N/A |  | In Progress |  |  |  |  | N/A |  | N/A |  |  | N/A | N/A |  | 9/10/2021 | N/A | N/A |  |  |  | 12/31/2023 |  |  | N | No
AH1-293 | Makahoy 138 kV |  | IN | Madison | Withdrawn | AEP | 120 | 0 | 26.4 |  | Capacity | Generation Interconnection | Solar |  |  | N/A |  | Withdrawn |  |  |  |  | N/A |  | N/A |  |  | N/A | N/A |  | 9/11/2021 | N/A | N/A |  | 12/18/2024 |  | 12/31/2023 |  |  | N | No
AH1-294 | Mclean 345 kV |  | IL | McLean | Active | ComEd | 350 | 100 | 60 |  | Capacity | Generation Interconnection | Solar |  |  | N/A |  | In Progress |  |  |  |  | N/A |  | N/A |  |  | N/A | N/A |  | 9/11/2021 | N/A | N/A |  |  |  | 12/31/2025 |  |  | N | No
AH1-295 | Brokaw to Mt Pulaski 345 kV |  | IL | McLean | Active | ComEd | 130 | 130 | 22.88 |  | Capacity | Generation Interconnection | Wind |  |  | N/A |  | In Progress |  |  |  |  | N/A |  | N/A |  |  | N/A | N/A |  | 9/10/2021 | N/A | N/A |  |  |  | 12/31/2025 |  |  | N | No
AH1-296 | Beason 345 kV |  | IL | Logan | Active | ComEd | 175 | 60 | 60 |  | Capacity | Generation Interconnection | Storage |  |  | N/A |  | In Progress |  |  |  |  | N/A |  | N/A |  |  | N/A | N/A |  | 9/10/2021 | N/A | N/A |  |  |  | 12/31/2025 |  |  | N | No
AH1-297 | Kewanee - E.D. Edwards 138 kV |  | IL | Stark | Active | ComEd | 200 | 200 | 26 |  | Capacity | Generation Interconnection | Wind |  |  | N/A |  | In Progress |  |  |  |  | N/A |  | N/A |  |  | N/A | N/A |  | 9/10/2021 | N/A | N/A |  |  |  | 12/31/2025 |  |  | N | No
AH1-298 | Meridian 345 kV |  | IN | Whitley | Active | AEP | 75 | 75 | 75 |  | Capacity | Generation Interconnection | Storage |  |  | N/A |  | In Progress |  |  |  |  | N/A |  | N/A |  |  | N/A | N/A |  | 9/14/2021 | N/A | N/A |  |  |  | 12/31/2025 |  |  | N | No
AH1-299 | Coventry 138 kV |  | IN | Allen | Withdrawn | AEP | 100 | 100 | 100 |  | Capacity | Generation Interconnection | Storage |  |  | N/A |  | Withdrawn |  |  |  |  | N/A |  | N/A |  |  | N/A | N/A |  | 9/10/2021 | N/A | N/A |  | 12/7/2021 |  | 12/31/2025 |  |  | N | No
AH1-300 | Hacienda 138 kV |  | IN | Allen | Withdrawn | AEP | 50 | 50 | 50 |  | Capacity | Generation Interconnection | Storage |  |  | N/A |  | Withdrawn |  |  |  |  | N/A |  | N/A |  |  | N/A | N/A |  | 9/10/2021 | N/A | N/A |  | 12/18/2024 |  | 12/31/2025 |  |  | N | No
AH1-301 | Milan 138 kV |  | IN | Allen | Withdrawn | AEP | 100 | 100 | 100 |  | Capacity | Generation Interconnection | Storage |  |  | N/A |  | Withdrawn |  |  |  |  | N/A |  | N/A |  |  | N/A | N/A |  | 9/10/2021 | N/A | N/A |  | 12/18/2024 |  | 12/31/2025 |  |  | N | No
AH1-302 | Olive - Reynolds 345 kV |  | IN | Pulaski | Active | AEP | 275 | 75 | 75 |  | Capacity | Generation Interconnection | Storage |  |  | N/A |  | In Progress |  |  |  |  | N/A |  | N/A |  |  | N/A | N/A |  | 9/10/2021 | N/A | N/A |  |  |  | 12/31/2025 |  |  | N | No
AH1-303 | Sullivan - Dequine 345 kV |  | IN | Vermillion | Withdrawn | AEP | 275 | 75 | 75 |  | Capacity | Generation Interconnection | Storage |  |  | N/A |  | Withdrawn |  |  |  |  | N/A |  | N/A |  |  | N/A | N/A |  | 9/10/2021 | N/A | N/A |  | 12/18/2024 |  | 12/31/2025 |  |  | N | No
AH1-304 | Delaware-Van Buren 138 kV |  | IN | Delaware | Active | AEP | 163 | 0 | 9.8 |  | Capacity | Generation Interconnection | Solar |  |  | N/A |  | In Progress |  |  |  |  | N/A |  | N/A |  |  | N/A | N/A |  | 9/11/2021 | N/A | N/A |  |  |  | 12/31/2023 |  |  | N | No
AH1-305 | Olive - Reynolds 345 kV |  | IN | Pulaski | Active | AEP | 275 | 0 | 35.72 |  | Capacity | Generation Interconnection | Solar |  |  | N/A |  | In Progress |  |  |  |  | N/A |  | N/A |  |  | N/A | N/A |  | 9/10/2021 | N/A | N/A |  |  |  | 12/31/2023 |  |  | N | No
AH1-306 | Mississinewa-Gaston 138 kV |  | IN | Grant | Active | AEP | 160 | 0 | 28.8 |  | Capacity | Generation Interconnection | Solar |  |  | N/A |  | In Progress |  |  |  |  | N/A |  | N/A |  |  | N/A | N/A |  | 9/11/2021 | N/A | N/A |  |  |  | 12/31/2023 |  |  | N | No
AH1-307 | Delaware-Van Buren 138 kV |  | IN | Delaware | Active | AEP | 213 | 50 | 50 |  | Capacity | Generation Interconnection | Storage |  |  | N/A |  | In Progress |  |  |  |  | N/A |  | N/A |  |  | N/A | N/A |  | 9/11/2021 | N/A | N/A |  |  |  | 12/31/2025 |  |  | N | No
AH1-308 | Pennville - Adams 138 kV |  | IN | Jay | Active | AEP | 205 | 50 | 50 |  | Capacity | Generation Interconnection | Storage |  |  | N/A |  | In Progress |  |  |  |  | N/A |  | N/A |  |  | N/A | N/A |  | 9/10/2021 | N/A | N/A |  |  |  | 12/31/2025 |  |  | N | No
AH1-309 | Kenzie Creek-Colby 138 kV |  | MI | Cass | Active | AEP | 150 | 0 | 27 |  | Capacity | Generation Interconnection | Solar |  |  | N/A |  | In Progress |  |  |  |  | N/A |  | N/A |  |  | N/A | N/A |  | 9/11/2021 | N/A | N/A |  |  |  | 12/31/2023 |  |  | N | No
AH1-310 | Colby - Valley 138 kV |  | MI | Van Buren | Withdrawn | AEP | 100 | 100 | 60 |  | Capacity | Generation Interconnection | Solar |  |  | N/A |  | Withdrawn |  |  |  |  | N/A |  | N/A |  |  | N/A | N/A |  | 9/10/2021 | N/A | N/A |  | 12/18/2024 |  | 12/31/2025 |  |  | N | No
AH1-311 | Heartsease DP - Mayo Dunbar 115kV |  | NC | Edgecombe | Active | Dominion | 75 | 0 | 2.25 |  | Capacity | Generation Interconnection | Solar |  |  | N/A |  | In Progress |  |  |  |  | N/A |  | N/A |  |  | N/A | N/A |  | 9/10/2021 | N/A | N/A |  |  |  | 12/31/2023 |  |  | N | No
AH1-312 | Shilo DP – Conetoe DP 115 kV |  | NC | Edgecombe | Withdrawn | Dominion | 80 | 80 | 48 |  | Capacity | Generation Interconnection | Solar |  |  | N/A |  | Withdrawn |  |  |  |  | N/A |  | N/A |  |  | N/A | N/A |  | 9/10/2021 | N/A | N/A |  | 12/18/2024 |  | 12/31/2025 |  |  | N | No
AH1-313 | Moshannon-Milesburg 230 kV VII |  | PA | Centre | Active | APS | 100 | 100 | 60 |  | Capacity | Generation Interconnection | Solar; Storage |  |  | N/A |  | In Progress |  |  |  |  | N/A |  | N/A |  |  | N/A | N/A |  | 9/10/2021 | N/A | N/A |  |  |  | 12/31/2025 |  |  | N | No
AH1-314 | East Danville 138 kV |  | VA | Pittsylvania | Active | AEP | 100 | 100 | 100 |  | Capacity | Generation Interconnection | Storage |  |  | N/A |  | In Progress |  |  |  |  | N/A |  | N/A |  |  | N/A | N/A |  | 9/11/2021 | N/A | N/A |  |  |  | 12/31/2025 |  |  | N | No
AH1-315 | Maroe 69 kV |  | OH | Henry | Withdrawn | ATSI | 96 | 96 | 57.6 |  | Capacity | Generation Interconnection | Solar |  |  | N/A |  | Withdrawn |  |  |  |  | N/A |  | N/A |  |  | N/A | N/A |  | 9/10/2021 | N/A | N/A |  | 3/14/2024 |  | 12/31/2025 |  |  | N | No
AH1-316 | Todd 25 kV |  | MD | Dorchester | Active | DPL | 20 | 0 | 4.4 |  | Capacity | Generation Interconnection | Solar |  |  | N/A |  | In Progress |  |  |  |  | N/A |  | N/A |  |  | N/A | N/A |  | 9/11/2021 | N/A | N/A |  |  |  | 12/31/2025 |  |  | N | No
AH1-317 | Greene - Beatty 345 kV |  | OH | Madison | Withdrawn | AEP | 200 | 200 | 120 |  | Capacity | Generation Interconnection | Solar |  |  | N/A |  | Withdrawn |  |  |  |  | N/A |  | N/A |  |  | N/A | N/A |  | 9/10/2021 | N/A | N/A |  | 12/18/2024 |  | 12/31/2025 |  |  | N | No
AH1-318 | Cole 345 kV |  | OH | Franklin | Active | AEP | 60 | 60 | 60 |  | Capacity | Generation Interconnection | Storage |  |  | N/A |  | In Progress |  |  |  |  | N/A |  | N/A |  |  | N/A | N/A |  | 9/11/2021 | N/A | N/A |  |  |  | 12/31/2025 |  |  | N | No
AH1-319 | East Springfield-London 138 kV II |  | OH | Clark | Active | ATSI | 54 | 54 | 54 |  | Capacity | Generation Interconnection | Storage |  |  | N/A |  | In Progress |  |  |  |  | N/A |  | N/A |  |  | N/A | N/A |  | 9/10/2021 | N/A | N/A |  |  |  | 12/31/2025 |  |  | N | No
AH1-320 | Blue Jacket - Kirby 138 kV |  | OH | Logan | Active | Dayton | 275.55 | 69 | 69 |  | Capacity | Generation Interconnection | Storage |  |  | N/A |  | In Progress |  |  |  |  | N/A |  | N/A |  |  | N/A | N/A |  | 9/10/2021 | N/A | N/A |  |  |  | 12/31/2025 |  |  | N | No
AH1-321 | Eldean 138 kV |  | OH | Miami | Active | Dayton | 232 | 54 | 54 |  | Capacity | Generation Interconnection | Storage |  |  | N/A |  | In Progress |  |  |  |  | N/A |  | N/A |  |  | N/A | N/A |  | 9/10/2021 | N/A | N/A |  |  |  | 12/31/2025 |  |  | N | No
AH1-322 | Fostoria Central - Lemoyne 345 kV |  | OH | Miami | Withdrawn | AEP | 390 | 90 | 90 |  | Capacity | Generation Interconnection | Storage |  |  | N/A |  | Withdrawn |  |  |  |  | N/A |  | N/A |  |  | N/A | N/A |  | 9/9/2021 | N/A | N/A |  | 12/18/2024 |  | 12/31/2025 |  |  | N | No
AH1-323 | Elmont 230 kV |  | VA | City of Suffolk | Active | Dominion | 100 | 100 | 100 |  | Capacity | Generation Interconnection | Storage |  |  | N/A |  | In Progress |  |  |  |  | N/A |  | N/A |  |  | N/A | N/A |  | 9/9/2021 | N/A | N/A |  |  |  | 12/31/2025 |  |  | N | No
AH1-324 | Colonial Trail – Surry 230 kV |  | VA | Surry | Active | Dominion | 80 | 80 | 48 |  | Capacity | Generation Interconnection | Solar |  |  | N/A |  | In Progress |  |  |  |  | N/A |  | N/A |  |  | N/A | N/A |  | 9/10/2021 | N/A | N/A |  |  |  | 12/31/2025 |  |  | N | No
AH1-325 | Kirk 138 kV |  | OH | Licking | Active | AEP | 50 | 50 | 50 |  | Capacity | Generation Interconnection | Storage |  |  | N/A |  | In Progress |  |  |  |  | N/A |  | N/A |  |  | N/A | N/A |  | 9/9/2021 | N/A | N/A |  |  |  | 12/31/2025 |  |  | N | No
AH1-326 | West Newton - Lynn 138 kV |  | OH | Hardin | Withdrawn | AEP | 110 | 0 | 19.07 |  | Capacity | Generation Interconnection | Solar |  |  | N/A |  | Withdrawn |  |  |  |  | N/A |  | N/A |  |  | N/A | N/A |  | 9/9/2021 | N/A | N/A |  | 12/18/2024 |  | 12/31/2023 |  |  | N | No
AH1-327 | Hardin Switch 345 kV |  | OH | Hardin | Active | AEP | 250 | 0 | 8.44 |  | Capacity | Generation Interconnection | Solar |  |  | N/A |  | In Progress |  |  |  |  | N/A |  | N/A |  |  | N/A | N/A |  | 9/10/2021 | N/A | N/A |  |  |  | 12/31/2023 |  |  | N | No
AH1-328 | Blue Jacket - Kirby 138 kV |  | OH | Logan | Active | Dayton | 275.55 | 0 | 21.3 |  | Capacity | Generation Interconnection | Solar; Storage |  |  | N/A |  | In Progress |  |  |  |  | N/A |  | N/A |  |  | N/A | N/A |  | 9/10/2021 | N/A | N/A |  |  |  | 12/31/2023 |  |  | N | No
AH1-329 | Circleville - Biers Run 138 kV |  | OH | Pickaway | Withdrawn | AEP | 130 | 30 | 30 |  | Capacity | Generation Interconnection | Storage |  |  | N/A |  | Withdrawn |  |  |  |  | N/A |  | N/A |  |  | N/A | N/A |  | 9/9/2021 | N/A | N/A |  | 12/18/2024 |  | 12/31/2025 |  |  | N | No
AH1-330 | Tyner - McKee 69 kV |  | KY | N/A | Withdrawn | EKPC | 100 | 100 | 60 |  | Capacity | Generation Interconnection | Solar |  |  | N/A |  | Withdrawn |  |  |  |  | N/A |  | N/A |  |  | N/A | N/A |  | 9/10/2021 | N/A | N/A |  | 12/18/2024 |  | 12/31/2025 |  |  | N | No
AH1-331 | Edinboro South-Erie South 25kV |  | PA | Erie | Active | PENELEC | 19.9 | 19.9 | 11.9 |  | Capacity | Generation Interconnection | Solar |  |  | N/A |  | In Progress |  |  |  |  | N/A |  | N/A |  |  | N/A | N/A |  | 9/9/2021 | N/A | N/A |  |  |  | 6/1/2023 |  |  | N | No
AH1-332 | West Hills - Craigsville Junction 25 kV |  | PA | Armstrong | Withdrawn | APS | 19.9 | 19.9 | 7.98 |  | Capacity | Generation Interconnection | Solar |  |  | N/A |  | Withdrawn |  |  |  |  | N/A |  | N/A |  |  | N/A | N/A |  | 9/9/2021 | N/A | N/A |  | 12/18/2024 |  | 6/1/2023 |  |  | N | No
AH1-333 | Miller - Canal 69kV |  | OH | Butler | Withdrawn | DEOK | 48 | 48 | 28.8 |  | Capacity | Generation Interconnection | Solar |  |  | N/A |  | Withdrawn |  |  |  |  | N/A |  | N/A |  |  | N/A | N/A |  | 9/11/2021 | N/A | N/A |  | 12/18/2024 |  | 4/26/2024 |  |  | N | No
AH1-334 | Lakehurst - Whitings 34.5 kV |  | NJ | Ocean | Active | JCPL | 19.25 | 19.25 | 8.085 |  | Capacity | Generation Interconnection | Solar |  |  | N/A |  | In Progress |  |  |  |  | N/A |  | N/A |  |  | N/A | N/A |  | 9/10/2021 | N/A | N/A |  |  |  | 9/9/2022 |  |  | N | No
AH1-335 | Furnace Brook Tap - Warren County Resource Recovery 34.5 kV |  | NJ | Warren | Withdrawn | JCPL | 19.25 | 19.25 | 8.085 |  | Capacity | Generation Interconnection | Solar |  |  | N/A |  | Withdrawn |  |  |  |  | N/A |  | N/A |  |  | N/A | N/A |  | 9/10/2021 | N/A | N/A |  | 12/18/2024 |  | 9/9/2022 |  |  | N | No
AH1-336 | Bremo Bluff - Buckingham 230 kV |  | VA | Buckingham | Withdrawn | Dominion | 56 | 56 | 33.6 |  | Capacity | Generation Interconnection | Solar |  |  | N/A |  | Withdrawn |  |  |  |  | N/A |  | N/A |  |  | N/A | N/A |  | 9/10/2021 | N/A | N/A |  | 12/18/2024 |  | 12/1/2025 |  |  | N | No
AH1-337 | Randolph - Hodgin 138 kV |  | IN | Randolph | Active | AEP | 46 | 46 | 39 |  | Capacity | Generation Interconnection | Solar |  |  | N/A |  | In Progress |  |  |  |  | N/A |  | N/A |  |  | N/A | N/A |  | 9/10/2021 | N/A | N/A |  |  |  | 9/30/2025 |  |  | N | No
AH1-338 | New Sub S2354 138kV |  | IL | Lee | Active | ComEd | 180 | 180 | 23.4 |  | Capacity | Generation Interconnection | Solar |  |  | N/A |  | In Progress |  |  |  |  | N/A |  | N/A |  |  | N/A | N/A |  | 9/10/2021 | N/A | N/A |  |  |  | 11/21/2025 |  |  | N | No
AH1-339 | West Crawford 69 kV |  | OH | Wyandot | Active | AEP | 80 | 80 | 6.76 |  | Capacity | Generation Interconnection | Solar |  |  | N/A |  | In Progress |  |  |  |  | N/A |  | N/A |  |  | N/A | N/A |  | 9/10/2021 | N/A | N/A |  |  |  | 11/21/2025 |  |  | N | No
AH1-340 | Cheat Lake-Ruthbelle 138 kV |  | WV | Preston | Active | APS | 48.89 | 48.89 | 29.33 |  | Capacity | Generation Interconnection | Solar |  |  | N/A |  | In Progress |  |  |  |  | N/A |  | N/A |  |  | N/A | N/A |  | 9/10/2021 | N/A | N/A |  |  |  | 5/31/2024 |  |  | N | No
AH1-341 | ESS-H445 3B 138kv |  | IL | Ogle | Active | ComEd | 150 | 150 | 96.6 |  | Capacity | Generation Interconnection | Solar |  |  | N/A |  | In Progress |  |  |  |  | N/A |  | N/A |  |  | N/A | N/A |  | 9/10/2021 | N/A | N/A |  |  |  | 12/7/2025 |  |  | N | No
AH1-342 | Carlos Junction 138 kV II |  | MD | Allegany | Withdrawn | APS | 75 | 75 | 50 |  | Capacity | Generation Interconnection | Solar; Storage |  |  | N/A |  | Withdrawn |  |  |  |  | N/A |  | N/A |  |  | N/A | N/A |  | 9/10/2021 | N/A | N/A |  | 10/1/2021 |  | 7/16/2025 |  |  | N | No
AH1-343 | Crystal Hill DP- Perth 115kV |  | VA | Halifax | Active | Dominion | 69 | 69 | 41.4 |  | Capacity | Generation Interconnection | Solar |  |  | N/A |  | In Progress |  |  |  |  | N/A |  | N/A |  |  | N/A | N/A |  | 9/10/2021 | N/A | N/A |  |  |  | 9/30/2025 |  |  | N | No
AH1-344 | Sparta Solar 34.5kV |  | NJ | Atlantic | Withdrawn | JCPL |  |  |  |  | Energy | Generation Interconnection | Solar |  |  | N/A |  | Withdrawn |  |  |  |  | N/A |  | N/A |  |  | N/A | N/A |  | 9/11/2021 | N/A | N/A |  | 1/4/2022 |  | 9/20/2023 |  |  | Y | No
AH1-345 | Remington 324 34.5 kV |  | VA | Fauquier | Active | Dominion | 14 | 14 | 8.4 |  | Capacity | Generation Interconnection | Solar |  |  | N/A |  | In Progress |  |  |  |  | N/A |  | N/A |  |  | N/A | N/A |  | 9/10/2021 | N/A | N/A |  |  |  | 3/31/2023 |  |  | N | No
AH1-346 | Harrisonburg 356 34.5 kV |  | VA | Rockingham | Withdrawn | Dominion | 15 | 15 | 9 |  | Capacity | Generation Interconnection | Solar |  |  | N/A |  | Withdrawn |  |  |  |  | N/A |  | N/A |  |  | N/A | N/A |  | 9/10/2021 | N/A | N/A |  | 8/29/2024 |  | 12/31/2023 |  |  | N | No
AH1-347 | North Pole 492 34.5 kV |  | VA | Goochland | Withdrawn | Dominion | 25 | 25 | 15 |  | Capacity | Generation Interconnection | Solar |  |  | N/A |  | Withdrawn |  |  |  |  | N/A |  | N/A |  |  | N/A | N/A |  | 9/10/2021 | N/A | N/A |  | 8/5/2024 |  | 3/31/2023 |  |  | N | No
AH1-348 | Pound 34.5 kV |  | VA | Wise | Active | AEP | 10 | 10 | 6 |  | Capacity | Generation Interconnection | Solar |  |  | N/A |  | In Progress |  |  |  |  | N/A |  | N/A |  |  | N/A | N/A |  | 9/10/2021 | N/A | N/A |  |  |  | 12/21/2023 |  |  | N | No
AH1-349 | Powhatan 406 34.5 kV |  | VA | Powhatan | Withdrawn | Dominion | 15 | 15 | 9 |  | Capacity | Generation Interconnection | Solar |  |  | N/A |  | Withdrawn |  |  |  |  | N/A |  | N/A |  |  | N/A | N/A |  | 9/10/2021 | N/A | N/A |  | 8/5/2024 |  | 12/31/2023 |  |  | N | No
AH1-350 | Sunnyside – Carrolton 138 kV |  | OH | Stark | Withdrawn | AEP | 92.4 | 92.4 | 55.44 |  | Capacity | Generation Interconnection | Solar |  |  | N/A |  | Withdrawn |  |  |  |  | N/A |  | N/A |  |  | N/A | N/A |  | 9/11/2021 | N/A | N/A |  | 11/15/2024 |  | 6/1/2025 |  |  | N | No
AH1-351 | Hillsboro-Wye Mills 138kV |  | MD | Queen Anne's | Withdrawn | DPL | 50 | 50 | 30 |  | Capacity | Generation Interconnection | Solar |  |  | N/A |  | Withdrawn |  |  |  |  | N/A |  | N/A |  |  | N/A | N/A |  | 9/11/2021 | N/A | N/A |  | 12/18/2024 |  | 5/1/2025 |  |  | N | No
AH1-352 | Red Eye 138 kV |  | VA | Campbell | Withdrawn | AEP | 40 | 40 | 40 |  | Capacity | Generation Interconnection | Storage |  |  | N/A |  | Withdrawn |  |  |  |  | N/A |  | N/A |  |  | N/A | N/A |  | 9/10/2021 | N/A | N/A |  | 3/28/2025 |  | 9/30/2023 |  |  | N | No
AH1-353 | Lena 138 kV |  | IL | Stephenson | Active | ComEd | 20 | 20 | 12 |  | Capacity | Generation Interconnection | Solar |  |  | N/A |  | In Progress |  |  |  |  | N/A |  | N/A |  |  | N/A | N/A |  | 9/10/2021 | N/A | N/A |  |  |  | 9/10/2024 |  |  | N | No
AH1-354 | Lena 138 kV |  | IL | Stephenson | Active | ComEd | 60 | 40 | 40 |  | Capacity | Generation Interconnection | Storage |  |  | N/A |  | In Progress |  |  |  |  | N/A |  | N/A |  |  | N/A | N/A |  | 9/10/2021 | N/A | N/A |  |  |  | 9/10/2024 |  |  | N | No
AH1-355 | Owl Trap Switching Station 115kV |  | VA | Gloucester | Withdrawn | Dominion | 40 | 40 | 40 |  | Capacity | Generation Interconnection | Storage |  |  | N/A |  | Withdrawn |  |  |  |  | N/A |  | N/A |  |  | N/A | N/A |  | 9/10/2021 | N/A | N/A |  | 3/25/2025 |  | 9/10/2024 |  |  | N | No
AH1-356 | Kings Creek 138kV |  | MD | Somerset | Withdrawn | DPL | 30 | 30 | 30 |  | Capacity | Generation Interconnection | Storage |  |  | N/A |  | Withdrawn |  |  |  |  | N/A |  | N/A |  |  | N/A | N/A |  | 9/10/2021 | N/A | N/A |  | 3/14/2025 |  | 9/30/2023 |  |  | N | No
AH1-357 | Pierce Brook-Lewis Run 230kV |  | PA | McKean | Active | PENELEC | 180 | 20 | 12 |  | Capacity | Generation Interconnection | Solar |  |  | N/A |  | In Progress |  |  |  |  | N/A |  | N/A |  |  | N/A | N/A |  | 9/10/2021 | N/A | N/A |  |  |  | 9/10/2024 |  |  | N | No
AH1-358 | Pierce Brook-Lewis Run 230kV |  | PA | McKean | Active | PENELEC | 200 | 20 | 20 |  | Capacity | Generation Interconnection | Storage |  |  | N/A |  | In Progress |  |  |  |  | N/A |  | N/A |  |  | N/A | N/A |  | 9/10/2021 | N/A | N/A |  |  |  | 9/10/2024 |  |  | N | No
AH1-359 | Pierce Brook - Lewis Run 230 kV |  | PA | McKean | Active | PENELEC | 220 | 20 | 12 |  | Capacity | Generation Interconnection | Solar |  |  | N/A |  | In Progress |  |  |  |  | N/A |  | N/A |  |  | N/A | N/A |  | 9/10/2021 | N/A | N/A |  |  |  | 9/10/2024 |  |  | N | No
AH1-360 | Pierce Brook - Lewis Run 230 kV |  | PA | McKean | Active | PENELEC | 240 | 20 | 20 |  | Capacity | Generation Interconnection | Storage |  |  | N/A |  | In Progress |  |  |  |  | N/A |  | N/A |  |  | N/A | N/A |  | 9/10/2021 | N/A | N/A |  |  |  | 9/10/2024 |  |  | N | No
AH1-361 | Minonk 345 kV |  | IL | Woodford | Withdrawn | ComEd | 50 | 50 | 50 |  | Capacity | Generation Interconnection | Storage |  |  | N/A |  | Withdrawn |  |  |  |  | N/A |  | N/A |  |  | N/A | N/A |  | 9/10/2021 | N/A | N/A |  | 3/12/2025 |  | 9/10/2024 |  |  | N | No
AH1-362 | Reedy Creek- Kinderton 115kV |  | VA | Mecklenburg | Withdrawn | Dominion | 75 | 75 | 45 |  | Capacity | Generation Interconnection | Solar |  |  | N/A |  | Withdrawn |  |  |  |  | N/A |  | N/A |  |  | N/A | N/A |  | 9/10/2021 | N/A | N/A |  | 12/18/2024 |  | 12/31/2025 |  |  | N | No
AH1-363 | Reedy Creek- Kinderton 115kV |  | VA | Mecklenburg | Withdrawn | Dominion | 50 | 50 | 50 |  | Capacity | Generation Interconnection | Storage |  |  | N/A |  | Withdrawn |  |  |  |  | N/A |  | N/A |  |  | N/A | N/A |  | 9/10/2021 | N/A | N/A |  | 12/18/2024 |  | 12/31/2025 |  |  | N | No
AH1-364 | Harmony Village 230kV |  | VA | Middlesex | Withdrawn | Dominion | 68 | 68 | 68 |  | Capacity | Generation Interconnection | Storage |  |  | N/A |  | Withdrawn |  |  |  |  | N/A |  | N/A |  |  | N/A | N/A |  | 9/10/2021 | N/A | N/A |  | 12/18/2024 |  | 12/31/2025 |  |  | N | No
AH1-365 | Iron Bridge 230kV |  | VA | Chesterfield | Withdrawn | Dominion | 50.4 | 50.4 | 50.4 |  | Capacity | Generation Interconnection | Storage |  |  | N/A |  | Withdrawn |  |  |  |  | N/A |  | N/A |  |  | N/A | N/A |  | 9/10/2021 | N/A | N/A |  | 12/18/2024 |  | 12/31/2025 |  |  | N | No
AH1-366 | Whitely 138 kV |  | PA | Greene | Withdrawn | APS | 30 | 30 | 22 |  | Capacity | Generation Interconnection | Solar; Storage |  |  | N/A |  | Withdrawn |  |  |  |  | N/A |  | N/A |  |  | N/A | N/A |  | 9/10/2021 | N/A | N/A |  | 12/13/2024 |  | 9/10/2023 |  |  | N | No
AH1-367 | Franklin 138 kV |  | PA | Greene | Withdrawn | APS | 74 | 74 | 54 |  | Capacity | Generation Interconnection | Solar; Storage |  |  | N/A |  | Withdrawn |  |  |  |  | N/A |  | N/A |  |  | N/A | N/A |  | 9/10/2021 | N/A | N/A |  | 12/13/2024 |  | 9/10/2023 |  |  | N | No
AH1-367A | Franklin 138 kV II |  | PA | Greene | Active | APS | 72 | 72 | 43.2 |  | Capacity | Generation Interconnection | Solar |  |  | N/A |  | In Progress |  |  |  |  | N/A |  | N/A |  |  | N/A | N/A |  | 9/10/2021 | N/A | N/A |  |  |  | 9/10/2023 |  |  | N | No
AH1-368 | Cloverdale - Joshua Falls 765 kV |  | VA | Bedford | Withdrawn | AEP | 125 | 125 | 83.3333 |  | Capacity | Generation Interconnection | Solar; Storage |  |  | N/A |  | Withdrawn |  |  |  |  | N/A |  | N/A |  |  | N/A | N/A |  | 9/10/2021 | N/A | N/A |  | 12/18/2024 |  | 12/31/2023 |  |  | N | No
AH1-369 | Backbone Mountain 138 kV II |  | WV | Tucker | Withdrawn | APS | 40 | 20 | 40 |  | Capacity | Generation Interconnection | Storage |  |  | N/A |  | Withdrawn |  |  |  |  | N/A |  | N/A |  |  | N/A | N/A |  | 9/10/2021 | N/A | N/A |  | 1/23/2023 |  | 12/31/2023 |  |  | N | No
AH1-370 | Mather - Stoney Point Junction 25 kV |  | PA | Greene | Withdrawn | APS | 8 | 8 | 5.4 |  | Capacity | Generation Interconnection | Solar |  |  | N/A |  | Withdrawn |  |  |  |  | N/A |  | N/A |  |  | N/A | N/A |  | 9/10/2021 | N/A | N/A |  | 12/18/2024 |  | 6/3/2024 |  |  | N | No
AH1-371 | Universal 12 kV |  | PA | Allegheny | Withdrawn | DL | 13 | 13 | 8.1 |  | Capacity | Generation Interconnection | Solar |  |  | N/A |  | Withdrawn |  |  |  |  | N/A |  | N/A |  |  | N/A | N/A |  | 9/10/2021 | N/A | N/A |  | 12/15/2021 |  | 6/3/2024 |  |  | N | No
AH1-372 | Piney - Timblin 115 kV |  | PA | Armstrong | Withdrawn | APS | 16 | 16 | 10.9 |  | Capacity | Generation Interconnection | Solar |  |  | N/A |  | Withdrawn |  |  |  |  | N/A |  | N/A |  |  | N/A | N/A |  | 9/10/2021 | N/A | N/A |  | 12/18/2024 |  | 6/3/2024 |  |  | N | No
AH1-373 | Buckeye No. 3 - Cowell Junction 25kV |  | PA | Greene | Withdrawn | APS | 12.8 | 12.8 | 7.9 |  | Capacity | Generation Interconnection | Solar |  |  | N/A |  | Withdrawn |  |  |  |  | N/A |  | N/A |  |  | N/A | N/A |  | 9/10/2021 | N/A | N/A |  | 12/18/2024 |  | 6/3/2024 |  |  | N | No
AH1-374 | Bremo-Cartersville 230 kV II |  | VA | Cumberland | Withdrawn | Dominion | 115 | 0 | 20 |  | Capacity | Generation Interconnection | Storage |  |  | N/A |  | Withdrawn |  |  |  |  | N/A |  | N/A |  |  | N/A | N/A |  | 9/10/2021 | N/A | N/A |  | 12/9/2024 |  | 6/30/2026 |  |  | N | No
AH1-375 | Cobbs Creek- James River 115kV |  | VA | Fluvanna | Withdrawn | Dominion | 60 | 60 | 36 |  | Capacity | Generation Interconnection | Solar |  |  | N/A |  | Withdrawn |  |  |  |  | N/A |  | N/A |  |  | N/A | N/A |  | 9/10/2021 | N/A | N/A |  | 11/18/2024 |  | 6/1/2025 |  |  | N | No
AH1-376 | Ronceverte - Clenden 46 kV |  | WV | Greenbrier | Withdrawn | APS | 28 | 28 | 16.8 |  | Capacity | Generation Interconnection | Solar |  |  | N/A |  | Withdrawn |  |  |  |  | N/A |  | N/A |  |  | N/A | N/A |  | 9/10/2021 | N/A | N/A |  | 4/22/2025 |  | 6/1/2025 |  |  | N | No
AH1-377 | Clover- Farmville 230kV |  | VA | Prince Edward | Active | Dominion | 186 | 186 | 111.6 |  | Capacity | Generation Interconnection | Solar |  |  | N/A |  | In Progress |  |  |  |  | N/A |  | N/A |  |  | N/A | N/A |  | 9/10/2021 | N/A | N/A |  |  |  | 6/1/2025 |  |  | N | No
AH1-378 | Lunenburg- Butcher Creek 115kV |  | VA | Lunenburg | Withdrawn | Dominion | 51 | 51 | 30.6 |  | Capacity | Generation Interconnection | Solar |  |  | N/A |  | Withdrawn |  |  |  |  | N/A |  | N/A |  |  | N/A | N/A |  | 9/10/2021 | N/A | N/A |  | 4/16/2025 |  | 6/1/2025 |  |  | N | No
AH1-379 | Hickman 69 kV |  | VA | Pulaski | Withdrawn | AEP | 20 | 20 | 12 |  | Capacity | Generation Interconnection | Solar |  |  | N/A |  | Withdrawn |  |  |  |  | N/A |  | N/A |  |  | N/A | N/A |  | 9/10/2021 | N/A | N/A |  | 12/18/2024 |  | 12/20/2024 |  |  | N | No
AH1-380 | Mt Olive - Kenny 69kV |  | MD | Worcester | Active | DPL | 20 | 20 | 12 |  | Capacity | Generation Interconnection | Solar |  |  | N/A |  | In Progress |  |  |  |  | N/A |  | N/A |  |  | N/A | N/A |  | 9/10/2021 | N/A | N/A |  |  |  | 12/20/2024 |  |  | N | No
AH1-381 | Lone Gum - Rockcastle 138 kV |  | VA | Bedford | Withdrawn | AEP | 99.5 | 99.5 | 59.7 |  | Capacity | Generation Interconnection | Solar |  |  | N/A |  | Withdrawn |  |  |  |  | N/A |  | N/A |  |  | N/A | N/A |  | 9/10/2021 | N/A | N/A |  | 12/18/2024 |  | 5/1/2025 |  |  | N | No
AH1-382 | Van Arsdell 69 kV |  | KY | Mercer | Withdrawn | EKPC | 20 | 20 | 17 |  | Capacity | Generation Interconnection | Solar; Storage |  |  | N/A |  | Withdrawn |  |  |  |  | N/A |  | N/A |  |  | N/A | N/A |  | 9/10/2021 | N/A | N/A |  | 12/18/2024 |  | 3/10/2025 |  |  | N | No
AH1-383 | Celanese 138 kV |  | VA | Giles | Withdrawn | AEP | 15 | 15 | 9 |  | Capacity | Generation Interconnection | Solar |  |  | N/A |  | Withdrawn |  |  |  |  | N/A |  | N/A |  |  | N/A | N/A |  | 9/10/2021 | N/A | N/A |  | 12/18/2024 |  | 7/1/2024 |  |  | N | No
AH1-384 | Indian River 230kV |  | DE | Sussex | Withdrawn | DPL | 1410 | 1410 | 380.7 |  | Capacity | Generation Interconnection | Offshore Wind |  |  | N/A |  | Withdrawn |  |  |  |  | N/A |  | N/A |  |  | N/A | N/A |  | 9/10/2021 | N/A | N/A |  | 12/18/2024 |  | 10/31/2027 |  |  | N | No
AH1-385 | Rogers Road 500 kV |  | VA | Greensville | Withdrawn | Dominion | 109 | 109 | 65.4 |  | Capacity | Generation Interconnection | Solar |  |  | N/A |  | Withdrawn |  |  |  |  | N/A |  | N/A |  |  | N/A | N/A |  | 9/10/2021 | N/A | N/A |  | 12/18/2024 |  | 12/1/2025 |  |  | N | No
AH1-386 | Kerr Dam - Chase City 115 kV |  | VA | Mecklenburg | Withdrawn | Dominion | 130 | 130 | 78 |  | Capacity | Generation Interconnection | Solar |  |  | N/A |  | Withdrawn |  |  |  |  | N/A |  | N/A |  |  | N/A | N/A |  | 9/10/2021 | N/A | N/A |  | 12/18/2024 |  | 12/1/2025 |  |  | N | No
AH1-387 | Meadowbrook-Greenland Gap 500kV |  | WV | Hampshire | Active | APS | 150 | 150 | 22.05 |  | Capacity | Generation Interconnection | Wind |  |  | N/A |  | In Progress |  |  |  |  | N/A |  | N/A |  |  | N/A | N/A |  | 9/10/2021 | N/A | N/A |  |  |  | 1/9/2025 |  |  | N | No
AH1-388 | Chase City-Herbert 115 kV |  | VA | Mecklenburg | Withdrawn | Dominion | 115 | 115 | 63 |  | Capacity | Generation Interconnection | Solar; Storage |  |  | N/A |  | Withdrawn |  |  |  |  | N/A |  | N/A |  |  | N/A | N/A |  | 9/10/2021 | N/A | N/A |  | 12/18/2024 |  | 12/20/2024 |  |  | N | No
AH1-389 | Utica East Ohio Midstream 138 kV |  | OH | Warren | Withdrawn | ATSI | 19.95 | 19.95 | 0 |  | Energy | Generation Interconnection | Solar |  |  | N/A |  | Withdrawn |  |  |  |  | N/A |  | N/A |  |  | N/A | N/A |  | 9/10/2021 | N/A | N/A |  | 12/18/2024 |  | 12/31/2023 |  |  | N | No
AH1-390 | TBD 69 kV |  | PA | Northumberland | Withdrawn | PPL | 19.9 | 19.9 | 14.1 |  | Capacity | Generation Interconnection | Solar |  |  | N/A |  | Withdrawn |  |  |  |  | N/A |  | N/A |  |  | N/A | N/A |  | 9/10/2021 | N/A | N/A |  | 3/12/2025 |  | 7/31/2023 |  |  | N | No
AH1-391 | Olive 138 kV |  | IN | St. Joseph | Active | AEP | 100 | 100 | 67 |  | Capacity | Generation Interconnection | Solar |  |  | N/A |  | In Progress |  |  |  |  | N/A |  | N/A |  |  | N/A | N/A |  | 9/10/2021 | N/A | N/A |  |  |  | 7/16/2025 |  |  | N | No
AH1-392 | Gravel Pit-Kankakee 138 kV |  | IN | St. Joseph | Active | AEP | 90 | 90 | 60 |  | Capacity | Generation Interconnection | Solar |  |  | N/A |  | In Progress |  |  |  |  | N/A |  | N/A |  |  | N/A | N/A |  | 9/10/2021 | N/A | N/A |  |  |  | 7/16/2025 |  |  | N | No
AH1-393 | Markus Solar 115 kV |  | PA | Indiana | Withdrawn | PENELEC | 3.75 | 3.75 | 1.425 |  | Capacity | Generation Interconnection | Solar |  |  | N/A |  | Withdrawn |  |  |  |  | N/A |  | N/A |  |  | N/A | N/A |  | 9/10/2021 | N/A | N/A |  | 10/4/2021 |  | 12/31/2023 |  |  | N | No
AH1-394 | Mainesburg 115 kV |  | PA | Tioga | Withdrawn | PENELEC | 10.5 | 10.5 | 3.99 |  | Capacity | Generation Interconnection | Solar |  |  | N/A |  | Withdrawn |  |  |  |  | N/A |  | N/A |  |  | N/A | N/A |  | 9/11/2021 | N/A | N/A |  | 2/2/2022 |  | 12/31/2023 |  |  | N | No
AH1-395 | Mainesburg 115 kV II |  | PA | Tioga | Withdrawn | PENELEC | 6 | 6 | 2.28 |  | Capacity | Generation Interconnection | Solar |  |  | N/A |  | Withdrawn |  |  |  |  | N/A |  | N/A |  |  | N/A | N/A |  | 9/11/2021 | N/A | N/A |  | 12/18/2024 |  | 12/31/2023 |  |  | N | No
AH1-396 | Gary 24.94 kV |  | VA | Lunenburg | Active | Dominion | 12 | 12 | 1.8 |  | Capacity | Generation Interconnection | Solar |  |  | N/A |  | In Progress |  |  |  |  | N/A |  | N/A |  |  | N/A | N/A |  | 9/10/2021 | N/A | N/A |  |  |  | 10/2/2023 |  |  | N | No
AH1-397 | Shacklesfords 34.5 kV |  | VA | King and Queen | Active | Dominion | 19.818 | 19.818 | 2.97 |  | Capacity | Generation Interconnection | Solar |  |  | N/A |  | In Progress |  |  |  |  | N/A |  | N/A |  |  | N/A | N/A |  | 9/10/2021 | N/A | N/A |  |  |  | 10/2/2023 |  |  | N | No
AH1-398 | Oak Grove 22.9 kV |  | VA | Westmoreland | Withdrawn | Dominion | 18 | 18 | 11.7 |  | Capacity | Generation Interconnection | Solar |  |  | N/A |  | Withdrawn |  |  |  |  | N/A |  | N/A |  |  | N/A | N/A |  | 9/22/2021 | N/A | N/A |  | 12/18/2024 |  | 10/2/2023 |  |  | N | No
AH1-399 | North Doswell 12.5 kV |  | VA | Hanover | Active | Dominion | 9.87 | 9.87 | 1.48 |  | Capacity | Generation Interconnection | Solar |  |  | N/A |  | In Progress |  |  |  |  | N/A |  | N/A |  |  | N/A | N/A |  | 9/22/2021 | N/A | N/A |  |  |  | 10/2/2023 |  |  | N | No
AH1-400 | Jones Creek - Aladdin 138 kV |  | IN | Madison | Withdrawn | AEP | 150 | 150 | 90 |  | Capacity | Generation Interconnection | Solar |  |  | N/A |  | Withdrawn |  |  |  |  | N/A |  | N/A |  |  | N/A | N/A |  | 9/10/2021 | N/A | N/A |  | 12/17/2024 |  | 6/1/2025 |  |  | N | No
AH1-401 | Jones Creek - Aliddin 138 kV |  | IN | Madison | Withdrawn | AEP | 150 | 0 | 60 |  | Capacity | Generation Interconnection | Storage |  |  | N/A |  | Withdrawn |  |  |  |  | N/A |  | N/A |  |  | N/A | N/A |  | 9/10/2021 | N/A | N/A |  | 12/17/2024 |  | 6/1/2025 |  |  | N | No
AH1-402 | Shelocta 115kV |  | PA | Indiana | Withdrawn | PENELEC | 85 | 85 | 55.9 |  | Capacity | Generation Interconnection | Solar |  |  | N/A |  | Withdrawn |  |  |  |  | N/A |  | N/A |  |  | N/A | N/A |  | 9/10/2021 | N/A | N/A |  | 8/21/2024 |  | 12/31/2024 |  |  | N | No
AH1-403 | Shelocta 115kV |  | PA | Indiana | Withdrawn | PENELEC | 85 | 0 | 29.1 |  | Capacity | Generation Interconnection | Storage |  |  | N/A |  | Withdrawn |  |  |  |  | N/A |  | N/A |  |  | N/A | N/A |  | 9/10/2021 | N/A | N/A |  | 8/21/2024 |  | 12/31/2024 |  |  | N | No
AH1-404 | Pierce - Kyger Creek 345 kV |  | OH | Highland | Withdrawn | OVEC | 210 | 40 | 24 |  | Capacity | Generation Interconnection | Solar |  |  | N/A |  | Withdrawn |  |  |  |  | N/A |  | N/A |  |  | N/A | N/A |  | 9/11/2021 | N/A | N/A |  | 12/13/2024 |  | 12/31/2024 |  |  | N | No
AH1-405 | Exchange Tap I 69 kV |  | PA | Northumberland | Withdrawn | PPL | 20 | 20 | 12 |  | Capacity | Generation Interconnection | Solar |  |  | N/A |  | Withdrawn |  |  |  |  | N/A |  | N/A |  |  | N/A | N/A |  | 9/10/2021 | N/A | N/A |  | 12/13/2024 |  | 10/18/2024 |  |  | N | No
AH1-406 | Exchange Tap 69 kV II |  | PA | Northumberland | Withdrawn | PPL | 20 | 20 | 12 |  | Capacity | Generation Interconnection | Solar |  |  | N/A |  | Withdrawn |  |  |  |  | N/A |  | N/A |  |  | N/A | N/A |  | 9/10/2021 | N/A | N/A |  | 12/13/2024 |  | 10/18/2024 |  |  | N | No
AH1-407 | Exchange Tap 69 kV III |  | PA | Northumberland | Withdrawn | PPL | 20 | 20 | 12 |  | Capacity | Generation Interconnection | Solar |  |  | N/A |  | Withdrawn |  |  |  |  | N/A |  | N/A |  |  | N/A | N/A |  | 9/10/2021 | N/A | N/A |  | 12/13/2024 |  | 10/18/2024 |  |  | N | No
AH1-408 | Freeman DP – Lawrenceville 115 kV |  | VA | Brunswick | Active | Dominion | 120 | 120 | 75 |  | Capacity | Generation Interconnection | Solar |  |  | N/A |  | In Progress |  |  |  |  | N/A |  | N/A |  |  | N/A | N/A |  | 9/10/2021 | N/A | N/A |  |  |  | 12/1/2024 |  |  | N | No
AH1-409 | Brodhead - Maretburg 69 kV |  | KY | N/A | Withdrawn | EKPC | 58 | 58 | 34.8 |  | Capacity | Generation Interconnection | Solar |  |  | N/A |  | Withdrawn |  |  |  |  | N/A |  | N/A |  |  | N/A | N/A |  | 9/10/2021 | N/A | N/A |  | 12/18/2024 |  | 12/1/2024 |  |  | N | No
AH1-410 | Union City Tap – JK Smith 138 kV |  | KY | Madison | Withdrawn | EKPC | 68 | 68 | 40.8 |  | Capacity | Generation Interconnection | Solar |  |  | N/A |  | Withdrawn |  |  |  |  | N/A |  | N/A |  |  | N/A | N/A |  | 9/10/2021 | N/A | N/A |  | 12/18/2024 |  | 12/1/2024 |  |  | N | No
AH1-411 | Phillipsburg - Ingersol Rand 34.5 kV |  | NJ | Warren | Withdrawn | JCPL | 5.75 | 5.75 | 0 |  | Energy | Generation Interconnection | Solar |  |  | N/A |  | Withdrawn |  |  |  |  | N/A |  | N/A |  |  | N/A | N/A |  | 9/10/2021 | N/A | N/A |  | 8/8/2024 |  | 9/8/2022 |  |  | N | No
AH1-412 | Franklintown 34.5 kV |  | WV | Jefferson | Withdrawn | APS | 20 | 20 | 20 |  | Capacity | Generation Interconnection | Solar; Storage |  |  | N/A |  | Withdrawn |  |  |  |  | N/A |  | N/A |  |  | N/A | N/A |  | 9/10/2021 | N/A | N/A |  | 9/19/2024 |  | 10/1/2025 |  |  | N | No
AH1-413 | Wayne Trace 138 kV |  | IN | Allen | Withdrawn | AEP | 100 | 100 | 100 |  | Capacity | Generation Interconnection | Storage |  |  | N/A |  | Withdrawn |  |  |  |  | N/A |  | N/A |  |  | N/A | N/A |  | 9/11/2021 | N/A | N/A |  | 8/7/2024 |  | 10/1/2025 |  |  | N | No
AH1-414 | Leslie - Pineville 161 kV |  | KY | Leslie | Withdrawn | AEP | 80 | 80 | 80 |  | Capacity | Generation Interconnection | Solar; Storage |  |  | N/A |  | Withdrawn |  |  |  |  | N/A |  | N/A |  |  | N/A | N/A |  | 9/11/2021 | N/A | N/A |  | 2/29/2024 |  | 10/1/2025 |  |  | N | No
AH1-415 | Bremo Bluff 34.5kV |  | VA | Fluvanna | Withdrawn | Dominion | 15.975 | 15.975 | 8.6265 |  | Capacity | Generation Interconnection | Solar |  |  | N/A |  | Withdrawn |  |  |  |  | N/A |  | N/A |  |  | N/A | N/A |  | 9/10/2021 | N/A | N/A |  | 9/10/2024 |  | 10/11/2023 |  |  | N | No
AH1-416 | Bellefontaine 69 kV |  | OH | Logan | Withdrawn | Dayton | 50 | 50 | 50 |  | Capacity | Generation Interconnection | Solar; Storage |  |  | N/A |  | Withdrawn |  |  |  |  | N/A |  | N/A |  |  | N/A | N/A |  | 9/11/2021 | N/A | N/A |  | 7/16/2024 |  | 10/1/2025 |  |  | N | No
AH1-417 | Castalia 69 kV |  | OH | Erie | Withdrawn | ATSI | 50 | 50 | 50 |  | Capacity | Generation Interconnection | Solar; Storage |  |  | N/A |  | Withdrawn |  |  |  |  | N/A |  | N/A |  |  | N/A | N/A |  | 9/10/2021 | N/A | N/A |  | 7/24/2024 |  | 10/1/2025 |  |  | N | No
AH1-418 | Elkhorn City - Second Fork 69 kV |  | KY | Pike | Withdrawn | AEP | 50 | 50 | 50 |  | Capacity | Generation Interconnection | Solar; Storage |  |  | N/A |  | Withdrawn |  |  |  |  | N/A |  | N/A |  |  | N/A | N/A |  | 9/10/2021 | N/A | N/A |  | 12/13/2024 |  | 10/1/2025 |  |  | N | No
AH1-419 | Thompson 34.5 kV II |  | PA | Susquehanna | Withdrawn | PENELEC | 20 | 20 | 20 |  | Capacity | Generation Interconnection | Solar; Storage |  |  | N/A |  | Withdrawn |  |  |  |  | N/A |  | N/A |  |  | N/A | N/A |  | 9/10/2021 | N/A | N/A |  | 12/18/2024 |  | 10/1/2025 |  |  | N | No
AH1-420 | Fentress 34.5kV |  | VA | City of Chesapeake | Withdrawn | Dominion | 20 | 20 | 10.8 |  | Capacity | Generation Interconnection | Solar |  |  | N/A |  | Withdrawn |  |  |  |  | N/A |  | N/A |  |  | N/A | N/A |  | 9/10/2021 | N/A | N/A |  | 12/18/2024 |  | 10/26/2023 |  |  | N | No
AH1-421 | West Mingo 69 kV |  | OH | Champaign | Withdrawn | Dayton | 40 | 40 | 40 |  | Capacity | Generation Interconnection | Solar; Storage |  |  | N/A |  | Withdrawn |  |  |  |  | N/A |  | N/A |  |  | N/A | N/A |  | 9/10/2021 | N/A | N/A |  | 12/18/2024 |  | 7/1/2024 |  |  | N | No
AH1-422 | West Mingo 69 kV |  | OH | Champaign | Withdrawn | Dayton | 60 | 20 | 18.85 |  | Capacity | Generation Interconnection | Solar; Storage |  |  | N/A |  | Withdrawn |  |  |  |  | N/A |  | N/A |  |  | N/A | N/A |  | 9/10/2021 | N/A | N/A |  | 12/18/2024 |  | 7/1/2024 |  |  | N | No
AH1-423 | West Mingo 69 kV |  | OH | Champaign | Withdrawn | Dayton | 80 | 20 | 12 |  | Capacity | Generation Interconnection | Solar |  |  | N/A |  | Withdrawn |  |  |  |  | N/A |  | N/A |  |  | N/A | N/A |  | 9/10/2021 | N/A | N/A |  | 12/18/2024 |  | 7/1/2024 |  |  | N | No
AH1-424 | Sandborn 34.5 kV |  | OH | Ashtabula | Withdrawn | ATSI | 19.2 | 19.2 | 11.52 |  | Capacity | Generation Interconnection | Solar |  |  | N/A |  | Withdrawn |  |  |  |  | N/A |  | N/A |  |  | N/A | N/A |  | 9/11/2021 | N/A | N/A |  | 12/18/2024 |  | 7/1/2024 |  |  | N | No
AH1-425 | Lemoyne 138kV |  | OH | Ottawa | Withdrawn | ATSI | 32 | 32 | 19.2 |  | Capacity | Generation Interconnection | Solar |  |  | N/A |  | Withdrawn |  |  |  |  | N/A |  | N/A |  |  | N/A | N/A |  | 9/10/2021 | N/A | N/A |  | 12/18/2024 |  | 7/1/2024 |  |  | N | No
AH1-426 | Gilboa-Jones Branch 138 kV IV |  | WV | Kanawha | Active | APS | 64.6 | 64.6 | 64.6 |  | Capacity | Generation Interconnection | Storage |  |  | N/A |  | In Progress |  |  |  |  | N/A |  | N/A |  |  | N/A | N/A |  | 9/11/2021 | N/A | N/A |  |  |  | 12/31/2023 |  |  | N | No
AH1-426A | Gilboa-Jones Branch 138 kV V |  | WV | Nicholas | Active | APS | 96.9 | 32.3 | 32.3 |  | Capacity | Generation Interconnection | Storage |  |  | N/A |  | In Progress |  |  |  |  | N/A |  | N/A |  |  | N/A | N/A |  | 9/11/2021 | N/A | N/A |  |  |  | 12/31/2023 |  |  | N | No
AH1-427 | Tommy Gooch - Garrard County 69 kV |  | KY | N/A | Active | EKPC | 100 | 100 | 60 |  | Capacity | Generation Interconnection | Solar |  |  | N/A |  | In Progress |  |  |  |  | N/A |  | N/A |  |  | N/A | N/A |  | 9/10/2021 | N/A | N/A |  |  |  | 9/1/2026 |  |  | N | No
AH1-428 | Tommy Gooch - Garrard County 69 kV |  | KY | Boone | Active | EKPC | 100 | 0 | 40 |  | Capacity | Generation Interconnection | Storage |  |  | N/A |  | In Progress |  |  |  |  | N/A |  | N/A |  |  | N/A | N/A |  | 9/10/2021 | N/A | N/A |  |  |  | 9/1/2026 |  |  | N | No
AH1-429 | Flemingsburg - Spurlock 138 kV |  | KY | Fleming | Active | EKPC | 90 | 90 | 54 |  | Capacity | Generation Interconnection | Solar |  |  | N/A |  | In Progress |  |  |  |  | N/A |  | N/A |  |  | N/A | N/A |  | 9/10/2021 | N/A | N/A |  |  |  | 9/1/2026 |  |  | N | No
AH1-430 | Flemingsburg - Spurlock 138 kV |  | KY | Fleming | Withdrawn | EKPC | 90 | 0 | 36 |  | Capacity | Generation Interconnection | Storage |  |  | N/A |  | Withdrawn |  |  |  |  | N/A |  | N/A |  |  | N/A | N/A |  | 9/10/2021 | N/A | N/A |  | 12/18/2024 |  | 9/1/2026 |  |  | N | No
AH1-431 | Pennville 138 kV |  | IN | Jay | Withdrawn | AEP | 125 | 0 | 50 |  | Capacity | Generation Interconnection | Storage |  |  | N/A |  | Withdrawn |  |  |  |  | N/A |  | N/A |  |  | N/A | N/A |  | 9/10/2021 | N/A | N/A |  | 12/18/2024 |  | 7/1/2025 |  |  | N | No
AH1-432 | Randolph - Hodgin 138 kV |  | IN | Randolph | Active | AEP | 150 | 0 | 60 |  | Capacity | Generation Interconnection | Storage |  |  | N/A |  | In Progress |  |  |  |  | N/A |  | N/A |  |  | N/A | N/A |  | 9/10/2021 | N/A | N/A |  |  |  | 4/1/2025 |  |  | N | No
AH1-433 | Kingsland 69 kV |  | IN | Wells | Withdrawn | AEP | 100 | 0 | 40 |  | Capacity | Generation Interconnection | Storage |  |  | N/A |  | Withdrawn |  |  |  |  | N/A |  | N/A |  |  | N/A | N/A |  | 9/10/2021 | N/A | N/A |  | 12/18/2024 |  | 4/1/2025 |  |  | N | No
AH1-434 | Carolina- Earleys 115kV |  | NC | Northhampton | Active | Dominion | 75 | 75 | 45 |  | Capacity | Generation Interconnection | Solar |  |  | N/A |  | In Progress |  |  |  |  | N/A |  | N/A |  |  | N/A | N/A |  | 9/10/2021 | N/A | N/A |  |  |  | 9/1/2026 |  |  | N | No
AH1-435 | Carolina- Earleys 115kV |  | NC | Northhampton | Withdrawn | Dominion | 75 | 0 | 30 |  | Capacity | Generation Interconnection | Storage |  |  | N/A |  | Withdrawn |  |  |  |  | N/A |  | N/A |  |  | N/A | N/A |  | 9/10/2021 | N/A | N/A |  | 12/18/2024 |  | 9/1/2026 |  |  | N | No
AH1-436 | Mackeys- Creswell 115kV |  | NC | Washington | Withdrawn | Dominion | 150 | 0 | 60 |  | Capacity | Generation Interconnection | Storage |  |  | N/A |  | Withdrawn |  |  |  |  | N/A |  | N/A |  |  | N/A | N/A |  | 9/10/2021 | N/A | N/A |  | 12/18/2024 |  | 7/1/2025 |  |  | N | No
AH1-437 | Remington- Gordonsville 230kV |  | VA | Culpeper | Withdrawn | Dominion | 150 | 150 | 90 |  | Capacity | Generation Interconnection | Solar |  |  | N/A |  | Withdrawn |  |  |  |  | N/A |  | N/A |  |  | N/A | N/A |  | 9/10/2021 | N/A | N/A |  | 12/18/2024 |  | 9/1/2026 |  |  | N | No
AH1-438 | Remington- Gordonsville 230kV |  | VA | Culpeper | Withdrawn | Dominion | 150 | 0 | 60 |  | Capacity | Generation Interconnection | Storage |  |  | N/A |  | Withdrawn |  |  |  |  | N/A |  | N/A |  |  | N/A | N/A |  | 9/10/2021 | N/A | N/A |  | 12/18/2024 |  | 9/1/2026 |  |  | N | No
AH1-439 | Buckingham- Farmville 230kV |  | VA | Cumberland | Active | Dominion | 85 | 85 | 51 |  | Capacity | Generation Interconnection | Solar |  |  | N/A |  | In Progress |  |  |  |  | N/A |  | N/A |  |  | N/A | N/A |  | 9/10/2021 | N/A | N/A |  |  |  | 9/1/2026 |  |  | N | No
AH1-440 | Buckingham- Farmville 230kV |  | VA | Cumberland | Active | Dominion | 85 | 0 | 34 |  | Capacity | Generation Interconnection | Storage |  |  | N/A |  | In Progress |  |  |  |  | N/A |  | N/A |  |  | N/A | N/A |  | 9/10/2021 | N/A | N/A |  |  |  | 9/1/2026 |  |  | N | No
AH1-441 | Cunningham - Elmont 500 kV III |  | VA | Fluvanna | Withdrawn | Dominion | 149 | 0 | 20 |  | Capacity | Generation Interconnection | Storage |  |  | N/A |  | Withdrawn |  |  |  |  | N/A |  | N/A |  |  | N/A | N/A |  | 9/10/2021 | N/A | N/A |  | 12/18/2024 |  | 6/30/2026 |  |  | N | No
AH1-442 | Cunningham - Elmont 500 kV IV |  | VA | Fluvanna | Withdrawn | Dominion | 149 | 0 | 20 |  | Capacity | Generation Interconnection | Storage |  |  | N/A |  | Withdrawn |  |  |  |  | N/A |  | N/A |  |  | N/A | N/A |  | 9/10/2021 | N/A | N/A |  | 12/18/2024 |  | 6/30/2026 |  |  | N | No
AH1-443 | Kidds Store - Fork Union 115 kV II |  | VA | Fluvanna | Withdrawn | Dominion | 0 | 0 | 15 |  | Capacity | Generation Interconnection | Storage |  |  | N/A |  | Withdrawn |  |  |  |  | N/A |  | N/A |  |  | N/A | N/A |  | 9/10/2021 | N/A | N/A |  | 12/18/2024 |  | 6/30/2026 |  |  | N | No
AH1-444 | Fentress – Sligo 230 kV |  | VA | City of Chesapeake | Withdrawn | Dominion | 200 | 200 | 170 |  | Capacity | Generation Interconnection | Storage |  |  | N/A |  | Withdrawn |  |  |  |  | N/A |  | N/A |  |  | N/A | N/A |  | 9/10/2021 | N/A | N/A |  | 10/18/2021 |  | 9/1/2025 |  |  | N | No
AH1-445 | Belleville 46 kV |  | PA | Mifflin | Withdrawn | PENELEC | 10 | 10 | 6 |  | Capacity | Generation Interconnection | Solar |  |  | N/A |  | Withdrawn |  |  |  |  | N/A |  | N/A |  |  | N/A | N/A |  | 9/10/2021 | N/A | N/A |  | 8/7/2024 |  | 9/30/2023 |  |  | N | No
AH1-446 | Sanders DP - Westmoreland 230 kV |  | VA | Westmoreland | Withdrawn | Dominion | 65 | 65 | 19.5 |  | Capacity | Generation Interconnection | Solar; Storage |  |  | N/A |  | In Progress |  |  |  |  | N/A |  | N/A |  |  | N/A | N/A |  | 9/10/2021 | N/A | N/A |  |  |  | 12/2/2024 |  |  | N | No
AH1-447 | Axton – Danville #2 138 kV |  | VA | Pittsylvania | Withdrawn | AEP | 60 | 60 | 36 |  | Capacity | Generation Interconnection | Storage |  |  | N/A |  | In Progress |  |  |  |  | N/A |  | N/A |  |  | N/A | N/A |  | 9/10/2021 | N/A | N/A |  |  |  | 12/2/2024 |  |  | N | No
AH1-448 | East Palmerton-Harwood 230 kV |  | PA | Carbon | Withdrawn | PPL | 180 | 180 | 180 |  | Capacity | Generation Interconnection | Solar; Storage |  |  | N/A |  | Withdrawn |  |  |  |  | N/A |  | N/A |  |  | N/A | N/A |  | 9/10/2021 | N/A | N/A |  | 10/13/2021 |  | 12/1/2024 |  |  | N | No
AH1-449 | Muskingum River - Sporn 345 kV |  | OH | Washington | Withdrawn | AEP | 150 | 150 | 150 |  | Capacity | Generation Interconnection | Solar; Storage |  |  | N/A |  | Withdrawn |  |  |  |  | N/A |  | N/A |  |  | N/A | N/A |  | 9/10/2021 | N/A | N/A |  | 12/18/2024 |  | 10/31/2025 |  |  | N | No
AH1-450 | Chase City 115kV |  | VA | Mecklenburg | Withdrawn | Dominion | 50 | 50 | 50 |  | Capacity | Generation Interconnection | Storage |  |  | N/A |  | Withdrawn |  |  |  |  | N/A |  | N/A |  |  | N/A | N/A |  | 9/10/2021 | N/A | N/A |  | 12/18/2024 |  | 12/31/2025 |  |  | N | No
AH1-451 | Hopkins 138 kV |  | WV | N/A | Withdrawn | AEP | 180 | 180 | 108 |  | Capacity | Generation Interconnection | Solar |  |  | N/A |  | Withdrawn |  |  |  |  | N/A |  | N/A |  |  | N/A | N/A |  | 9/11/2021 | N/A | N/A |  | 12/18/2024 |  | 5/1/2025 |  |  | N | No
AH1-452 | Clementine-Clementine Jct. 25 kV |  | PA | Armstrong | Active | APS | 19.9 | 19.9 | 8.35 |  | Capacity | Generation Interconnection | Solar |  |  | N/A |  | In Progress |  |  |  |  | N/A |  | N/A |  |  | N/A | N/A |  | 9/11/2021 | N/A | N/A |  |  |  | 6/1/2023 |  |  | N | No
AH1-453 | Eugene 345 kV |  | IN | Vermillion | Withdrawn | AEP | 150 | 150 | 150 |  | Capacity | Generation Interconnection | Storage |  |  | N/A |  | Withdrawn |  |  |  |  | N/A |  | N/A |  |  | N/A | N/A |  | 9/10/2021 | N/A | N/A |  | 12/18/2024 |  | 5/1/2028 |  |  | N | No
AH1-454 | Pinewood- St Johns 115kV |  | VA | Caroline | Withdrawn | Dominion | 100 | 100 | 100 |  | Capacity | Generation Interconnection | Storage |  |  | N/A |  | Withdrawn |  |  |  |  | N/A |  | N/A |  |  | N/A | N/A |  | 9/10/2021 | N/A | N/A |  | 12/18/2024 |  | 6/1/2025 |  |  | N | No
AH1-455 | Middle Creek 69 kV |  | KY | Magoffin | Withdrawn | EKPC | 60 | 60 | 39.8 |  | Capacity | Generation Interconnection | Solar |  |  | N/A |  | Withdrawn |  |  |  |  | N/A |  | N/A |  |  | N/A | N/A |  | 9/10/2021 | N/A | N/A |  | 11/2/2023 |  | 9/1/2025 |  |  | N | No
AH1-456 | Moran DP – Flatcreek 115 kV |  | VA | Spotsylvania | Withdrawn | Dominion | 80 | 80 | 48 |  | Capacity | Generation Interconnection | Solar |  |  | N/A |  | Withdrawn |  |  |  |  | N/A |  | N/A |  |  | N/A | N/A |  | 9/10/2021 | N/A | N/A |  | 12/18/2024 |  | 12/31/2024 |  |  | N | No
AH1-457 | Moran DP – Flatcreek 115 kV |  | VA | Spotsylvania | Withdrawn | Dominion | 130 | 50 | 50 |  | Capacity | Generation Interconnection | Storage |  |  | N/A |  | Withdrawn |  |  |  |  | N/A |  | N/A |  |  | N/A | N/A |  | 9/10/2021 | N/A | N/A |  | 12/18/2024 |  | 12/31/2024 |  |  | N | No
AH1-458 | Hampshire - Ridgeley 138 kV 1 |  | WV | Hampshire | Withdrawn | APS | 100 | 100 | 60 |  | Capacity | Generation Interconnection | Solar |  |  | N/A |  | Withdrawn |  |  |  |  | N/A |  | N/A |  |  | N/A | N/A |  | 9/10/2021 | N/A | N/A |  | 12/18/2024 |  | 12/31/2024 |  |  | N | No
AH1-459 | Hampshire - Ridgeley 138 kV 2 |  | WV | Hampshire | Withdrawn | APS | 150 | 50 | 50 |  | Capacity | Generation Interconnection | Storage |  |  | N/A |  | Withdrawn |  |  |  |  | N/A |  | N/A |  |  | N/A | N/A |  | 9/11/2021 | N/A | N/A |  | 12/18/2024 |  | 9/30/2024 |  |  | N | No
AH1-460 | Hooversville - Scalp Level 115 kV |  | PA | Somerset | Active | PENELEC | 66 | 66 | 39.6 |  | Capacity | Generation Interconnection | Solar |  |  | N/A |  | In Progress |  |  |  |  | N/A |  | N/A |  |  | N/A | N/A |  | 9/10/2021 | N/A | N/A |  |  |  | 12/31/2024 |  |  | N | No
AH1-461 | Buckhorn 138 kV |  | VA | Tazewell | Active | AEP | 80 | 80 | 80 |  | Capacity | Generation Interconnection | Storage |  |  | N/A |  | In Progress |  |  |  |  | N/A |  | N/A |  |  | N/A | N/A |  | 9/10/2021 | N/A | N/A |  |  |  | 12/31/2024 |  |  | N | No
AH1-462 | Rachel Hill 115 kV |  | PA | Cambria | Withdrawn | PENELEC | 60 | 60 | 60 |  | Capacity | Generation Interconnection | Storage |  |  | N/A |  | Withdrawn |  |  |  |  | N/A |  | N/A |  |  | N/A | N/A |  | 9/11/2021 | N/A | N/A |  | 2/12/2025 |  | 12/31/2024 |  |  | N | No
AH1-463 | Owingsville - Preston 69 kV |  | KY | Bath | Withdrawn | EKPC | 65 | 65 | 39 |  | Capacity | Generation Interconnection | Solar |  |  | N/A |  | In Progress |  |  |  |  | N/A |  | N/A |  |  | N/A | N/A |  | 9/10/2021 | N/A | N/A |  | 4/22/2025 |  | 12/31/2024 |  |  | N | No
AH1-464 | Hinkston 24.9 kV |  | KY | Montgomery | Withdrawn | EKPC | 12 | 12 | 7.2 |  | Capacity | Generation Interconnection | Solar |  |  | N/A |  | Withdrawn |  |  |  |  | N/A |  | N/A |  |  | N/A | N/A |  | 9/11/2021 | N/A | N/A |  | 3/2/2023 |  | 12/31/2022 |  |  | N | No
AH1-465 | Carson – Rogers Road 500 kV |  | VA | Greensville | Withdrawn | Dominion | 350 | 200 | 120 |  | Capacity | Generation Interconnection | Solar |  |  | N/A |  | Withdrawn |  |  |  |  | N/A |  | N/A |  |  | N/A | N/A |  | 9/10/2021 | N/A | N/A |  | 12/18/2024 |  | 12/31/2024 |  |  | N | No
AH1-466 | Baker - Broadford 765 kV |  | KY | Boone | Withdrawn | AEP | 600 | 600 | 360 |  | Capacity | Generation Interconnection | Solar |  |  | N/A |  | Withdrawn |  |  |  |  | N/A |  | N/A |  |  | N/A | N/A |  | 9/10/2021 | N/A | N/A |  | 2/25/2025 |  | 12/31/2024 |  |  | N | No
AH1-467 | Baker - Broadford 765 kV |  | KY | Boone | Withdrawn | AEP | 900 | 300 | 120 |  | Capacity | Generation Interconnection | Storage |  |  | N/A |  | Withdrawn |  |  |  |  | N/A |  | N/A |  |  | N/A | N/A |  | 9/10/2021 | N/A | N/A |  | 2/25/2025 |  | 12/31/2024 |  |  | N | No
AH1-468 | Hokes-Jackson 69 kV V |  | PA | York | Withdrawn | ME | 35 | 15 | 15 |  | Capacity | Generation Interconnection | Storage |  |  | N/A |  | Withdrawn |  |  |  |  | N/A |  | N/A |  |  | N/A | N/A |  | 9/10/2021 | N/A | N/A |  | 10/11/2021 |  | 9/25/2023 |  |  | N | No
AH1-469 | Derry Tap-Derry Bus 69 kV III |  | PA | Montour | Withdrawn | PPL | 35 | 15 | 15 |  | Capacity | Generation Interconnection | Solar; Storage |  |  | N/A |  | Withdrawn |  |  |  |  | N/A |  | N/A |  |  | N/A | N/A |  | 9/11/2021 | N/A | N/A |  | 12/18/2024 |  | 9/25/2023 |  |  | N | No
AH1-470 | Derry Tap- Derry Bus 69 kV IV |  | PA | Northumberland | Withdrawn | PPL | 35 | 15 | 15 |  | Capacity | Generation Interconnection | Solar |  |  | N/A |  | Withdrawn |  |  |  |  | N/A |  | N/A |  |  | N/A | N/A |  | 9/10/2021 | N/A | N/A |  | 12/18/2024 |  | 9/25/2023 |  |  | N | No
AH1-471 | Derry Tap- Derry Bus 69 kV VI |  | PA | Snyder | Withdrawn | PPL | 27.5 | 15 | 15 |  | Capacity | Generation Interconnection | Solar |  |  | N/A |  | Withdrawn |  |  |  |  | N/A |  | N/A |  |  | N/A | N/A |  | 9/10/2021 | N/A | N/A |  | 12/18/2024 |  | 9/25/2023 |  |  | N | No
AH1-472 | Derry Tap- Derry Bus 69 kV VII |  | PA | Columbia | Withdrawn | PPL | 91 | 56 | 56 |  | Capacity | Generation Interconnection | Solar |  |  | N/A |  | Withdrawn |  |  |  |  | N/A |  | N/A |  |  | N/A | N/A |  | 9/10/2021 | N/A | N/A |  | 12/18/2024 |  | 9/25/2023 |  |  | N | No
AH1-473 | Hokes-Jackson 69 kV VI |  | PA | York | Withdrawn | ME | 35 | 15 | 15 |  | Capacity | Generation Interconnection | Storage |  |  | N/A |  | Withdrawn |  |  |  |  | N/A |  | N/A |  |  | N/A | N/A |  | 9/10/2021 | N/A | N/A |  | 10/11/2021 |  | 9/25/2023 |  |  | N | No
AH1-474 | Edinboro South-Venango Junction 115 kV III |  | PA | Crawford | Withdrawn | PENELEC | 203.5 | 87 | 87 |  | Capacity | Generation Interconnection | Storage |  |  | N/A |  | Withdrawn |  |  |  |  | N/A |  | N/A |  |  | N/A | N/A |  | 9/11/2021 | N/A | N/A |  | 12/18/2024 |  | 9/25/2023 |  |  | N | No
AH1-475 | Edinboro-Cambridge Springs 34.5 kV II |  | PA | Crawford | Withdrawn | PENELEC | 35 | 15 | 15 |  | Capacity | Generation Interconnection | Storage |  |  | N/A |  | Withdrawn |  |  |  |  | N/A |  | N/A |  |  | N/A | N/A |  | 9/11/2021 | N/A | N/A |  | 12/18/2024 |  | 9/25/2023 |  |  | N | No
AH1-476 | Hunterstown-Texas Eastern Tap 115 kV II |  | PA | Adams | Withdrawn | ME | 170.5 | 73 | 73 |  | Capacity | Generation Interconnection | Solar |  |  | N/A |  | Withdrawn |  |  |  |  | N/A |  | N/A |  |  | N/A | N/A |  | 9/11/2021 | N/A | N/A |  | 12/18/2024 |  | 9/23/2024 |  |  | N | No
AH1-477 | Greentown 138 kV |  | IN | Howard | Withdrawn | AEP | 112 | 112 | 112 |  | Capacity | Generation Interconnection | Storage |  |  | N/A |  | Withdrawn |  |  |  |  | N/A |  | N/A |  |  | N/A | N/A |  | 9/10/2021 | N/A | N/A |  | 12/18/2024 |  | 9/25/2023 |  |  | N | No
AH1-478 | Columbia-West Bloomsburg 69 kV II |  | PA | Columbia | Withdrawn | PPL | 60 | 40 | 40 |  | Capacity | Generation Interconnection | Solar |  |  | N/A |  | Withdrawn |  |  |  |  | N/A |  | N/A |  |  | N/A | N/A |  | 9/10/2021 | N/A | N/A |  | 12/18/2024 |  | 9/25/2023 |  |  | N | No
AH1-479 | New Carlisle 138 kV |  | IN | St. Joseph | Withdrawn | AEP | 192 | 82 | 82 |  | Capacity | Generation Interconnection | Storage |  |  | N/A |  | Withdrawn |  |  |  |  | N/A |  | N/A |  |  | N/A | N/A |  | 9/10/2021 | N/A | N/A |  | 12/18/2024 |  | 9/25/2023 |  |  | N | No
AH1-480 | Haviland – Cavett Switch 69 kV |  | OH | Van Wert | Withdrawn | AEP | 132 | 57 | 57 |  | Capacity | Generation Interconnection | Storage |  |  | N/A |  | Withdrawn |  |  |  |  | N/A |  | N/A |  |  | N/A | N/A |  | 9/10/2021 | N/A | N/A |  | 12/18/2024 |  | 9/25/2023 |  |  | N | No
AH1-481 | Reynolds - Meadow Lake #1 345 kV |  | IN | White | Withdrawn | AEP | 196 | 84 | 84 |  | Capacity | Generation Interconnection | Storage |  |  | N/A |  | Withdrawn |  |  |  |  | N/A |  | N/A |  |  | N/A | N/A |  | 9/10/2021 | N/A | N/A |  | 12/18/2024 |  | 9/25/2024 |  |  | N | No
AH1-482 | Olive - Reynolds #2 345 kV |  | IN | Pulaski | Active | AEP | 338 | 78 | 78 |  | Capacity | Generation Interconnection | Storage |  |  | N/A |  | In Progress |  |  |  |  | N/A |  | N/A |  |  | N/A | N/A |  | 9/10/2021 | N/A | N/A |  |  |  | 9/25/2023 |  |  | N | No
AH1-483 | Honda Marysville Tap 69 kV |  | OH | Union | Withdrawn | Dayton | 142 | 42 | 42 |  | Capacity | Generation Interconnection | Storage |  |  | N/A |  | Withdrawn |  |  |  |  | N/A |  | N/A |  |  | N/A | N/A |  | 9/10/2021 | N/A | N/A |  | 12/18/2024 |  | 9/23/2024 |  |  | N | No
AH1-484 | Madison - Tanners Creek 138 kV |  | IN | Henry | Withdrawn | AEP | 267.5 | 115 | 115 |  | Capacity | Generation Interconnection | Solar |  |  | N/A |  | Withdrawn |  |  |  |  | N/A |  | N/A |  |  | N/A | N/A |  | 9/11/2021 | N/A | N/A |  | 12/18/2024 |  | 9/24/2023 |  |  | N | No
AH1-485 | Brookside-Cloverdale 138 kV II |  | OH | Wayne | Withdrawn | ATSI | 228 | 98 | 98 |  | Capacity | Generation Interconnection | Solar |  |  | N/A |  | Withdrawn |  |  |  |  | N/A |  | N/A |  |  | N/A | N/A |  | 9/10/2021 | N/A | N/A |  | 10/11/2021 |  | 9/25/2023 |  |  | N | No
AH1-486 | Maysville 69 kV 1 |  | PA | Mercer | Withdrawn | ATSI | 20 | 20 | 12 |  | Capacity | Generation Interconnection | Solar |  |  | N/A |  | Withdrawn |  |  |  |  | N/A |  | N/A |  |  | N/A | N/A |  | 9/11/2021 | N/A | N/A |  | 12/18/2024 |  | 7/30/2024 |  |  | N | No
AH1-487 | Camp Reynolds 12.5 kV |  | PA | Mercer | Active | ATSI | 20 | 20 | 12 |  | Capacity | Generation Interconnection | Solar |  |  | N/A |  | In Progress |  |  |  |  | N/A |  | N/A |  |  | N/A | N/A |  | 9/10/2021 | N/A | N/A |  |  |  | 7/30/2024 |  |  | N | No
AH1-488 | Maysville 34.5 kV 3 |  | PA | Mercer | Withdrawn | ATSI | 20 | 20 | 12 |  | Capacity | Generation Interconnection | Solar |  |  | N/A |  | Withdrawn |  |  |  |  | N/A |  | N/A |  |  | N/A | N/A |  | 9/10/2021 | N/A | N/A |  | 12/18/2024 |  | 7/30/2024 |  |  | N | No
AH1-489 | Maysville 34.5 kV 4 |  | PA | Mercer | Withdrawn | ATSI | 20 | 20 | 12 |  | Capacity | Generation Interconnection | Solar |  |  | N/A |  | Withdrawn |  |  |  |  | N/A |  | N/A |  |  | N/A | N/A |  | 9/10/2021 | N/A | N/A |  | 12/18/2024 |  | 7/30/2024 |  |  | N | No
AH1-490 | Venango Junction - Cambridge Springs 34.5 kV |  | PA | Crawford | Active | PENELEC | 20 | 20 | 12 |  | Capacity | Generation Interconnection | Solar |  |  | N/A |  | In Progress |  |  |  |  | N/A |  | N/A |  |  | N/A | N/A |  | 9/10/2021 | N/A | N/A |  |  |  | 7/30/2024 |  |  | N | No
AH1-491 | Union City 34.5 kV |  | PA | Erie | Active | PENELEC | 20 | 20 | 12 |  | Capacity | Generation Interconnection | Solar |  |  | N/A |  | In Progress |  |  |  |  | N/A |  | N/A |  |  | N/A | N/A |  | 9/11/2021 | N/A | N/A |  |  |  | 7/30/2024 |  |  | N | No
AH1-492 | Bernville 13 kV |  | PA | Berks | Active | ME | 20 | 20 | 12 |  | Capacity | Generation Interconnection | Solar |  |  | N/A |  | In Progress |  |  |  |  | N/A |  | N/A |  |  | N/A | N/A |  | 9/11/2021 | N/A | N/A |  |  |  | 7/30/2024 |  |  | N | No
AH1-493 | Bernville 34.5 kV 2 |  | PA | Berks | Withdrawn | ME | 20 | 20 | 12 |  | Capacity | Generation Interconnection | Solar |  |  | N/A |  | Withdrawn |  |  |  |  | N/A |  | N/A |  |  | N/A | N/A |  | 9/11/2021 | N/A | N/A |  | 12/18/2024 |  | 7/30/2024 |  |  | N | No
AH1-494 | Wakefield 12 kV |  | PA | Lancaster | Withdrawn | PPL | 10 | 10 | 6.4 |  | Capacity | Generation Interconnection | Solar |  |  | N/A |  | Withdrawn |  |  |  |  | N/A |  | N/A |  |  | N/A | N/A |  | 9/10/2021 | N/A | N/A |  | 9/5/2023 |  | 6/30/2024 |  |  | N | No
AH1-495 | Middleburg 12 kV |  | PA | Snyder | Withdrawn | PPL | 10 | 10 | 6.4 |  | Capacity | Generation Interconnection | Solar |  |  | N/A |  | Withdrawn |  |  |  |  | N/A |  | N/A |  |  | N/A | N/A |  | 9/10/2021 | N/A | N/A |  | 9/5/2023 |  | 6/30/2024 |  |  | N | No
AH1-496 | West Berwick 12 kV |  | PA | Columbia | Withdrawn | PPL | 10 | 10 | 6.4 |  | Capacity | Generation Interconnection | Solar |  |  | N/A |  | Withdrawn |  |  |  |  | N/A |  | N/A |  |  | N/A | N/A |  | 9/10/2021 | N/A | N/A |  | 9/5/2023 |  | 6/30/2024 |  |  | N | No
AH1-497 | Hadley 12.47kV |  | PA | Mercer | Withdrawn | ATSI | 5 | 5 | 3.2 |  | Capacity | Generation Interconnection | Solar |  |  | N/A |  | Withdrawn |  |  |  |  | N/A |  | N/A |  |  | N/A | N/A |  | 9/10/2021 | N/A | N/A |  | 9/7/2023 |  | 6/30/2024 |  |  | N | No
AH1-498 | Jamestown 12.47kV |  | PA | Crawford | Withdrawn | ATSI | 5 | 5 | 3.2 |  | Capacity | Generation Interconnection | Solar |  |  | N/A |  | Withdrawn |  |  |  |  | N/A |  | N/A |  |  | N/A | N/A |  | 9/10/2021 | N/A | N/A |  | 9/7/2023 |  | 6/30/2024 |  |  | N | No
AH1-499 | Stoneboro 12.47kV |  | PA | Mercer | Withdrawn | ATSI | 10 | 10 | 6.5 |  | Capacity | Generation Interconnection | Solar |  |  | N/A |  | Withdrawn |  |  |  |  | N/A |  | N/A |  |  | N/A | N/A |  | 9/10/2021 | N/A | N/A |  | 9/7/2023 |  | 6/30/2024 |  |  | N | No
AH1-500 | Conesville Junction – Parkview Road Junction 46 kV |  | PA | Potter | Withdrawn | APS | 10 | 10 | 6.5 |  | Capacity | Generation Interconnection | Solar |  |  | N/A |  | Withdrawn |  |  |  |  | N/A |  | N/A |  |  | N/A | N/A |  | 9/10/2021 | N/A | N/A |  | 9/7/2023 |  | 6/30/2024 |  |  | N | No
AH1-501 | Tionesta Junction – Crown 34.5 kV |  | PA | Forest | Withdrawn | PENELEC | 10 | 10 | 6.5 |  | Capacity | Generation Interconnection | Solar |  |  | N/A |  | Withdrawn |  |  |  |  | N/A |  | N/A |  |  | N/A | N/A |  | 9/10/2021 | N/A | N/A |  | 9/7/2023 |  | 6/30/2024 |  |  | N | No
AH1-502 | Dequine - Eugene 345 kV |  | IN | Warren | Withdrawn | AEP | 150 | 150 | 150 |  | Capacity | Generation Interconnection | Storage |  |  | N/A |  | Withdrawn |  |  |  |  | N/A |  | N/A |  |  | N/A | N/A |  | 9/10/2021 | N/A | N/A |  | 12/18/2024 |  | 5/1/2028 |  |  | N | No
AH1-503 | Kings Fork – Chuckatuck 230 kV |  | VA | City of Suffolk | Withdrawn | Dominion | 150 | 150 | 127.5 |  | Capacity | Generation Interconnection | Storage |  |  | N/A |  | Withdrawn |  |  |  |  | N/A |  | N/A |  |  | N/A | N/A |  | 9/10/2021 | N/A | N/A |  | 12/18/2024 |  | 9/30/2025 |  |  | N | No
AH1-504 | Lickdale 13.2kV |  | PA | Lebanon | Withdrawn | ME | 7.5 | 7.5 | 5 |  | Capacity | Generation Interconnection | Solar |  |  | N/A |  | Withdrawn |  |  |  |  | N/A |  | N/A |  |  | N/A | N/A |  | 9/10/2021 | N/A | N/A |  | 9/7/2023 |  | 6/30/2024 |  |  | N | No
AH1-505 | Wheatland 12.47 kV |  | PA | Mercer | Withdrawn | ATSI | 7.5 | 7.5 | 5 |  | Capacity | Generation Interconnection | Solar |  |  | N/A |  | Withdrawn |  |  |  |  | N/A |  | N/A |  |  | N/A | N/A |  | 9/10/2021 | N/A | N/A |  | 9/7/2023 |  | 6/30/2024 |  |  | N | No
AH1-506 | Oceanview Wind 3 230 kV |  | NJ | Monmouth | Withdrawn | JCPL | 2056 | 730 | 300 |  | Capacity | Generation Interconnection | Offshore Wind |  |  | N/A |  | Withdrawn |  |  |  |  | N/A |  | N/A |  |  | N/A | N/A |  | 9/10/2021 | N/A | N/A |  | 12/18/2024 |  | 12/30/2028 |  |  | N | No
AH1-507 | Oceanview Wind 4 230 kV |  | NJ | Monmouth | Withdrawn | JCPL | 2786 | 730 | 300 |  | Capacity | Generation Interconnection | Offshore Wind |  |  | N/A |  | Withdrawn |  |  |  |  | N/A |  | N/A |  |  | N/A | N/A |  | 9/10/2021 | N/A | N/A |  | 12/18/2024 |  | 12/30/2028 |  |  | N | No
AH1-508 | Bremo-Fork Union Military Academy 34.5 kV |  | VA | Fluvanna | Withdrawn | Dominion | 16 | 16 | 9.6 |  | Capacity | Generation Interconnection | Solar |  |  | N/A |  | Withdrawn |  |  |  |  | N/A |  | N/A |  |  | N/A | N/A |  | 9/10/2021 | N/A | N/A |  | 10/18/2023 |  | 2/1/2025 |  |  | N | No
AH1-509 | TBD 12 kV |  | PA | Northumberland | Withdrawn | PPL |  |  |  |  | Energy | Generation Interconnection | Solar |  |  | N/A |  | Withdrawn |  |  |  |  | N/A |  | N/A |  |  | N/A | N/A |  | 9/10/2021 | N/A | N/A |  | 3/14/2022 |  | 12/31/2023 |  |  | Y | No
AH1-510 | Clarence Solar 12 kV |  | N/A | N/A | Withdrawn | PENELEC | 4.95 | 4.95 | 0 |  | Energy | Generation Interconnection | Solar |  |  | N/A |  | Withdrawn |  |  |  |  | N/A |  | N/A |  |  | N/A | N/A |  | 9/11/2021 | N/A | N/A |  | 12/1/2021 |  | 12/31/2023 |  |  | Y | No
AH1-511 | Blacklick Solar 12 kV |  | N/A | N/A | Withdrawn | PENELEC | 4.95 | 4.95 | 0 |  | Energy | Generation Interconnection | Solar |  |  | N/A |  | Withdrawn |  |  |  |  | N/A |  | N/A |  |  | N/A | N/A |  | 9/10/2021 | N/A | N/A |  | 12/1/2021 |  | 12/31/2023 |  |  | Y | No
AH1-512 | Brush Creek Solar 12 kV |  | N/A | N/A | Withdrawn | PENELEC | 4.95 | 4.95 | 0 |  | Energy | Generation Interconnection | Solar |  |  | N/A |  | Withdrawn |  |  |  |  | N/A |  | N/A |  |  | N/A | N/A |  | 9/10/2021 | N/A | N/A |  | 12/1/2021 |  | 12/31/2023 |  |  | Y | No
AH1-513 | Summit Community Solar 12 kV |  | N/A | N/A | Withdrawn | APS | 4.95 | 4.95 | 0 |  | Energy | Generation Interconnection | Solar |  |  | N/A |  | Withdrawn |  |  |  |  | N/A |  | N/A |  |  | N/A | N/A |  | 9/10/2021 | N/A | N/A |  | 12/1/2021 |  | 12/31/2023 |  |  | Y | No
AH1-514 | Philipsburg - Emeigh 12.47 kV-1 |  | PA | Clearfield | Withdrawn | PENELEC | 5 | 5 | 3.4 |  | Capacity | Generation Interconnection | Solar |  |  | N/A |  | Withdrawn |  |  |  |  | N/A |  | N/A |  |  | N/A | N/A |  | 9/10/2021 | N/A | N/A |  | 12/18/2024 |  | 12/29/2023 |  |  | N | No
AH1-515 | Philipsburg - Emeigh 12.47 kV-2 |  | PA | Clearfield | Withdrawn | PENELEC | 5 | 5 | 2.7 |  | Capacity | Generation Interconnection | Solar |  |  | N/A |  | Withdrawn |  |  |  |  | N/A |  | N/A |  |  | N/A | N/A |  | 9/10/2021 | N/A | N/A |  | 12/18/2024 |  | 12/29/2023 |  |  | N | No
AH1-515A | Springdale - Wycoff 12.8 kV |  | PA | Allegheny | Withdrawn | APS | 5 | 5 | 3.1 |  | Capacity | Generation Interconnection | Solar |  |  | N/A |  | In Progress |  |  |  |  | N/A |  | N/A |  |  | N/A | N/A |  | 9/10/2021 | N/A | N/A |  | 3/14/2022 |  | 12/29/2023 |  |  | N | No
AH1-516 | Springfield Road - Springfield Road 69 kV |  | OH | Butler | Withdrawn | DEOK | 70 | 70 | 44.7 |  | Capacity | Generation Interconnection | Solar |  |  | N/A |  | Withdrawn |  |  |  |  | N/A |  | N/A |  |  | N/A | N/A |  | 9/10/2021 | N/A | N/A |  | 12/18/2024 |  | 7/1/2025 |  |  | N | No
AH1-517 |  |  | IL | Adams | Withdrawn | ComEd |  |  |  |  | Energy | Generation Interconnection | Solar |  |  | N/A |  | Withdrawn |  |  |  |  | N/A |  | N/A |  |  | N/A | N/A |  | 9/10/2021 | N/A | N/A |  | 10/13/2021 |  | 6/1/2022 |  |  | Y | No
AH1-518 | Pulaski Sub-New Wilmington 69kV |  | PA | Lawrence | Withdrawn | ATSI | 19 | 19 | 7.98 |  | Capacity | Generation Interconnection | Solar |  |  | N/A |  | Withdrawn |  |  |  |  | N/A |  | N/A |  |  | N/A | N/A |  | 9/10/2021 | N/A | N/A |  | 12/18/2024 |  | 6/1/2023 |  |  | N | No
AH1-519 |  |  | OH | Champaign | Withdrawn | Dayton | 200 | 200 | 134.3 |  | Capacity | Generation Interconnection | Solar |  |  | N/A |  | Withdrawn |  |  |  |  | N/A |  | N/A |  |  | N/A | N/A |  | 9/10/2021 | N/A | N/A |  | 10/13/2021 |  | 10/15/2024 |  |  | N | No
AH1-520 | Blue Jacket-Kirby 138 kV V |  | OH | Union | Withdrawn | ATSI | 120 | 120 | 79.8 |  | Capacity | Generation Interconnection | Solar |  |  | N/A |  | Withdrawn |  |  |  |  | N/A |  | N/A |  |  | N/A | N/A |  | 9/10/2021 | N/A | N/A |  | 12/18/2024 |  | 10/15/2024 |  |  | N | No
AH1-521 | Blue Jacket-Kirby 138 kV VI |  | OH | Union | Withdrawn | ATSI | 100 | 100 | 50 |  | Capacity | Generation Interconnection | Storage |  |  | N/A |  | Withdrawn |  |  |  |  | N/A |  | N/A |  |  | N/A | N/A |  | 9/10/2021 | N/A | N/A |  | 12/18/2024 |  | 10/15/2024 |  |  | N | No
AH1-522 | Timber Switch 138 kV |  | OH | Paulding | Withdrawn | AEP | 47 | 47 | 28.2 |  | Capacity | Generation Interconnection | Solar |  |  | N/A |  | Withdrawn |  |  |  |  | N/A |  | N/A |  |  | N/A | N/A |  | 9/10/2021 | N/A | N/A |  | 12/18/2024 |  | 12/31/2024 |  |  | N | No
AH1-523 | Heidelberg 69 kV |  | PA | Lebanon | Withdrawn | PPL | 20 | 20 | 12 |  | Capacity | Generation Interconnection | Solar |  |  | N/A |  | Withdrawn |  |  |  |  | N/A |  | N/A |  |  | N/A | N/A |  | 9/10/2021 | N/A | N/A |  | 12/18/2024 |  | 7/30/2024 |  |  | N | No
AH1-524 | University Park - Olive 345 kV |  | IN | LaPorte | Withdrawn | AEP | 117 | 117 | 70.2 |  | Capacity | Generation Interconnection | Solar |  |  | N/A |  | Withdrawn |  |  |  |  | N/A |  | N/A |  |  | N/A | N/A |  | 9/11/2021 | N/A | N/A |  | 7/18/2023 |  | 12/31/2025 |  |  | N | No
AH1-525 | University Park - Olive 345 kV |  | IN | LaPorte | Withdrawn | AEP | 50 | 50 | 50 |  | Capacity | Generation Interconnection | Storage |  |  | N/A |  | Withdrawn |  |  |  |  | N/A |  | N/A |  |  | N/A | N/A |  | 9/11/2021 | N/A | N/A |  | 7/18/2023 |  | 12/31/2025 |  |  | N | No
AH1-526 | Knox - Washington CEC 138 kV |  | OH | Carroll | Active | ATSI | 80 | 80 | 42 |  | Capacity | Generation Interconnection | Solar; Storage |  |  | N/A |  | In Progress |  |  |  |  | N/A |  | N/A |  |  | N/A | N/A |  | 9/11/2021 | N/A | N/A |  |  |  | 10/31/2025 |  |  | N | No
AH1-527 | Chase City- Herbert Plant Substation 115kV |  | VA | Mecklenburg | Withdrawn | Dominion | 149 | 149 | 89.4 |  | Capacity | Generation Interconnection | Solar |  |  | N/A |  | Withdrawn |  |  |  |  | N/A |  | N/A |  |  | N/A | N/A |  | 9/10/2021 | N/A | N/A |  | 12/18/2024 |  | 3/30/2025 |  |  | N | No
AH1-528 | Rawlings - Unity 500 kV |  | VA | Brunswick | Active | Dominion | 300.8 | 300.8 | 180 |  | Capacity | Generation Interconnection | Solar |  |  | N/A |  | In Progress |  |  |  |  | N/A |  | N/A |  |  | N/A | N/A |  | 9/10/2021 | N/A | N/A |  |  |  | 3/30/2025 |  |  | N | No
AH1-529 | Renaker - Avon 138 kV |  | KY | Bourbon | Withdrawn | EKPC | 89 | 24 | 14.4 |  | Capacity | Generation Interconnection | Solar |  |  | N/A |  | Withdrawn |  |  |  |  | N/A |  | N/A |  |  | N/A | N/A |  | 9/10/2021 | N/A | N/A |  | 12/18/2024 |  | 3/1/2025 |  |  | N | No
AH1-530 | Fairfield – Reily 69 kV |  | OH | Butler | Withdrawn | DEOK | 28 | 28 | 16.8 |  | Capacity | Generation Interconnection | Solar |  |  | N/A |  | Withdrawn |  |  |  |  | N/A |  | N/A |  |  | N/A | N/A |  | 9/10/2021 | N/A | N/A |  | 2/4/2025 |  | 3/1/2025 |  |  | N | No
AH1-531 | Salyers Rd 34.5 kV |  | OH | Pike | Withdrawn | AEP | 21 | 21 | 12.6 |  | Capacity | Generation Interconnection | Solar; Storage |  |  | N/A |  | Withdrawn |  |  |  |  | N/A |  | N/A |  |  | N/A | N/A |  | 9/10/2021 | N/A | N/A |  | 12/18/2024 |  | 3/1/2025 |  |  | N | No
AH1-532 | Marion County - Marion Co. Industrial 161 kV |  | KY | Marion | Withdrawn | EKPC | 37.8 | 37.8 | 22.68 |  | Capacity | Generation Interconnection | Solar |  |  | N/A |  | Withdrawn |  |  |  |  | N/A |  | N/A |  |  | N/A | N/A |  | 9/10/2021 | N/A | N/A |  | 12/18/2024 |  | 3/1/2025 |  |  | N | No
AH1-533 | Sunbury-Juniata II |  | PA | Perry | Active | PPL | 185.2 | 96.2 | 38.5 |  | Capacity | Generation Interconnection | Solar; Storage |  |  | N/A |  | In Progress |  |  |  |  | N/A |  | N/A |  |  | N/A | N/A |  | 9/10/2021 | N/A | N/A |  |  |  | 3/1/2025 |  |  | N | No
AH1-534 | Sullivan Gardens - Walters 138 kV |  | TN | Greene | Withdrawn | AEP | 22.7 | 22.7 | 13.6 |  | Capacity | Generation Interconnection | Solar |  |  | N/A |  | Withdrawn |  |  |  |  | N/A |  | N/A |  |  | N/A | N/A |  | 9/10/2021 | N/A | N/A |  | 12/18/2024 |  | 3/1/2025 |  |  | N | No
AH1-535 | Nagel - Cane River 230 kV |  | TN | Hawkins | Active | AEP | 100 | 100 | 40 |  | Capacity | Generation Interconnection | Solar; Storage |  |  | N/A |  | In Progress |  |  |  |  | N/A |  | N/A |  |  | N/A | N/A |  | 9/10/2021 | N/A | N/A |  |  |  | 3/1/2025 |  |  | N | No
AH1-536 | Church-Oil City 138kV |  | MD | Queen Anne's | Active | DPL | 41.8 | 41.8 | 8.5 |  | Capacity | Generation Interconnection | Solar; Storage |  |  | N/A |  | In Progress |  |  |  |  | N/A |  | N/A |  |  | N/A | N/A |  | 9/10/2021 | N/A | N/A |  |  |  | 3/1/2025 |  |  | N | No
AH1-537 | Pierce - Kyger Creek 345 kV |  | OH | Highland | Active | OVEC | 178.5 | 178.5 | 17.85 |  | Capacity | Generation Interconnection | Solar |  |  | N/A |  | In Progress |  |  |  |  | N/A |  | N/A |  |  | N/A | N/A |  | 9/11/2021 | N/A | N/A |  |  |  | 3/1/2025 |  |  | N | No
AH1-538 | East Lima - Haviland 138 kV |  | OH | Van Wert | Active | AEP | 100 | 100 | 20 |  | Capacity | Generation Interconnection | Solar; Storage |  |  | N/A |  | In Progress |  |  |  |  | N/A |  | N/A |  |  | N/A | N/A |  | 9/10/2021 | N/A | N/A |  |  |  | 3/1/2025 |  |  | N | No
AH1-539 | South Kenton 138 kV |  | OH | Hardin | Active | AEP | 129.4 | 129.4 | 25.88 |  | Capacity | Generation Interconnection | Solar; Storage |  |  | N/A |  | In Progress |  |  |  |  | N/A |  | N/A |  |  | N/A | N/A |  | 9/10/2021 | N/A | N/A |  |  |  | 3/1/2025 |  |  | N | No
AH1-540 | Byron to Wayne 345 kV |  | IL | Ogle | Active | ComEd | 165 | 165 | 33 |  | Capacity | Generation Interconnection | Solar; Storage |  |  | N/A |  | In Progress |  |  |  |  | N/A |  | N/A |  |  | N/A | N/A |  | 9/10/2021 | N/A | N/A |  |  |  | 3/1/2025 |  |  | N | No
AH1-541 | Chestnut 345 kV |  | IL | DeWitt | Active | ComEd | 92.4 | 92.4 | 27.72 |  | Capacity | Generation Interconnection | Solar; Storage |  |  | N/A |  | In Progress |  |  |  |  | N/A |  | N/A |  |  | N/A | N/A |  | 9/10/2021 | N/A | N/A |  |  |  | 3/1/2025 |  |  | N | No
AH1-542 | Crissinger-Delaware Business Park 138kV |  | OH | Marion | Active | ATSI | 110 | 110 | 22 |  | Capacity | Generation Interconnection | Solar; Storage |  |  | N/A |  | In Progress |  |  |  |  | N/A |  | N/A |  |  | N/A | N/A |  | 9/10/2021 | N/A | N/A |  |  |  | 3/1/2025 |  |  | N | No
AH1-543 | Mulberry – Tazewell 345 kV |  | IL | Livingston | Active | ComEd | 157.4 | 157.4 | 31.48 |  | Capacity | Generation Interconnection | Solar; Storage |  |  | N/A |  | In Progress |  |  |  |  | N/A |  | N/A |  |  | N/A | N/A |  | 9/11/2021 | N/A | N/A |  |  |  | 3/1/2025 |  |  | N | No
AH1-544 | La Salle 345 kV |  | IL | Lasalle | Withdrawn | ComEd | 67.7 | 67.7 | 40.6 |  | Capacity | Generation Interconnection | Solar |  |  | N/A |  | Withdrawn |  |  |  |  | N/A |  | N/A |  |  | N/A | N/A |  | 9/10/2021 | N/A | N/A |  | 12/18/2024 |  | 3/1/2025 |  |  | N | No
AH1-545 | Wylie Ridge-Tidd 345kV |  | PA | Washington | Active | APS | 200 | 200 | 20 |  | Capacity | Generation Interconnection | Solar |  |  | N/A |  | In Progress |  |  |  |  | N/A |  | N/A |  |  | N/A | N/A |  | 9/10/2021 | N/A | N/A |  |  |  | 3/1/2025 |  |  | N | No
AH1-546 | Bremo - Buckingham 230 kV |  | VA | Buckingham | Active | Dominion | 79.8 | 79.8 | 47.8 |  | Capacity | Generation Interconnection | Solar |  |  | N/A |  | In Progress |  |  |  |  | N/A |  | N/A |  |  | N/A | N/A |  | 9/10/2021 | N/A | N/A |  |  |  | 2/1/2025 |  |  | N | No
AH1-547 | Reynolds - Olive #1 345 kV |  | IN | White | Withdrawn | AEP | 180 | 0 | 74 |  | Capacity | Generation Interconnection | Solar |  |  | N/A |  | Withdrawn |  |  |  |  | N/A |  | N/A |  |  | N/A | N/A |  | 9/10/2021 | N/A | N/A |  | 12/18/2024 |  | 10/31/2022 |  |  | N | No
AH1-548 | Sorenson 345 kV |  | IN | Huntington | Withdrawn | AEP | 160 | 160 | 96 |  | Capacity | Generation Interconnection | Solar |  |  | N/A |  | Withdrawn |  |  |  |  | N/A |  | N/A |  |  | N/A | N/A |  | 9/10/2021 | N/A | N/A |  | 12/18/2024 |  | 12/31/2024 |  |  | N | No
AH1-549 | Allen - RP Mone 345 kV |  | IN | Allen | Active | AEP | 180 | 180 | 108 |  | Capacity | Generation Interconnection | Solar |  |  | N/A |  | In Progress |  |  |  |  | N/A |  | N/A |  |  | N/A | N/A |  | 9/10/2021 | N/A | N/A |  |  |  | 12/31/2025 |  |  | N | No
AH1-550 | Hazelton - Kirk 138 kV |  | OH | Licking | Withdrawn | AEP | 110 | 110 | 66 |  | Capacity | Generation Interconnection | Solar |  |  | N/A |  | In Progress |  |  |  |  | N/A |  | N/A |  |  | N/A | N/A |  | 9/10/2021 | N/A | N/A |  |  |  | 12/31/2025 |  |  | N | No
AH1-551 |  |  | OH | Carroll | Withdrawn | AEP | 100 | 100 | 42 |  | Capacity | Generation Interconnection | Solar |  |  | N/A |  | Withdrawn |  |  |  |  | N/A |  | N/A |  |  | N/A | N/A |  | 9/10/2021 | N/A | N/A |  | 10/13/2021 |  | 10/31/2025 |  |  | N | No
AH1-552 | Chalk Point 230 kV |  | MD | Prince George's | Active | PEPCO | 670.2 | 670.2 | 670.2 |  | Capacity | Generation Interconnection | Solar; Storage |  |  | N/A |  | In Progress |  |  |  |  | N/A |  | N/A |  |  | N/A | N/A |  | 9/10/2021 | N/A | N/A |  |  |  | 6/1/2025 |  |  | N | No
AH1-553 | Broadview -Tangy 138 kV II |  | OH | Madison | Withdrawn | ATSI | 66 | 66 | 39.6 |  | Capacity | Generation Interconnection | Solar |  |  | N/A |  | Withdrawn |  |  |  |  | N/A |  | N/A |  |  | N/A | N/A |  | 9/10/2021 | N/A | N/A |  | 7/17/2024 |  | 10/1/2025 |  |  | N | No
AH1-554 | Lick 138 kV |  | OH | Jackson | Withdrawn | AEP | 150 | 150 | 150 |  | Capacity | Generation Interconnection | Storage |  |  | N/A |  | Withdrawn |  |  |  |  | N/A |  | N/A |  |  | N/A | N/A |  | 9/10/2021 | N/A | N/A |  | 12/18/2024 |  | 10/1/2025 |  |  | N | No
AH1-555 | Maxwell 138 kV |  | OH | Cuyahoga | Withdrawn | ATSI | 100 | 100 | 100 |  | Capacity | Generation Interconnection | Storage |  |  | N/A |  | Withdrawn |  |  |  |  | N/A |  | N/A |  |  | N/A | N/A |  | 9/10/2021 | N/A | N/A |  | 10/18/2021 |  | 10/1/2025 |  |  | N | No
AH1-556 | Larrabee 230 kV III |  | NJ | Monmouth | Withdrawn | JCPL | 805.2 | 360 | 63.36 |  | Capacity | Generation Interconnection | Offshore Wind |  |  | N/A |  | Withdrawn |  |  |  |  | N/A |  | N/A |  |  | N/A | N/A |  | 9/10/2021 | N/A | N/A |  | 12/18/2024 |  | 10/31/2029 |  |  | N | No
AH1-557 | Larrabee Collector Station 230 kV |  | NJ | Monmouth | Withdrawn | JCPL | 1300 | 1300 | 228.8 |  | Capacity | Generation Interconnection | Offshore Wind |  |  | N/A |  | Withdrawn |  |  |  |  | N/A |  | N/A |  |  | N/A | N/A |  | 9/10/2021 | N/A | N/A |  | 2/14/2025 |  | 10/31/2029 |  |  | N | No
AH1-558 | Four Rivers 230kV |  | VA | Hanover | Active | Dominion | 996 | 250 | 250 |  | Capacity | Generation Interconnection | Storage |  |  | N/A |  | In Progress |  |  |  |  | N/A |  | N/A |  |  | N/A | N/A |  | 9/10/2021 | N/A | N/A |  |  |  | 6/1/2025 |  |  | N | No
AH1-559 |  |  | IL | Will | Withdrawn | ComEd | 896 | 250 | 250 |  | Capacity | Generation Interconnection | Storage |  |  | N/A |  | Withdrawn |  |  |  |  | N/A |  | N/A |  |  | N/A | N/A |  | 9/10/2021 | N/A | N/A |  | 11/1/2021 |  | 6/1/2025 |  |  | N | No
AH1-560 | University Park 138 kV |  | IL | Will | Active | ComEd | 473 | 150 | 150 |  | Capacity | Generation Interconnection | Storage |  |  | N/A |  | In Progress |  |  |  |  | N/A |  | N/A |  |  | N/A | N/A |  | 9/10/2021 | N/A | N/A |  |  |  | 6/1/2025 |  |  | N | No
AH1-561 | Ironwood 230kV |  | PA | Lebanon | Active | ME | 1075 | 250 | 250 |  | Capacity | Generation Interconnection | Storage |  |  | N/A |  | In Progress |  |  |  |  | N/A |  | N/A |  |  | N/A | N/A |  | 9/10/2021 | N/A | N/A |  |  |  | 6/1/2025 |  |  | N | No
AH1-562 | Springdale 138kV |  | PA | Allegheny | Active | APS | 356 | 250 | 250 |  | Capacity | Generation Interconnection | Storage |  |  | N/A |  | In Progress |  |  |  |  | N/A |  | N/A |  |  | N/A | N/A |  | 9/10/2021 | N/A | N/A |  |  |  | 6/1/2025 |  |  | N | No
AH1-563 | Aurora E.C. 138kV |  | IL | N/A | Active | ComEd | 1206 | 150 | 150 |  | Capacity | Generation Interconnection | Storage |  |  | N/A |  | In Progress |  |  |  |  | N/A |  | N/A |  |  | N/A | N/A |  | 9/11/2021 | N/A | N/A |  |  |  | 6/1/2025 |  |  | N | No
AH1-564 | Rockford II 138 kV |  | IL | Winnebago | Active | ComEd | 330 | 150 | 150 |  | Capacity | Generation Interconnection | Storage |  |  | N/A |  | In Progress |  |  |  |  | N/A |  | N/A |  |  | N/A | N/A |  | 9/10/2021 | N/A | N/A |  |  |  | 6/1/2025 |  |  | N | No
AH1-565 | Lemoyne 345kV |  | OH | Wood | Withdrawn | ATSI | 950 | 250 | 250 |  | Capacity | Generation Interconnection | Storage |  |  | N/A |  | Withdrawn |  | Withdrawn |  |  | N/A |  | N/A |  |  | N/A | N/A |  | 9/10/2021 | N/A | N/A |  | 5/7/2025 |  | 6/1/2025 |  |  | N | No
AH1-566 | South Bend 500kV |  | PA | Armstrong | Active | APS | 1038.1 | 250 | 250 |  | Capacity | Generation Interconnection | Storage |  |  | N/A |  | In Progress |  |  |  |  | N/A |  | N/A |  |  | N/A | N/A |  | 9/10/2021 | N/A | N/A |  |  |  | 6/1/2025 |  |  | N | No
AH1-567 | University Park 138 kV |  | IL | Will | Active | ComEd | 478 | 5 | 5 |  | Capacity | Generation Interconnection | Natural Gas |  |  | N/A |  | In Progress |  |  |  |  | N/A |  | N/A |  |  | N/A | N/A |  | 9/10/2021 | N/A | N/A |  |  |  | 6/1/2025 |  |  | N | No
AH1-568 | Keen Mountain 138 kV |  | VA | Buchanan | Withdrawn | AEP | 80 | 80 | 80 |  | Capacity | Generation Interconnection | Storage |  |  | N/A |  | Withdrawn |  |  |  |  | N/A |  | N/A |  |  | N/A | N/A |  | 9/10/2021 | N/A | N/A |  | 12/18/2024 |  | 6/1/2025 |  |  | N | No
AH1-569 | Tangy - National 138 kV |  | OH | Union | Active | ATSI | 42 | 42 | 31.3 |  | Capacity | Generation Interconnection | Solar |  |  | N/A |  | In Progress |  |  |  |  | N/A |  | N/A |  |  | N/A | N/A |  | 9/10/2021 | N/A | N/A |  |  |  | 12/1/2024 |  |  | N | No
AH1-570 | Millersburg 69 kV |  | KY | N/A | Active | EKPC | 25 | 25 | 15.6 |  | Capacity | Generation Interconnection | Solar |  |  | N/A |  | In Progress |  |  |  |  | N/A |  | N/A |  |  | N/A | N/A |  | 9/10/2021 | N/A | N/A |  |  |  | 12/1/2024 |  |  | N | No
AH1-571 | Millersburg 69 kV |  | KY | N/A | Active | EKPC | 45 | 20 | 12.5 |  | Capacity | Generation Interconnection | Solar |  |  | N/A |  | In Progress |  |  |  |  | N/A |  | N/A |  |  | N/A | N/A |  | 9/10/2021 | N/A | N/A |  |  |  | 12/1/2024 |  |  | N | No
AH1-572 | South Morral-Uncapher Switch 69 kV |  | OH | Marion | Active | AEP | 30 | 30 | 19.3 |  | Capacity | Generation Interconnection | Solar |  |  | N/A |  | In Progress |  |  |  |  | N/A |  | N/A |  |  | N/A | N/A |  | 9/10/2021 | N/A | N/A |  |  |  | 12/1/2024 |  |  | N | No
AH1-573 | South Morral-Uncapher Switch 69 kV |  | OH | Marion | Active | AEP | 49.99 | 19.99 | 12.9 |  | Capacity | Generation Interconnection | Solar |  |  | N/A |  | In Progress |  |  |  |  | N/A |  | N/A |  |  | N/A | N/A |  | 9/10/2021 | N/A | N/A |  |  |  | 12/1/2024 |  |  | N | No
AH1-574 | Harrington 69kV |  | DE | Kent | Withdrawn | DPL | 20 | 20 | 12 |  | Capacity | Generation Interconnection | Solar |  |  | N/A |  | Withdrawn |  |  |  |  | N/A |  | N/A |  |  | N/A | N/A |  | 9/10/2021 | N/A | N/A |  | 12/18/2024 |  | 10/25/2024 |  |  | N | No
AH1-575 | Harrington 69kV |  | DE | Kent | Withdrawn | DPL | 10 | 10 | 6 |  | Capacity | Generation Interconnection | Solar |  |  | N/A |  | Withdrawn |  |  |  |  | N/A |  | N/A |  |  | N/A | N/A |  | 9/10/2021 | N/A | N/A |  | 12/18/2024 |  | 10/25/2024 |  |  | N | No
AH1-576 | South Harrington 69kV |  | DE | Kent | Withdrawn | DPL | 20 | 20 | 12 |  | Capacity | Generation Interconnection | Solar |  |  | N/A |  | Withdrawn |  |  |  |  | N/A |  | N/A |  |  | N/A | N/A |  | 9/10/2021 | N/A | N/A |  | 12/18/2024 |  | 10/25/2024 |  |  | N | No
AH1-577 | Clutch 69 kV |  | OH | Wayne | Active | AEP | 70 | 70 | 42 |  | Capacity | Generation Interconnection | Solar |  |  | N/A |  | In Progress |  |  |  |  | N/A |  | N/A |  |  | N/A | N/A |  | 9/10/2021 | N/A | N/A |  |  |  | 10/15/2028 |  |  | N | No
AH1-578 | Clutch 69 kV |  | OH | Wayne | Active | AEP | 98 | 28 | 28 |  | Capacity | Generation Interconnection | Storage |  |  | N/A |  | In Progress |  |  |  |  | N/A |  | N/A |  |  | N/A | N/A |  | 9/10/2021 | N/A | N/A |  |  |  | 10/15/2028 |  |  | N | No
AH1-579 | Marysville – Hyatt 345 kV |  | OH | Union | Withdrawn | AEP | 150 | 150 | 150 |  | Capacity | Generation Interconnection | Storage |  |  | N/A |  | Withdrawn |  |  |  |  | N/A |  | N/A |  |  | N/A | N/A |  | 9/10/2021 | N/A | N/A |  | 12/18/2024 |  | 5/1/2028 |  |  | N | No
AH1-580 | Nottingham 138 kV |  | OH | Harrison | Active | AEP | 400 | 200 | 134 |  | Capacity | Generation Interconnection | Solar |  |  | N/A |  | In Progress |  |  |  |  | N/A |  | N/A |  |  | N/A | N/A |  | 9/10/2021 | N/A | N/A |  |  |  | 5/1/2025 |  |  | N | No
AH1-581 |  |  | OH | Pickaway | Withdrawn | Dayton | 200 | 200 | 134 |  | Capacity | Generation Interconnection | Solar |  |  | N/A |  | Withdrawn |  |  |  |  | N/A |  | N/A |  |  | N/A | N/A |  | 9/10/2021 | N/A | N/A |  | 10/13/2021 |  | 5/1/2025 |  |  | N | No
AH1-582 | Marysville - Flatlick 765 kV |  | OH | Madison | Withdrawn | AEP | 800 | 0 | 146.3 |  | Capacity | Generation Interconnection | Storage |  |  | N/A |  | Withdrawn |  |  |  |  | N/A |  | N/A |  |  | N/A | N/A |  | 9/10/2021 | N/A | N/A |  | 12/18/2024 |  | 5/1/2026 |  |  | N | No
AH1-583 | Marysville - Flatlick 765 kV |  | OH | Madison | Withdrawn | AEP | 800 | 0 | 146.3 |  | Capacity | Generation Interconnection | Storage |  |  | N/A |  | Withdrawn |  |  |  |  | N/A |  | N/A |  |  | N/A | N/A |  | 9/10/2021 | N/A | N/A |  | 12/18/2024 |  | 5/1/2026 |  |  | N | No
AH1-584 | Nelson-Indian River 138kV |  | DE | Sussex | Active | DPL | 50 | 50 | 30 |  | Capacity | Generation Interconnection | Solar |  |  | N/A |  | In Progress |  |  |  |  | N/A |  | N/A |  |  | N/A | N/A |  | 9/10/2021 | N/A | N/A |  |  |  | 12/16/2024 |  |  | N | No
AH1-585 | Nelson-Indian River 138kV |  | DE | Sussex | Active | DPL | 100 | 50 | 30 |  | Capacity | Generation Interconnection | Solar |  |  | N/A |  | In Progress |  |  |  |  | N/A |  | N/A |  |  | N/A | N/A |  | 9/10/2021 | N/A | N/A |  |  |  | 12/16/2024 |  |  | N | No
AH1-586 | Nelson-Indian River 138kV |  | DE | Sussex | Active | DPL | 145 | 45 | 45 |  | Capacity | Generation Interconnection | Storage |  |  | N/A |  | In Progress |  |  |  |  | N/A |  | N/A |  |  | N/A | N/A |  | 9/10/2021 | N/A | N/A |  |  |  | 12/16/2024 |  |  | N | No
AH1-587 | Farmers Valley – Ridgeway 115 kV |  | PA | McKean | Active | PENELEC | 200 | 200 | 120 |  | Capacity | Generation Interconnection | Solar |  |  | N/A |  | In Progress |  |  |  |  | N/A |  | N/A |  |  | N/A | N/A |  | 9/10/2021 | N/A | N/A |  |  |  | 12/16/2024 |  |  | N | No
AH1-588 | Lewis Run - Pierce Brook 230 kV |  | PA | McKean | Active | PENELEC | 240 | 240 | 144 |  | Capacity | Generation Interconnection | Solar |  |  | N/A |  | In Progress |  |  |  |  | N/A |  | N/A |  |  | N/A | N/A |  | 9/10/2021 | N/A | N/A |  |  |  | 12/16/2024 |  |  | N | No
AH1-589 | Lewis Run - Pierce Brook 230 kV |  | PA | McKean | Active | PENELEC | 410 | 170 | 170 |  | Capacity | Generation Interconnection | Storage |  |  | N/A |  | In Progress |  |  |  |  | N/A |  | N/A |  |  | N/A | N/A |  | 9/10/2021 | N/A | N/A |  |  |  | 12/16/2024 |  |  | N | No
AH1-590 | Cherry Ridge 66 kV |  | WV | Grant | Active | APS | 50 | 50 | 30 |  | Capacity | Generation Interconnection | Solar |  |  | N/A |  | In Progress |  |  |  |  | N/A |  | N/A |  |  | N/A | N/A |  | 9/10/2021 | N/A | N/A |  |  |  | 12/16/2024 |  |  | N | No
AH1-591 | Cherry Ridge 66kV |  | WV | Grant | Active | APS | 100 | 50 | 30 |  | Capacity | Generation Interconnection | Solar |  |  | N/A |  | In Progress |  |  |  |  | N/A |  | N/A |  |  | N/A | N/A |  | 9/10/2021 | N/A | N/A |  |  |  | 12/16/2024 |  |  | N | No
AH1-592 | Cherry Ridge 66kV |  | WV | Grant | Active | APS | 145 | 45 | 45 |  | Capacity | Generation Interconnection | Storage |  |  | N/A |  | In Progress |  |  |  |  | N/A |  | N/A |  |  | N/A | N/A |  | 9/10/2021 | N/A | N/A |  |  |  | 12/16/2024 |  |  | N | No
AH1-593 | Hazelton 138 |  | WV | Preston | Withdrawn | APS | 65 | 65 | 39 |  | Capacity | Generation Interconnection | Solar |  |  | N/A |  | Withdrawn |  |  |  |  | N/A |  | N/A |  |  | N/A | N/A |  | 9/10/2021 | N/A | N/A |  | 12/18/2024 |  | 12/16/2024 |  |  | N | No
AH1-594 | Hazelton 138kV |  | WV | Preston | Withdrawn | APS | 97 | 32 | 32 |  | Capacity | Generation Interconnection | Storage |  |  | N/A |  | Withdrawn |  |  |  |  | N/A |  | N/A |  |  | N/A | N/A |  | 9/10/2021 | N/A | N/A |  | 12/18/2024 |  | 12/16/2024 |  |  | N | No
AH1-595 | Fowler Ridge 345 kV |  | IN | Benton | Withdrawn | AEP | 150 | 150 | 96.6 |  | Capacity | Generation Interconnection | Solar |  |  | N/A |  | Withdrawn |  |  |  |  | N/A |  | N/A |  |  | N/A | N/A |  | 9/10/2021 | N/A | N/A |  | 12/18/2024 |  | 3/3/2025 |  |  | N | No
AH1-596 | Fowler Ridge 345 kV |  | IN | Benton | Withdrawn | AEP | 125 | 125 | 125 |  | Capacity | Generation Interconnection | Storage |  |  | N/A |  | Withdrawn |  |  |  |  | N/A |  | N/A |  |  | N/A | N/A |  | 9/10/2021 | N/A | N/A |  | 12/18/2024 |  | 3/3/2025 |  |  | N | No
AH1-597 | LM Troy 138 kV |  | OH | Ashland | Withdrawn | ATSI | 110 | 110 | 70.8 |  | Capacity | Generation Interconnection | Solar |  |  | N/A |  | Withdrawn |  |  |  |  | N/A |  | N/A |  |  | N/A | N/A |  | 9/10/2021 | N/A | N/A |  | 12/18/2024 |  | 3/3/2025 |  |  | N | No
AH1-598 | LM Troy 138 kV |  | OH | Ashland | Withdrawn | ATSI | 110 | 110 | 110 |  | Capacity | Generation Interconnection | Storage |  |  | N/A |  | Withdrawn |  |  |  |  | N/A |  | N/A |  |  | N/A | N/A |  | 9/10/2021 | N/A | N/A |  | 12/18/2024 |  | 3/3/2025 |  |  | N | No
AH1-599 |  |  | IL | Lee | Withdrawn | ComEd | 150 | 150 | 96 |  | Capacity | Generation Interconnection | Solar |  |  | N/A |  | Withdrawn |  |  |  |  | N/A |  | N/A |  |  | N/A | N/A |  | 9/10/2021 | N/A | N/A |  | 10/13/2021 |  | 3/3/2025 |  |  | N | No
AH1-600 |  |  | IL | Lee | Withdrawn | ComEd | 110 | 110 | 110 |  | Capacity | Generation Interconnection | Storage |  |  | N/A |  | Withdrawn |  |  |  |  | N/A |  | N/A |  |  | N/A | N/A |  | 9/10/2021 | N/A | N/A |  | 10/13/2021 |  | 3/3/2025 |  |  | N | No
AH1-601 |  |  | IL | Lee | Withdrawn | ComEd | 300 | 300 | 192.8 |  | Capacity | Generation Interconnection | Solar |  |  | N/A |  | Withdrawn |  |  |  |  | N/A |  | N/A |  |  | N/A | N/A |  | 9/10/2021 | N/A | N/A |  | 10/13/2021 |  | 3/3/2025 |  |  | N | No
AH1-602 |  |  | IL | Lee | Withdrawn | ComEd | 225 | 225 | 225 |  | Capacity | Generation Interconnection | Storage |  |  | N/A |  | Withdrawn |  |  |  |  | N/A |  | N/A |  |  | N/A | N/A |  | 9/10/2021 | N/A | N/A |  | 10/13/2021 |  | 3/3/2025 |  |  | N | No
AH1-603 |  |  | OH | Crawford | Withdrawn | AEP | 200 | 200 | 129.1 |  | Capacity | Generation Interconnection | Solar |  |  | N/A |  | Withdrawn |  |  |  |  | N/A |  | N/A |  |  | N/A | N/A |  | 9/10/2021 | N/A | N/A |  | 10/14/2021 |  | 3/3/2025 |  |  | N | No
AH1-604 |  |  | OH | Crawford | Withdrawn | AEP | 150 | 150 | 150 |  | Capacity | Generation Interconnection | Storage |  |  | N/A |  | Withdrawn |  |  |  |  | N/A |  | N/A |  |  | N/A | N/A |  | 9/10/2021 | N/A | N/A |  | 10/14/2021 |  | 3/3/2025 |  |  | N | No
AH1-605 |  |  | IN | Union | Withdrawn | AEP | 120 | 120 | 77 |  | Capacity | Generation Interconnection | Solar |  |  | N/A |  | Withdrawn |  |  |  |  | N/A |  | N/A |  |  | N/A | N/A |  | 9/10/2021 | N/A | N/A |  | 10/14/2021 |  | 3/3/2025 |  |  | N | No
AH1-606 |  |  | IN | Union | Withdrawn | AEP | 90 | 90 | 90 |  | Capacity | Generation Interconnection | Storage |  |  | N/A |  | Withdrawn |  |  |  |  | N/A |  | N/A |  |  | N/A | N/A |  | 9/10/2021 | N/A | N/A |  | 10/14/2021 |  | 3/3/2025 |  |  | N | No
AH1-607 |  |  | IN | Delaware | Withdrawn | AEP | 119.04 | 119.04 | 71.424 |  | Capacity | Generation Interconnection | Solar |  |  | N/A |  | Withdrawn |  |  |  |  | N/A |  | N/A |  |  | N/A | N/A |  | 9/10/2021 | N/A | N/A |  | 10/19/2021 |  | 4/30/2025 |  |  | N | No
AH1-608 | Milliron-Brookside 138kV |  | OH | Richland | Withdrawn | ATSI | 49.26 | 49.26 | 29.556 |  | Capacity | Generation Interconnection | Solar |  |  | N/A |  | Withdrawn |  |  |  |  | N/A |  | N/A |  |  | N/A | N/A |  | 9/10/2021 | N/A | N/A |  | 10/12/2021 |  | 4/30/2025 |  |  | N | No
AH1-609 | Milliron-Brookside 138kV |  | OH | Richland | Withdrawn | ATSI | 168.31 | 168.31 | 100.986 |  | Capacity | Generation Interconnection | Solar |  |  | N/A |  | Withdrawn |  |  |  |  | N/A |  | N/A |  |  | N/A | N/A |  | 9/10/2021 | N/A | N/A |  | 12/18/2024 |  | 4/30/2025 |  |  | N | No
AH1-611 | Perkiomenville 34.5kV |  | PA | Montgomery | Withdrawn | PECO | 7.5 | 7.5 | 5 |  | Capacity | Generation Interconnection | Solar |  |  | N/A |  | Withdrawn |  |  |  |  | N/A |  | N/A |  |  | N/A | N/A |  | 9/10/2021 | N/A | N/A |  | 9/5/2023 |  | 6/30/2024 |  |  | N | No
AH1-612 | North Orwell - East Sayre 34.5kV |  | PA | Bradford | Withdrawn | PENELEC | 7.5 | 7.5 | 5 |  | Capacity | Generation Interconnection | Solar |  |  | N/A |  | Withdrawn |  |  |  |  | N/A |  | N/A |  |  | N/A | N/A |  | 9/10/2021 | N/A | N/A |  | 9/7/2023 |  | 6/30/2024 |  |  | N | No
AH1-613 | Earleys- Suffolk 230kV |  | VA | City of Suffolk | Withdrawn | Dominion | 130 | 130 | 130 |  | Capacity | Generation Interconnection | Solar; Storage |  |  | N/A |  | Withdrawn |  |  |  |  | N/A |  | N/A |  |  | N/A | N/A |  | 9/10/2021 | N/A | N/A |  | 3/22/2024 |  | 10/1/2025 |  |  | N | No
AH1-614 | Burns 69 kV |  | OH | Clermont | Withdrawn | DEOK | 40 | 40 | 40 |  | Capacity | Generation Interconnection | Solar; Storage |  |  | N/A |  | Withdrawn |  |  |  |  | N/A |  | N/A |  |  | N/A | N/A |  | 9/10/2021 | N/A | N/A |  | 9/23/2024 |  | 10/1/2025 |  |  | N | No
AH1-615 | Pine Creek 138 kV |  | PA | Allegheny | Withdrawn | DL | 100 | 100 | 100 |  | Capacity | Generation Interconnection | Storage |  |  | N/A |  | Withdrawn |  |  |  |  | N/A |  | N/A |  |  | N/A | N/A |  | 9/10/2021 | N/A | N/A |  | 12/18/2024 |  | 10/1/2025 |  |  | N | No
AH1-616 | Chicago Heights 138 kV |  | IL | Cook | Withdrawn | ComEd | 150 | 150 | 150 |  | Capacity | Generation Interconnection | Storage |  |  | N/A |  | Withdrawn |  |  |  |  | N/A |  | N/A |  |  | N/A | N/A |  | 9/10/2021 | N/A | N/A |  | 9/19/2024 |  | 10/1/2025 |  |  | N | No
AH1-617 | Harbert Metering 138 kV |  | KY | N/A | Active | AEP | 200 | 200 | 120 |  | Capacity | Generation Interconnection | Solar |  |  | N/A |  | In Progress |  |  |  |  | N/A |  | N/A |  |  | N/A | N/A |  | 9/10/2021 | N/A | N/A |  |  |  | 9/30/2024 |  |  | N | No
AH1-618 | Beaver Creek 138 kV |  | KY | N/A | Withdrawn | AEP | 200 | 200 | 120 |  | Capacity | Generation Interconnection | Solar |  |  | N/A |  | Withdrawn |  |  |  |  | N/A |  | N/A |  |  | N/A | N/A |  | 9/10/2021 | N/A | N/A |  | 12/18/2024 |  | 9/30/2024 |  |  | N | No
AH1-619 | Beaver Creek 138 kV |  | KY | N/A | Withdrawn | AEP | 200 | 200 | 120 |  | Capacity | Generation Interconnection | Solar |  |  | N/A |  | Withdrawn |  |  |  |  | N/A |  | N/A |  |  | N/A | N/A |  | 9/10/2021 | N/A | N/A |  | 12/18/2024 |  | 9/30/2024 |  |  | N | No
AH1-620 | Carville 138kV |  | MD | Queen Anne's | Withdrawn | DPL | 76 | 76 | 45.6 |  | Capacity | Generation Interconnection | Solar |  |  | N/A |  | Withdrawn |  |  |  |  | N/A |  | N/A |  |  | N/A | N/A |  | 9/10/2021 | N/A | N/A |  | 12/18/2024 |  | 12/1/2025 |  |  | N | No
AH1-621 | Steele-Milford 230kV |  | MD | Allegany | Withdrawn | DPL | 120 | 120 | 72 |  | Capacity | Generation Interconnection | Solar |  |  | N/A |  | Withdrawn |  |  |  |  | N/A |  | N/A |  |  | N/A | N/A |  | 9/10/2021 | N/A | N/A |  | 12/18/2024 |  | 12/1/2025 |  |  | N | No
AH1-622 | Five Fork 115kV |  | PA | York | Withdrawn | PECO | 20 | 20 | 12 |  | Capacity | Generation Interconnection | Solar |  |  | N/A |  | Withdrawn |  |  |  |  | N/A |  | N/A |  |  | N/A | N/A |  | 9/10/2021 | N/A | N/A |  | 12/18/2024 |  | 12/1/2025 |  |  | N | No
AH1-623 | South Anna - Desper 230 kV |  | VA | Louisa | Withdrawn | Dominion | 160 | 160 | 96 |  | Capacity | Generation Interconnection | Solar |  |  | N/A |  | Withdrawn |  |  |  |  | N/A |  | N/A |  |  | N/A | N/A |  | 9/10/2021 | N/A | N/A |  | 12/18/2024 |  | 12/1/2025 |  |  | N | No
AH1-624 | Mainesburg-Homer City 345kV |  | PA | Clearfield | Withdrawn | PENELEC | 230 | 230 | 138 |  | Capacity | Generation Interconnection | Solar |  |  | N/A |  | Withdrawn |  |  |  |  | N/A |  | N/A |  |  | N/A | N/A |  | 9/10/2021 | N/A | N/A |  | 12/18/2024 |  | 12/1/2025 |  |  | N | No
AH1-625 | Cowen 138kV |  | WV | Webster | Withdrawn | APS | 250 | 250 | 150 |  | Capacity | Generation Interconnection | Solar |  |  | N/A |  | Withdrawn |  |  |  |  | N/A |  | N/A |  |  | N/A | N/A |  | 9/11/2021 | N/A | N/A |  | 12/18/2024 |  | 12/1/2025 |  |  | N | No
AH1-626 | Ladysmith 230 kV |  | VA | Caroline | Withdrawn | Dominion | 62.5 | 62.5 | 62.5 |  | Capacity | Generation Interconnection | Storage |  |  | N/A |  | Withdrawn |  |  |  |  | N/A |  | N/A |  |  | N/A | N/A |  | 9/10/2021 | N/A | N/A |  | 1/14/2025 |  | 3/21/2025 |  |  | N | No
AH1-627 | Ladysmith 230 kV II |  | VA | Caroline | Withdrawn | Dominion | 125 | 62.5 | 62.5 |  | Capacity | Generation Interconnection | Storage |  |  | N/A |  | Withdrawn |  |  |  |  | N/A |  | N/A |  |  | N/A | N/A |  | 9/10/2021 | N/A | N/A |  | 1/14/2025 |  | 3/21/2025 |  |  | N | No
AH1-629 | Hokes-Grantley 69 kV III |  | PA | York | Withdrawn | ME | 35 | 15 | 15 |  | Capacity | Generation Interconnection | Solar |  |  | N/A |  | Withdrawn |  |  |  |  | N/A |  | N/A |  |  | N/A | N/A |  | 9/11/2021 | N/A | N/A |  | 10/18/2021 |  | 9/25/2023 |  |  | N | No
AH1-630 | Penns Tap-Richfield Tie 69 kV V |  | PA | Snyder | Withdrawn | PPL | 35 | 15 | 15 |  | Capacity | Generation Interconnection | Solar; Storage |  |  | N/A |  | Withdrawn |  |  |  |  | N/A |  | N/A |  |  | N/A | N/A |  | 9/11/2021 | N/A | N/A |  | 12/18/2024 |  | 9/25/2023 |  |  | N | No
AH1-631 | Edinboro South 34.5 kV III |  | PA | Crawford | Withdrawn | PENELEC | 35 | 15 | 15 |  | Capacity | Generation Interconnection | Storage |  |  | N/A |  | Withdrawn |  |  |  |  | N/A |  | N/A |  |  | N/A | N/A |  | 9/10/2021 | N/A | N/A |  | 12/18/2024 |  | 9/25/2023 |  |  | N | No
AH1-632 | Mercersburg-Milnor 34.5 kV III |  | PA | Franklin | Withdrawn | APS | 27 | 12 | 12 |  | Capacity | Generation Interconnection | Storage |  |  | N/A |  | Withdrawn |  |  |  |  | N/A |  | N/A |  |  | N/A | N/A |  | 9/10/2021 | N/A | N/A |  | 12/18/2024 |  | 9/25/2023 |  |  | N | No
AH1-633 | Powerton to Katydid 345 kV |  | IL | Livingston | Withdrawn | ComEd | 288 | 288 | 172.8 |  | Capacity | Generation Interconnection | Solar |  |  | N/A |  | Withdrawn |  |  |  |  | N/A |  | N/A |  |  | N/A | N/A |  | 9/13/2021 | N/A | N/A |  | 12/18/2024 |  | 9/26/2024 |  |  | N | No
AH1-634 | Indian River 230kV I |  | DE | Sussex | Active | DPL | 323.1 | 68 | 17.7 |  | Capacity | Generation Interconnection | Offshore Wind |  |  | N/A |  | In Progress |  |  |  |  | N/A |  | N/A |  |  | N/A | N/A |  | 9/13/2021 | N/A | N/A |  |  |  | 12/31/2024 |  |  | N | No
AH1-635 |  |  | OH | Champaign | Withdrawn | Dayton | 200 | 200 | 134.3 |  | Capacity | Generation Interconnection | Solar |  |  | N/A |  | Withdrawn |  |  |  |  | N/A |  | N/A |  |  | N/A | N/A |  | 9/13/2021 | N/A | N/A |  | 10/19/2021 |  | 10/15/2024 |  |  | N | No
AH1-636 |  |  | OH | Champaign | Withdrawn | Dayton | 200 | 200 | 134.3 |  | Capacity | Generation Interconnection | Storage |  |  | N/A |  | Withdrawn |  |  |  |  | N/A |  | N/A |  |  | N/A | N/A |  | 9/13/2021 | N/A | N/A |  | 10/19/2021 |  | 10/15/2024 |  |  | N | No
AH1-637 | Oak Grove 34.5 kV |  | VA | Westmoreland | Active | Dominion | 16 | 16 | 9.6 |  | Capacity | Generation Interconnection | Solar |  |  | N/A |  | In Progress |  |  |  |  | N/A |  | N/A |  |  | N/A | N/A |  | 9/13/2021 | N/A | N/A |  |  |  | 12/15/2022 |  |  | N | No
AH1-638 | Pleasantville 12.47kV |  | NJ | Atlantic | Withdrawn | AEC | 1.625 | 1.625 | 0.6825 |  | Capacity | Generation Interconnection | Solar |  |  | N/A |  | Withdrawn |  |  |  |  | N/A |  | N/A |  |  | N/A | N/A |  | 9/13/2021 | N/A | N/A |  | 8/15/2022 |  | 11/1/2022 |  |  | N | No
AH1-639 | Lordstown - Mansfield 345 kV |  | OH | Mahoning | Withdrawn | ATSI | 150 | 150 | 150 |  | Capacity | Generation Interconnection | Solar; Storage |  |  | N/A |  | Withdrawn |  |  |  |  | N/A |  | N/A |  |  | N/A | N/A |  | 9/13/2021 | N/A | N/A |  | 12/18/2024 |  | 10/31/2025 |  |  | N | No
AH1-640 | Gladys DP - Stonemill 69 kV |  | VA | Campbell | Withdrawn | Dominion | 40 | 40 | 40 |  | Capacity | Generation Interconnection | Storage |  |  | N/A |  | Withdrawn |  |  |  |  | N/A |  | N/A |  |  | N/A | N/A |  | 9/14/2021 | N/A | N/A |  | 12/18/2024 |  | 12/3/2025 |  |  | N | No
AH1-641 | Churchtown - Upper Pittsgrove 138kV |  | NJ | Salem | Active | AEC | 65 | 15 | 15 |  | Capacity | Generation Interconnection | Solar |  |  | N/A |  | In Progress |  |  |  |  | N/A |  | N/A |  |  | N/A | N/A |  | 9/14/2021 | N/A | N/A |  |  |  | 12/31/2023 |  |  | N | No
AH1-642 | Morgantown - Tompkinsville 69kV |  | MD | Charles | Withdrawn | SMECO | 80 | 80 | 80 |  | Capacity | Generation Interconnection | Solar |  |  | N/A |  | Withdrawn |  |  |  |  | N/A |  | N/A |  |  | N/A | N/A |  | 9/14/2021 | N/A | N/A |  | 10/13/2021 |  | 10/31/2023 |  |  | N | No
AH1-643 | Hewitt Road - Oakville 69kV |  | MD | St. Mary's | Withdrawn | SMECO | 80 | 80 | 80 |  | Capacity | Generation Interconnection | Solar |  |  | N/A |  | Withdrawn |  |  |  |  | N/A |  | N/A |  |  | N/A | N/A |  | 9/14/2021 | N/A | N/A |  | 10/14/2021 |  | 10/31/2023 |  |  | N | No
AH1-644 | Spicewood Metering 138 kV |  | KY | N/A | Active | AEP | 100 | 100 | 65 |  | Capacity | Generation Interconnection | Solar |  |  | N/A |  | In Progress |  |  |  |  | N/A |  | N/A |  |  | N/A | N/A |  | 9/15/2021 | N/A | N/A |  |  |  | 1/1/2026 |  |  | N | No
AH1-645 | Surry - Yadkin 500 kV |  | VA | Isle of Wight | Withdrawn | Dominion | 450 | 450 | 450 |  | Capacity | Generation Interconnection | Solar; Storage |  |  | N/A |  | Withdrawn |  |  |  |  | N/A |  | N/A |  |  | N/A | N/A |  | 9/15/2021 | N/A | N/A |  | 3/25/2024 |  | 10/1/2025 |  |  | N | No
AH1-646 | Lake Lynn – Gerards Fort 25 kV |  | PA | Fayette | Withdrawn | APS | 19.9 | 19.9 | 12.3 |  | Capacity | Generation Interconnection | Solar |  |  | N/A |  | Withdrawn |  |  |  |  | N/A |  | N/A |  |  | N/A | N/A |  | 9/16/2021 | N/A | N/A |  | 8/12/2024 |  | 12/31/2023 |  |  | N | No
AH1-647 | Greensboro 25 kV |  | PA | Greene | Withdrawn | APS | 19.9 | 19.9 | 12.3 |  | Capacity | Generation Interconnection | Solar; Storage |  |  | N/A |  | Withdrawn |  |  |  |  | N/A |  | N/A |  |  | N/A | N/A |  | 9/17/2021 | N/A | N/A |  | 8/12/2024 |  | 12/31/2023 |  |  | N | No
AH1-648 | Grays Ferry 230kV |  | PA | Philadelphia | Withdrawn | PECO | 168 | 5 | 5 |  | Capacity | Generation Interconnection | Natural Gas |  |  | N/A |  | Withdrawn |  |  |  |  | N/A |  | N/A |  |  | N/A | N/A |  | 9/17/2021 | N/A | N/A |  | 8/27/2024 |  | 6/1/2022 |  |  | N | No
AH1-649 | Clubhouse- Purdy 115kV |  | VA | Greensville | Withdrawn | Dominion | 60 | 60 | 36 |  | Capacity | Generation Interconnection | Solar |  |  | N/A |  | Withdrawn |  |  |  |  | N/A |  | N/A |  |  | N/A | N/A |  | 9/23/2021 | N/A | N/A |  | 9/18/2024 |  | 12/31/2024 |  |  | N | No
AH1-650 | Clubhouse- Purdy 115kV |  | VA | Greensville | Withdrawn | Dominion | 100 | 100 | 60 |  | Capacity | Generation Interconnection | Solar |  |  | N/A |  | Withdrawn |  |  |  |  | N/A |  | N/A |  |  | N/A | N/A |  | 9/23/2021 | N/A | N/A |  | 11/21/2024 |  | 12/31/2024 |  |  | N | No
AH1-651 | Southampton- Handsom 115kV |  | VA | Southampton | Withdrawn | Dominion | 100 | 100 | 60 |  | Capacity | Generation Interconnection | Solar |  |  | N/A |  | Withdrawn |  |  |  |  | N/A |  | N/A |  |  | N/A | N/A |  | 9/24/2021 | N/A | N/A |  | 9/6/2024 |  | 12/31/2024 |  |  | N | No
AH1-652 | Southampton- Handsom 115kV |  | VA | Southampton | Withdrawn | Dominion | 100 | 100 | 60 |  | Capacity | Generation Interconnection | Solar |  |  | N/A |  | Withdrawn |  |  |  |  | N/A |  | N/A |  |  | N/A | N/A |  | 9/23/2021 | N/A | N/A |  | 9/6/2024 |  | 12/31/2024 |  |  | N | No
AH1-653 | Greentown 138 kV |  | IN | Howard | Withdrawn | AEP | 200 | 200 | 120 |  | Capacity | Generation Interconnection | Solar |  |  | N/A |  | Withdrawn |  |  |  |  | N/A |  | N/A |  |  | N/A | N/A |  | 9/23/2021 | N/A | N/A |  | 11/23/2024 |  | 12/31/2025 |  |  | N | No
AH1-654 | Kincaid 345 kV |  | IL | Christian | Withdrawn | ComEd | 100 | 100 | 60 |  | Capacity | Generation Interconnection | Solar |  |  | N/A |  | Withdrawn |  |  |  |  | N/A |  | N/A |  |  | N/A | N/A |  | 9/23/2021 | N/A | N/A |  | 12/18/2024 |  | 12/31/2024 |  |  | N | No
AH1-655 | SE Canton 138 kV |  | OH | Stark | Withdrawn | AEP | 100 | 100 | 60 |  | Capacity | Generation Interconnection | Solar |  |  | N/A |  | Withdrawn |  |  |  |  | N/A |  | N/A |  |  | N/A | N/A |  | 9/24/2021 | N/A | N/A |  | 11/23/2024 |  | 12/31/2025 |  |  | N | No
AH1-656 | Gary 115kV |  | VA | Lunenburg | Withdrawn | Dominion | 80 | 80 | 48 |  | Capacity | Generation Interconnection | Solar |  |  | N/A |  | Withdrawn |  |  |  |  | N/A |  | N/A |  |  | N/A | N/A |  | 9/23/2021 | N/A | N/A |  | 6/28/2023 |  | 12/31/2024 |  |  | N | No
AH1-657 | Nelson 345 kV |  | IL | DeKalb | Withdrawn | ComEd | 100 | 100 | 60 |  | Capacity | Generation Interconnection | Solar |  |  | N/A |  | Withdrawn |  |  |  |  | N/A |  | N/A |  |  | N/A | N/A |  | 9/23/2021 | N/A | N/A |  | 12/18/2024 |  | 12/31/2024 |  |  | N | No
AH1-658 | R. P. Mone 345 kV |  | OH | Van Wert | Withdrawn | AEP | 100 | 100 | 60 |  | Capacity | Generation Interconnection | Solar |  |  | N/A |  | Withdrawn |  |  |  |  | N/A |  | N/A |  |  | N/A | N/A |  | 9/23/2021 | N/A | N/A |  | 11/23/2024 |  | 12/31/2025 |  |  | N | No
AH1-659 | Cordova 345 kV |  | IL | Lee | Withdrawn | ComEd | 100 | 100 | 60 |  | Capacity | Generation Interconnection | Solar |  |  | N/A |  | Withdrawn |  |  |  |  | N/A |  | N/A |  |  | N/A | N/A |  | 9/23/2021 | N/A | N/A |  | 12/18/2024 |  | 12/31/2024 |  |  | N | No
AH1-660 | Taylor 69kV |  | DE | Sussex | Withdrawn | DPL | 6.66 | 6.66 | 4.19 |  | Capacity | Generation Interconnection | Solar |  |  | N/A |  | Withdrawn |  |  |  |  | N/A |  | N/A |  |  | N/A | N/A |  | 9/29/2021 | N/A | N/A |  | 2/16/2023 |  | 11/30/2023 |  |  | N | No
AH1-661 | Cannelville 12.47 kV |  | OH | Muskingum | Active | AEP | 10.07 | 10.07 | 9.06 |  | Capacity | Generation Interconnection | Biomass |  |  | N/A |  | In Progress |  |  |  |  | N/A |  | N/A |  |  | N/A | N/A |  | 9/29/2021 | N/A | N/A |  |  |  | 7/1/2023 |  |  | N | No
AH1-662 | Wells 69kV |  | DE | Kent | Withdrawn | DPL | 7.66 | 7.66 | 5.3844 |  | Capacity | Generation Interconnection | Solar |  |  | N/A |  | Withdrawn |  |  |  |  | N/A |  | N/A |  |  | N/A | N/A |  | 10/1/2021 | N/A | N/A |  | 2/15/2022 |  | 9/30/2023 |  |  | N | No
AH1-663 | River EC 138 kV |  | IL | Cook | Withdrawn | ComEd | 57.78 | 57.78 | 57.78 |  | Capacity | Generation Interconnection | Storage |  |  | N/A |  | Withdrawn |  |  |  |  | N/A |  | N/A |  |  | N/A | N/A |  | 9/30/2021 | N/A | N/A |  | 12/18/2024 |  | 5/31/2024 |  |  | N | No
AH1-664 | Goddard-Plumville 138 kV |  | KY | Fleming | Active | EKPC | 100 | 100 | 66.8 |  | Capacity | Generation Interconnection | Solar |  |  | N/A | [5 empty] | Withdrawn | N/A |  | N/A |  |  | N/A | N/A |  | 9/24/2018 | N/A | N/A |  |  |  | 6/1/2022 |  |  | N | No
AH1-665 | Goddard-Plumsville 138 kV II |  | KY | Fleming | Active | EKPC | 180 | 80 | 53.5 |  | Capacity | Generation Interconnection | Solar |  |  | N/A | [5 empty] | Withdrawn | N/A |  | N/A |  |  | N/A | N/A |  | 1/23/2019 | N/A | N/A |  |  |  | 6/1/2022 |  |  | N | No
AH1-666 | Flemingsburg - Spurlock 138 kV |  | KY | Fleming | Active | EKPC | 80 | 80 | 48 |  | Capacity | Generation Interconnection | Solar |  |  | N/A | [5 empty] | Withdrawn | N/A |  | N/A |  |  | N/A | N/A |  | 9/30/2019 | N/A | N/A |  |  |  | 6/1/2023 |  |  | N | No
AH1-667 | Philipsburg-Shawville 34.5 kV |  | PA | Clearfield | Active | PENELEC | 18 | 18 | 10.8 |  | Capacity | Generation Interconnection | Solar |  |  | N/A | [5 empty] | Withdrawn | N/A |  | N/A |  |  | N/A | N/A |  | 2/29/2020 | N/A | N/A |  |  |  | 6/1/2021 |  |  | N | No
AH1-668 | Madisonburg Jct-Millheim 46 kV |  | PA | Centre | Withdrawn | APS | 19.9 | 19.9 | 8.3 |  | Capacity | Generation Interconnection | Solar |  |  | N/A | [5 empty] | Withdrawn | N/A |  | N/A |  |  | N/A | N/A |  | 9/29/2020 | N/A | N/A |  | 3/7/2025 |  | 8/1/2022 |  |  | N | No
AH1-669 | Circleville-Biers Run 138 kV |  | OH | Ross | Active | AEP | 50 | 50 | 30 |  | Capacity | Generation Interconnection | Solar |  |  | N/A |  |  |  | In Progress |  |  | N/A |  | N/A |  |  | N/A | N/A |  | 9/30/2020 | N/A | N/A |  |  |  | 12/31/2023 |  |  | N | No
AH1-670 | Blue Mound-Chestnut 345 kV |  | IL | McLean | Active | ComEd | 250 | 250 | 49.6 |  | Capacity | Generation Interconnection | Wind |  |  | N/A |  |  |  | In Progress |  |  | N/A |  | N/A |  |  | N/A | N/A |  | 9/30/2020 | N/A | N/A |  |  |  | 9/25/2024 |  |  | N | No
AH1-672 | Farmview 138 kV |  | DE | Sussex | Active | DPL | 75 | 75 | 48.9 |  | Capacity | Generation Interconnection | Solar |  |  | N/A | [5 empty] | Withdrawn | N/A |  | N/A |  |  | N/A | N/A |  | 9/30/2020 | N/A | N/A |  |  |  | 12/31/2023 |  |  | N | No
AH1-673 | State Line - River Energy Center 138 kV |  | IL | Cook | Active | ComEd | 85 | 85 | 85 |  | Capacity | Generation Interconnection | Storage |  |  | N/A | [5 empty] | Withdrawn | N/A |  | N/A |  |  | N/A | N/A |  | 9/30/2020 | N/A | N/A |  |  |  | 6/1/2023 |  |  | N | No
AH1-676 | Gordonsville 230 kV |  | VA | Orange | Active | Dominion | 1294.6 | 1294.6 | 1275.9 |  | Capacity | Generation Interconnection | Natural Gas |  |  | N/A |  | In Progress |  |  |  |  | N/A |  | N/A |  |  | N/A | N/A |  |  | N/A | N/A |  |  |  | 5/31/2031 |  |  | N | No
AH1-677 | Rogers Road 500 kV |  | VA | Greensville | Active | Dominion | 1756 | 0 | 67 |  | Capacity | Generation Interconnection | Natural Gas |  |  | N/A |  | In Progress |  |  |  |  | N/A |  | N/A |  |  | N/A | N/A |  |  | N/A | N/A |  |  |  | 12/31/2025 |  |  | N | No
AH1-678 | Heritage 500 kV |  | VA | Brunswick | Active | Dominion | 1525.5 | 0 | 34 |  | Capacity | Generation Interconnection | Natural Gas |  |  | N/A |  | In Progress |  |  |  |  | N/A |  | N/A |  |  | N/A | N/A |  |  | N/A | N/A |  |  |  | 12/31/2023 |  |  | N | No
AH1-679 | Four Rivers 230 kV |  | VA | Hanover | Active | Dominion | 1016 | 20 | 20 |  | Capacity | Generation Interconnection | Natural Gas |  |  | N/A |  | In Progress |  |  |  |  | N/A |  | N/A |  |  | N/A | N/A |  |  | N/A | N/A |  |  |  | 5/31/2028 |  |  | N | No
AH1-680 | Sammis - South Canton 345 kV |  | OH | Carroll | Active | AEP | 1300 | 1300 | 1300 |  | Capacity | Generation Interconnection | Natural Gas |  |  | N/A |  | In Progress |  |  |  |  | N/A |  | N/A |  |  | N/A | N/A |  |  | N/A | N/A |  |  |  | 5/1/2030 |  |  | N | No
AH1-681 | Cunningham 500 kV |  | VA | Fluvanna | Active | Dominion | 1000 | 0 | 27.3 |  | Capacity | Generation Interconnection | Natural Gas |  |  | N/A |  | In Progress |  |  |  |  | N/A |  | N/A |  |  | N/A | N/A |  |  | N/A | N/A |  |  |  | 5/1/2026 |  |  | N | No
AH1-682 | Ladysmith CT 230 kV |  | VA | Caroline | Active | Dominion | 190 | 0 | 21 |  | Capacity | Generation Interconnection | Natural Gas |  |  | N/A |  | In Progress |  |  |  |  | N/A |  | N/A |  |  | N/A | N/A |  |  | N/A | N/A |  |  |  | 11/30/2027 |  |  | N | No
AH1-683 | Ladysmith CT 230 kV |  | VA | Caroline | Active | Dominion | 190 | 0 | 25 |  | Capacity | Generation Interconnection | Natural Gas |  |  | N/A |  | In Progress |  |  |  |  | N/A |  | N/A |  |  | N/A | N/A |  |  | N/A | N/A |  |  |  | 10/15/2027 |  |  | N | No
AH1-684 | Remington CT 230 kV |  | VA | Fauquier | Active | Dominion | 190 | 0 | 23 |  | Capacity | Generation Interconnection | Natural Gas |  |  | N/A |  | In Progress |  |  |  |  | N/A |  | N/A |  |  | N/A | N/A |  |  | N/A | N/A |  |  |  | 4/15/2028 |  |  | N | No
AH1-685 | Remington CT 230 kV |  | VA | Fauquier | Active | Dominion | 190 | 0 | 26 |  | Capacity | Generation Interconnection | Natural Gas |  |  | N/A |  | In Progress |  |  |  |  | N/A |  | N/A |  |  | N/A | N/A |  |  | N/A | N/A |  |  |  | 5/31/2028 |  |  | N | No
AH1-686 | Hanging Rock 765 kV |  | OH | Lawrence | Active | AEP | 1364 | 24 | 21 |  | Capacity | Generation Interconnection | Natural Gas |  |  | N/A |  | In Progress |  |  |  |  | N/A |  | N/A |  |  | N/A | N/A |  |  | N/A | N/A |  |  |  | 6/1/2027 |  |  | N | No
AH1-687 | Bear Garden 230kV |  | VA | Buckingham | Active | Dominion | 682 | 0 | 51 |  | Capacity | Generation Interconnection | Natural Gas |  |  | N/A |  | In Progress |  |  |  |  | N/A |  | N/A |  |  | N/A | N/A |  |  | N/A | N/A |  |  |  | 6/1/2029 |  |  | N | No
AH1-690 | Bay Shore - Lallendorf 345 kV |  | OH | Lucas | Active | ATSI | 1475 | 1475 | 1440 |  | Capacity | Generation Interconnection | Natural Gas |  |  | N/A |  | In Progress |  |  |  |  | N/A |  | N/A |  |  | N/A | N/A |  |  | N/A | N/A |  |  |  | 3/1/2031 |  |  | N | No
AH1-691 | Ladysmith CT 230 kV |  | VA | Caroline | Active | Dominion | 209 | 0 | 26 |  | Capacity | Generation Interconnection | Natural Gas |  |  | N/A |  | In Progress |  |  |  |  | N/A |  | N/A |  |  | N/A | N/A |  |  | N/A | N/A |  |  |  | 5/31/2029 |  |  | N | No
AH1-692 | Ladysmith CT 230 kV |  | VA | Caroline | Active | Dominion | 209 | 0 | 26 |  | Capacity | Generation Interconnection | Natural Gas |  |  | N/A |  | In Progress |  |  |  |  | N/A |  | N/A |  |  | N/A | N/A |  |  | N/A | N/A |  |  |  | 11/30/2028 |  |  | N | No
AH1-693 | Remington CT 230 kV |  | VA | Fauquier | Active | Dominion | 190 | 0 | 20 |  | Capacity | Generation Interconnection | Natural Gas |  |  | N/A |  | In Progress |  |  |  |  | N/A |  | N/A |  |  | N/A | N/A |  |  | N/A | N/A |  |  |  | 4/15/2029 |  |  | N | No
AH1-694 | Ladysmith CT 230 kV |  | VA | Caroline | Active | Dominion | 190 | 0 | 18 |  | Capacity | Generation Interconnection | Natural Gas |  |  | N/A |  | In Progress |  |  |  |  | N/A |  | N/A |  |  | N/A | N/A |  |  | N/A | N/A |  |  |  | 10/15/2028 |  |  | N | No
AH1-695 | Three Mile Island 230 kV |  | PA | Dauphin | Active | ME | 859 | 859 | 803 |  | Capacity | Generation Interconnection | Nuclear |  |  | N/A |  | In Progress |  |  |  |  | N/A |  | N/A |  |  | N/A | N/A |  |  | N/A | N/A |  |  |  | 10/1/2027 |  |  | N | No
AH1-696 | Possum Point 230kV |  | VA | Prince William | Active | Dominion | 668 | 0 | 94 |  | Capacity | Generation Interconnection | Natural Gas |  |  | N/A |  | In Progress |  |  |  |  | N/A |  | N/A |  |  | N/A | N/A |  |  | N/A | N/A |  |  |  | 6/1/2030 |  |  | N | No
AH1-697 | Lackawanna 230kV |  | PA | Lackawanna | Active | PPL | 1522 | 39 | 78.6 |  | Capacity | Generation Interconnection | Natural Gas |  |  | N/A |  | In Progress |  |  |  |  | N/A |  | N/A |  |  | N/A | N/A |  |  | N/A | N/A |  |  |  | 5/19/2028 |  |  | N | No
AH1-698 | Braidwood 345 kV |  | IL | Will | Active | ComEd | 2584 | 130 | 57.6 |  | Capacity | Generation Interconnection | Nuclear |  |  | N/A |  | In Progress |  |  |  |  | N/A |  | N/A |  |  | N/A | N/A |  |  | N/A | N/A |  |  |  | 5/6/2027 |  |  | N | No
AH1-699 | Wellsville 345 kV |  | OH | Columbiana | Active | ATSI | 1210 | 58 | 69 |  | Capacity | Generation Interconnection | Natural Gas |  |  | N/A |  | In Progress |  |  |  |  | N/A |  | N/A |  |  | N/A | N/A |  |  | N/A | N/A |  |  |  | 3/3/2025 |  |  | N | No
AH1-701 | Valero 69 kV |  | NJ | Gloucester | Active | AEC | 61 | 0 | 20 |  | Capacity | Generation Interconnection | Natural Gas |  |  | N/A |  | In Progress |  |  |  |  | N/A |  | N/A |  |  | N/A | N/A |  |  | N/A | N/A |  |  |  | 4/1/2025 |  |  | N | No
AH1-702 | Byron 345 kV |  | IL | Ogle | Active | ComEd | 2530 | 88 | 43 |  | Capacity | Generation Interconnection | Nuclear |  |  | N/A |  | In Progress |  |  |  |  | N/A |  | N/A |  |  | N/A | N/A |  |  | N/A | N/A |  |  |  | 4/2/2026 |  |  | N | No
AH1-703 | Bergen 230kV |  | NJ | Bergen | Active | PSEG | 670.61 | 35.61 | 51.254 |  | Capacity | Generation Interconnection | Natural Gas |  |  | N/A |  | In Progress |  |  |  |  | N/A |  | N/A |  |  | N/A | N/A |  |  | N/A | N/A |  |  |  | 5/21/2027 |  |  | N | No
AH1-704 | Hannibal 138 kV |  | OH | Monroe | Active | AEP | 509 | 24 | 20 |  | Capacity | Generation Interconnection | Natural Gas |  |  | N/A |  | In Progress |  |  |  |  | N/A |  | N/A |  |  | N/A | N/A |  |  | N/A | N/A |  |  |  | 6/30/2025 |  |  | N | No
AH1-705 | Sunbury #1 500kV |  | PA | Snyder | Active | PPL | 1153.4 | 32.4 | 32.4 |  | Capacity | Generation Interconnection | Natural Gas |  |  | N/A |  | In Progress |  |  |  |  | N/A |  | N/A |  |  | N/A | N/A |  |  | N/A | N/A |  |  |  | 5/31/2027 |  |  | N | No
AH1-706 | Lordstown 345 kV |  | OH | Trumbull | Active | ATSI | 970.453 | 30.453 | 23.823 |  | Capacity | Generation Interconnection | Natural Gas |  |  | N/A |  | In Progress |  |  |  |  | N/A |  | N/A |  |  | N/A | N/A |  |  | N/A | N/A |  |  |  | 11/22/2027 |  |  | N | No
AH1-707 | Saegers 230 kV |  | PA | Lycoming | Active | PPL | 907 | 0 | 30 |  | Capacity | Generation Interconnection | Natural Gas |  |  | N/A |  | In Progress |  |  |  |  | N/A |  | N/A |  |  | N/A | N/A |  |  | N/A | N/A |  |  |  | 12/31/2026 |  |  | N | No
AH1-710 | Salem 500kV |  | NJ | Salem | Active | PSEG | 2650.8 | 256.8 | 228.2 |  | Capacity | Generation Interconnection | Nuclear |  |  | N/A |  | In Progress |  |  |  |  | N/A |  | N/A |  |  | N/A | N/A |  |  | N/A | N/A |  |  |  | 12/1/2027 |  |  | N | No
AH1-711 | Lemoyne 345 kV |  | OH | Wood | Active | ATSI | 1108.2 | 408.2 | 292.5 |  | Capacity | Generation Interconnection | Natural Gas |  |  | N/A |  | In Progress |  |  |  |  | N/A |  | N/A |  |  | N/A | N/A |  |  | N/A | N/A |  |  |  | 5/31/2030 |  |  | N | No
AH1-712 | Cunningham 500 kV |  | VA | Fluvanna | Active | Dominion | 776 | 776 | 611 |  | Capacity | Generation Interconnection | Natural Gas |  |  | N/A |  | In Progress |  |  |  |  | N/A |  | N/A |  |  | N/A | N/A |  |  | N/A | N/A |  |  |  | 5/30/2031 |  |  | N | No
AH1-713 | Mt. Storm 500kV |  | WV | Grant | Active | Dominion | 538 | 0 | 14 |  | Capacity | Generation Interconnection | Coal |  |  | N/A |  | In Progress |  |  |  |  | N/A |  | N/A |  |  | N/A | N/A |  |  | N/A | N/A |  |  |  | 6/1/2030 |  |  | N | No
AH1-714 | Lasalle 345 kV |  | IL | Lasalle | Active | ComEd | 1360 | 169 | 174.1 |  | Capacity | Generation Interconnection | Nuclear |  |  | N/A |  | In Progress |  |  |  |  | N/A |  | N/A |  |  | N/A | N/A |  |  | N/A | N/A |  |  |  | 3/24/2029 |  |  | N | No
AH1-715 | Linden 230kV |  | NJ | Union | Active | PSEG | 803.17 | 127.17 | 149.369 |  | Capacity | Generation Interconnection | Natural Gas |  |  | N/A |  | In Progress |  |  |  |  | N/A |  | N/A |  |  | N/A | N/A |  |  | N/A | N/A |  |  |  | 5/31/2029 |  |  | N | No
AH1-716 | Surry-Skiffes Creek 500kV |  | VA | James City | Active | Dominion | 650 | 650 | 650 |  | Capacity | Generation Interconnection | Storage |  |  | N/A |  | In Progress |  |  |  |  | N/A |  | N/A |  |  | N/A | N/A |  |  | N/A | N/A |  |  |  | 6/11/2029 |  |  | N | No
AH1-717 | Gravel Neck 230 kV |  | VA | Surry | Active | Dominion | 453 | 85 | 92.7 |  | Capacity | Generation Interconnection | Natural Gas |  |  | N/A |  | In Progress |  |  |  |  | N/A |  | N/A |  |  | N/A | N/A |  |  | N/A | N/A |  |  |  | 12/31/2031 |  |  | N | No
AH1-718 | Nelson 345 kV |  | IL | Lee | Active | ComEd | 391 | 11 | 38 |  | Capacity | Generation Interconnection | Natural Gas |  |  | N/A |  | In Progress |  |  |  |  | N/A |  | N/A |  |  | N/A | N/A |  |  | N/A | N/A |  |  |  | 5/29/2028 |  |  | N | No
AH1-719 | Beverly 345 kV |  | OH | Washington | Active | AEP | 694 | 24 | 21 |  | Capacity | Generation Interconnection | Natural Gas |  |  | N/A |  | In Progress |  |  |  |  | N/A |  | N/A |  |  | N/A | N/A |  |  | N/A | N/A |  |  |  | 6/1/2027 |  |  | N | No
AH1-720 | East Towanda 230 kV |  | PA | Bradford | Active | PENELEC | 907.5 | 0 | 60 |  | Capacity | Generation Interconnection | Natural Gas |  |  | N/A |  | In Progress |  |  |  |  | N/A |  | N/A |  |  | N/A | N/A |  |  | N/A | N/A |  |  |  | 12/31/2026 |  |  | N | No
AH1-721 | Laurel-Cooper 161 kV |  | KY | N/A | Active | EKPC | 786 | 786 | 758.9507 |  | Capacity | Generation Interconnection | Natural Gas |  |  | N/A |  | In Progress |  |  |  |  | N/A |  | N/A |  |  | N/A | N/A |  |  | N/A | N/A |  |  |  | 12/31/2030 |  |  | N | No
AH1-722 | Linden 230kV |  | NJ | Union | Active | PSEG | 806.4 | 130.4 | 158.1 |  | Capacity | Generation Interconnection | Natural Gas |  |  | N/A |  | In Progress |  |  |  |  | N/A |  | N/A |  |  | N/A | N/A |  |  | N/A | N/A |  |  |  | 5/31/2030 |  |  | N | No
AH1-723 | Cunningham 500 kV |  | VA | Fluvanna | Active | Dominion | 776 | 776 | 712 |  | Capacity | Generation Interconnection | Natural Gas |  |  | N/A |  | In Progress |  |  |  |  | N/A |  | N/A |  |  | N/A | N/A |  |  | N/A | N/A |  |  |  | 5/30/2031 |  |  | N | No
AH1-725 | Conastone 500 kV |  | MD | Harford | Active | BGE | 500 | 500 | 500 |  | Capacity | Generation Interconnection | Storage |  |  | N/A |  | In Progress |  |  |  |  | N/A |  | N/A |  |  | N/A | N/A |  |  | N/A | N/A |  |  |  | 6/11/2029 |  |  | N | No
AH1-726 | Surry-Skiffes Creek 500kV |  | VA | James City | Active | Dominion | 600 | 600 | 600 |  | Capacity | Generation Interconnection | Storage |  |  | N/A |  | In Progress |  |  |  |  | N/A |  | N/A |  |  | N/A | N/A |  |  | N/A | N/A |  |  |  | 6/11/2029 |  |  | N | No
AH1-727 | Brambleton-Goose Creek 500kV |  | VA | Loudoun | Active | Dominion | 425 | 425 | 425 |  | Capacity | Generation Interconnection | Storage |  |  | N/A |  | In Progress |  |  |  |  | N/A |  | N/A |  |  | N/A | N/A |  |  | N/A | N/A |  |  |  | 6/11/2029 |  |  | N | No
AH1-729 | Ocean Court 230 kV |  | VA | Loudoun | Active | Dominion | 100 | 100 | 100 |  | Capacity | Generation Interconnection | Storage |  |  | N/A |  | In Progress |  |  |  |  | N/A |  | N/A |  |  | N/A | N/A |  |  | N/A | N/A |  |  |  | 5/26/2028 |  |  | N | No
AH1-734 | South Bend 500 kV |  | PA | Indiana | Active | APS | 1308.4 | 270.3 | 268.6 |  | Capacity | Generation Interconnection | Natural Gas |  |  | N/A |  | In Progress |  |  |  |  | N/A |  | N/A |  |  | N/A | N/A |  |  | N/A | N/A |  |  |  | 5/31/2030 |  |  | N | No
AH1-735 | Richland 138 kV |  | OH | Defiance | Active | ATSI | 447 | 19 | 55 |  | Capacity | Generation Interconnection | Natural Gas |  |  | N/A |  | In Progress |  |  |  |  | N/A |  | N/A |  |  | N/A | N/A |  |  | N/A | N/A |  |  |  | 5/1/2026 |  |  | N | No
AH1-744 | Cheltenham 500 kV |  | MD | Prince George's | Active | PEPCO | 853.5 | 53.5 | 48.285 |  | Capacity | Generation Interconnection | Natural Gas |  |  | N/A |  | In Progress |  |  |  |  | N/A |  | N/A |  |  | N/A | N/A |  |  | N/A | N/A |  |  |  | 11/22/2027 |  |  | N | No
AH1-746 | Madera - Westover South 115 kV |  | PA | Clearfield | Active | PENELEC | 109.9 | 0 | 20 |  | Capacity | Generation Interconnection | Wind |  |  | N/A |  | In Progress |  |  |  |  | N/A |  | N/A |  |  | N/A | N/A |  |  | N/A | N/A |  |  |  | 4/29/2026 |  |  | N | No
AH2-001 | Rattlesnake Hill Waste Heat Recovery |  | PA | Susquehanna | Active | PENELEC | 3.6 | 3.6 | 2.9 |  | Capacity | Generation Interconnection | Other |  |  | N/A |  | In Progress |  |  |  |  | N/A |  | N/A |  |  | N/A | N/A |  | 10/1/2021 | N/A | N/A |  |  |  | 12/31/2023 |  |  | N | No
AH2-002 | Temple Hill - Roseville 69 kV |  | KY | Barren | Active | EKPC | 80 | 80 | 48 |  | Capacity | Generation Interconnection | Solar |  |  | N/A |  | In Progress |  |  |  |  | N/A |  | N/A |  |  | N/A | N/A |  | 10/2/2021 | N/A | N/A |  |  |  | 12/31/2024 |  |  | N | No
AH2-003 | Hickory Grove 115 kV |  | VA | Halifax | Withdrawn | Dominion | 20 | 20 | 12 |  | Capacity | Generation Interconnection | Solar |  |  | N/A |  | Withdrawn |  |  |  |  | N/A |  | N/A |  |  | N/A | N/A |  | 10/2/2021 | N/A | N/A |  | 3/26/2024 |  | 5/1/2024 |  |  | N | No
AH2-004 | Perth – Crystal Hill 115 kV |  | VA | Halifax | Withdrawn | Dominion | 20 | 20 | 12 |  | Capacity | Generation Interconnection | Solar |  |  | N/A |  | Withdrawn |  |  |  |  | N/A |  | N/A |  |  | N/A | N/A |  | 10/1/2021 | N/A | N/A |  | 12/1/2023 |  | 5/1/2024 |  |  | N | No
AH2-005 | Pamplin – Willis Tap 115 kV |  | VA | Prince Edward | Withdrawn | Dominion | 20 | 20 | 12 |  | Capacity | Generation Interconnection | Solar |  |  | N/A |  | Withdrawn |  |  |  |  | N/A |  | N/A |  |  | N/A | N/A |  | 10/1/2021 | N/A | N/A |  | 2/9/2024 |  | 5/1/2024 |  |  | N | No
AH2-006 | Harrison - Good Hope 138 kV |  | OH | Pickaway | Active | AEP | 14.234 | 14.234 | 14.234 |  | Capacity | Generation Interconnection | Other |  |  | N/A |  | In Progress |  |  |  |  | N/A |  | N/A |  |  | N/A | N/A |  | 10/4/2021 | N/A | N/A |  |  |  | 6/1/2024 |  |  | N | No
AH2-007 | Texas Eastern - Jeffersonville 69 kV |  | OH | Fayette | Active | Dayton | 10.12 | 10.12 | 10.12 |  | Capacity | Generation Interconnection | Other |  |  | N/A |  | In Progress |  |  |  |  | N/A |  | N/A |  |  | N/A | N/A |  | 10/4/2021 | N/A | N/A |  |  |  | 6/1/2024 |  |  | N | No
AH2-008 | Bear Peak East Providence II |  | PA | Bedford | Withdrawn | APS | 5 | 5 | 3 |  | Capacity | Generation Interconnection | Solar |  |  | N/A |  | Withdrawn |  |  |  |  | N/A |  | N/A |  |  | N/A | N/A |  | 10/6/2021 | N/A | N/A |  | 9/18/2023 |  | 9/15/2023 |  |  | N | No
AH2-009 | Galion 138 kV V |  | OH | Morrow | Active | ATSI | 244 | 40 | 24 |  | Capacity | Generation Interconnection | Solar |  |  | N/A |  | In Progress |  |  |  |  | N/A |  | N/A |  |  | N/A | N/A |  | 10/8/2021 | N/A | N/A |  |  |  | 12/31/2024 |  |  | N | No
AH2-010 | Marysville - Sorenson 765 kV |  | OH | Logan | Active | AEP | 1455 | 100 | 60 |  | Capacity | Generation Interconnection | Solar |  |  | N/A |  | In Progress |  |  |  |  | N/A |  | N/A |  |  | N/A | N/A |  | 10/7/2021 | N/A | N/A |  |  |  | 12/31/2024 |  |  | N | No
AH2-011 | National-Tangy 138kV IV |  | OH | Madison | Withdrawn | ATSI | 177 | 100 | 60 |  | Capacity | Generation Interconnection | Solar |  |  | N/A |  | Withdrawn |  |  |  |  | N/A |  | N/A |  |  | N/A | N/A |  | 10/9/2021 | N/A | N/A |  | 12/1/2023 |  | 12/31/2024 |  |  | N | No
AH2-012 | Sinai 12.47 kV |  | VA | Halifax | Withdrawn | Dominion | 9.9 | 9.9 | 9.9 |  | Capacity | Generation Interconnection | Solar; Storage |  |  | N/A |  | Withdrawn |  |  |  |  | N/A |  | N/A |  |  | N/A | N/A |  | 10/13/2021 | N/A | N/A |  | 11/12/2021 |  | 12/31/2022 |  |  | N | No
AH2-013 | Cartersville 34.5 kV |  | VA | Cumberland | Active | Dominion | 15.996 | 15.996 | 15.996 |  | Capacity | Generation Interconnection | Solar; Storage |  |  | N/A |  | In Progress |  |  |  |  | N/A |  | N/A |  |  | N/A | N/A |  | 10/12/2021 | N/A | N/A |  |  |  | 12/31/2022 |  |  | N | No
AH2-014 | Crane Solar 34.5 kV |  | PA | Erie | Active | PENELEC | 5 | 5 | 3.3 |  | Capacity | Generation Interconnection | Solar |  |  | N/A |  | In Progress |  |  |  |  | N/A |  | N/A |  |  | N/A | N/A |  | 10/15/2021 | N/A | N/A |  |  |  | 12/16/2024 |  |  | N | No
AH2-015 | Nelson 138 kV |  | IL | Lee | Active | ComEd | 110 | 110 | 110 |  | Capacity | Generation Interconnection | Storage |  |  | N/A |  | In Progress |  |  |  |  | N/A |  | N/A |  |  | N/A | N/A |  | 10/20/2021 | N/A | N/A |  |  |  | 3/24/2025 |  |  | N | No
AH2-016 | Stonycreek 23 kV |  | PA | Somerset | Withdrawn | PENELEC | 20 | 20 | 12 |  | Capacity | Generation Interconnection | Solar |  |  | N/A |  | Withdrawn |  |  |  |  | N/A |  | N/A |  |  | N/A | N/A |  | 10/21/2021 | N/A | N/A |  | 9/18/2023 |  | 5/10/2023 |  |  | N | No
AH2-017 | Brothersvalley 23 kV |  | PA | Somerset | Withdrawn | PENELEC | 15 | 15 | 9 |  | Capacity | Generation Interconnection | Solar |  |  | N/A |  | Withdrawn |  |  |  |  | N/A |  | N/A |  |  | N/A | N/A |  | 10/22/2021 | N/A | N/A |  | 9/18/2023 |  | 5/15/2023 |  |  | N | No
AH2-018 | Lawrence 12.47 kV |  | PA | Clearfield | Withdrawn | PENELEC | 10 | 10 | 6 |  | Capacity | Generation Interconnection | Solar |  |  | N/A |  | Withdrawn |  |  |  |  | N/A |  | N/A |  |  | N/A | N/A |  | 10/22/2021 | N/A | N/A |  | 9/18/2023 |  | 5/15/2023 |  |  | N | No
AH2-019 |  |  | MD | Allegany | Withdrawn | DPL |  |  |  |  | Energy | Generation Interconnection | Solar |  |  | N/A |  | Withdrawn |  |  |  |  | N/A |  | N/A |  |  | N/A | N/A |  | 10/26/2021 | N/A | N/A |  | 12/7/2021 |  | 2/15/2022 |  |  | Y | No
AH2-020 |  |  | PA | Columbia | Withdrawn | PSEG |  |  |  |  | Energy | Generation Interconnection | Solar |  |  | N/A |  | Withdrawn |  |  |  |  | N/A |  | N/A |  |  | N/A | N/A |  | 10/27/2021 | N/A | N/A |  | 11/29/2021 |  | 12/29/2023 |  |  | Y | No
AH2-021 | Summer Shade - Barren County 161 kV |  | KY | Barren | Active | EKPC | 150 | 150 | 105 |  | Capacity | Generation Interconnection | Solar; Storage |  |  | N/A |  | In Progress |  |  |  |  | N/A |  | N/A |  |  | N/A | N/A |  | 10/27/2021 | N/A | N/A |  |  |  | 11/13/2026 |  |  | N | No
AH2-022 | Bear Peak West Providence LLC |  | PA | Bedford | Withdrawn | PENELEC | 8.25 | 8.25 | 4.95 |  | Capacity | Generation Interconnection | Solar |  |  | N/A |  | Withdrawn |  |  |  |  | N/A |  | N/A |  |  | N/A | N/A |  | 10/28/2021 | N/A | N/A |  | 9/18/2023 |  | 5/15/2023 |  |  | N | No
AH2-023 | McDowell 12.47 kV |  | PA | Mercer | Active | ATSI | 5 | 5 | 3.4 |  | Capacity | Generation Interconnection | Solar |  |  | N/A |  | In Progress |  |  |  |  | N/A |  | N/A |  |  | N/A | N/A |  | 10/29/2021 | N/A | N/A |  |  |  | 12/1/2024 |  |  | N | No
AH2-024 | Kodiak Solar 13.2 kV |  | PA | Jefferson | Active | PENELEC | 3 | 3 | 2 |  | Capacity | Generation Interconnection | Solar |  |  | N/A |  | In Progress |  |  |  |  | N/A |  | N/A |  |  | N/A | N/A |  | 10/30/2021 | N/A | N/A |  |  |  | 12/15/2023 |  |  | N | No
AH2-025 | Eugene - Dequine 345 kV |  | IN | Fountain | Active | AEP | 200 | 200 | 200 |  | Capacity | Generation Interconnection | Solar; Storage |  |  | N/A |  | In Progress |  |  |  |  | N/A |  | N/A |  |  | N/A | N/A |  | 10/29/2021 | N/A | N/A |  |  |  | 6/1/2027 |  |  | N | No
AH2-026 |  |  | VA | City of Richmond | Withdrawn | Dominion | 72 | 72 | 72 |  | Capacity | Generation Interconnection | Storage |  |  | N/A |  | Withdrawn |  |  |  |  | N/A |  | N/A |  |  | N/A | N/A |  | 11/2/2021 | N/A | N/A |  | 12/1/2021 |  | 9/15/2024 |  |  | N | No
AH2-028 | Watertower - Kingston 69 kV |  | OH | Pickaway | Active | AEP | 44 | 44 | 44 |  | Capacity | Generation Interconnection | Solar; Storage |  |  | N/A |  | In Progress |  |  |  |  | N/A |  | N/A |  |  | N/A | N/A |  | 11/2/2021 | N/A | N/A |  |  |  | 10/28/2025 |  |  | N | No
AH2-028A | Watertower - Kingston 69 kV |  | OH | Pickaway | Active | AEP | 64 | 20 | 12 |  | Capacity | Generation Interconnection | Solar |  |  | N/A |  | In Progress |  |  |  |  | N/A |  | N/A |  |  | N/A | N/A |  | 11/2/2021 | N/A | N/A |  |  |  | 10/28/2025 |  |  | N | No
AH2-029 | Cedarville 12 kV |  | OH | Greene | Withdrawn | Dayton | 18 | 18 | 10.8 |  | Capacity | Generation Interconnection | Solar |  |  | N/A |  | Withdrawn |  |  |  |  | N/A |  | N/A |  |  | N/A | N/A |  | 11/2/2021 | N/A | N/A |  | 10/3/2023 |  | 10/30/2025 |  |  | N | No
AH2-030 | Feagan's Mill 138 kV |  | WV | Jefferson | Active | APS | 90 | 90 | 54 |  | Capacity | Generation Interconnection | Solar |  |  | N/A |  | In Progress |  |  |  |  | N/A |  | N/A |  |  | N/A | N/A |  | 11/3/2021 | N/A | N/A |  |  |  | 6/1/2025 |  |  | N | No
AH2-031 | Feagan's Mill 138 kV II |  | WV | Jefferson | Active | APS | 30 | 30 | 30 |  | Capacity | Generation Interconnection | Storage |  |  | N/A |  | In Progress |  |  |  |  | N/A |  | N/A |  |  | N/A | N/A |  | 11/3/2021 | N/A | N/A |  |  |  | 6/1/2025 |  |  | N | No
AH2-032 | Possum Point 115kV |  | VA | Prince William | Active | Dominion | 60 | 60 | 60 |  | Capacity | Generation Interconnection | Storage |  |  | N/A |  | In Progress |  |  |  |  | N/A |  | N/A |  |  | N/A | N/A |  | 11/9/2021 | N/A | N/A |  |  |  | 12/31/2026 |  |  | N | No
AH2-033 | Possum Point 115kV |  | VA | Prince William | Active | Dominion | 60 | 60 | 60 |  | Capacity | Generation Interconnection | Storage |  |  | N/A |  | In Progress |  |  |  |  | N/A |  | N/A |  |  | N/A | N/A |  | 11/9/2021 | N/A | N/A |  |  |  | 12/31/2027 |  |  | N | No
AH2-034 | Possum Point 230kV |  | VA | Prince William | Active | Dominion | 100 | 100 | 100 |  | Capacity | Generation Interconnection | Storage |  |  | N/A |  | In Progress |  |  |  |  | N/A |  | N/A |  |  | N/A | N/A |  | 11/9/2021 | N/A | N/A |  |  |  | 12/31/2028 |  |  | N | No
AH2-035 | Possum Point 500kV |  | VA | Prince William | Active | Dominion | 100 | 100 | 100 |  | Capacity | Generation Interconnection | Storage |  |  | N/A |  | In Progress |  |  |  |  | N/A |  | N/A |  |  | N/A | N/A |  | 11/9/2021 | N/A | N/A |  |  |  | 12/31/2028 |  |  | N | No
AH2-036 | Young 12.47 |  | PA | Bradford | Active | PENELEC | 4.99 | 4.99 | 0 |  | Energy | Generation Interconnection | Solar |  |  | N/A |  | In Progress |  |  |  |  | N/A |  | N/A |  |  | N/A | N/A |  | 11/11/2021 | N/A | N/A |  |  |  | 11/1/2023 |  |  | Y | No
AH2-037 | Booth 12.47 |  | PA | Fulton | Active | APS | 4.99 | 4.99 | 0 |  | Energy | Generation Interconnection | Solar |  |  | N/A |  | In Progress |  |  |  |  | N/A |  | N/A |  |  | N/A | N/A |  | 11/11/2021 | N/A | N/A |  |  |  | 11/1/2023 |  |  | Y | No
AH2-038 | Weirton - Arroyo 25 kV |  | WV | Hancock | Active | APS | 10.75 | 10.75 | 5.4395 |  | Capacity | Generation Interconnection | Solar |  |  | N/A |  | In Progress |  |  |  |  | N/A |  | N/A |  |  | N/A | N/A |  | 11/13/2021 | N/A | N/A |  |  |  | 12/31/2024 |  |  | N | No
AH2-039 | Chesapeake - Paw Paw 23 kV |  | WV | Marion | Active | APS | 5.5 | 5.5 | 2.728 |  | Capacity | Generation Interconnection | Solar |  |  | N/A |  | In Progress |  |  |  |  | N/A |  | N/A |  |  | N/A | N/A |  | 11/13/2021 | N/A | N/A |  |  |  | 12/31/2024 |  |  | N | No
AH2-040 | William - Blackwater 69 kV |  | WV | Tucker | Active | APS | 11.5 | 11.5 | 5.7615 |  | Capacity | Generation Interconnection | Solar |  |  | N/A |  | In Progress |  |  |  |  | N/A |  | N/A |  |  | N/A | N/A |  | 11/13/2021 | N/A | N/A |  |  |  | 12/31/2024 |  |  | N | No
AH2-041 | Osage - Collins Ferry 23 kV |  | WV | Monongalia | Active | APS | 18.89 | 18.89 | 9.48 |  | Capacity | Generation Interconnection | Solar |  |  | N/A |  | In Progress |  |  |  |  | N/A |  | N/A |  |  | N/A | N/A |  | 11/13/2021 | N/A | N/A |  |  |  | 12/31/2023 |  |  | N | No
AH2-042 | Marlowe - North Martinsburg 34.5 kV |  | WV | Berkeley | Active | APS | 5.75 | 5.75 | 3.6858 |  | Capacity | Generation Interconnection | Solar |  |  | N/A |  | In Progress |  |  |  |  | N/A |  | N/A |  |  | N/A | N/A |  | 11/13/2021 | N/A | N/A |  |  |  | 12/31/2024 |  |  | N | No
AH2-043 | Cabin Creek 138 kV |  | WV | Kanawha | Active | AEP | 200 | 200 | 140 |  | Capacity | Generation Interconnection | Solar; Storage |  |  | N/A |  | In Progress |  |  |  |  | N/A |  | N/A |  |  | N/A | N/A |  | 11/19/2021 | N/A | N/A |  |  |  | 12/31/2025 |  |  | N | No
AH2-044 | Clearfield 12.5 kV |  | PA | Clearfield | Active | APS | 5 | 5 | 3.3 |  | Capacity | Generation Interconnection | Solar |  |  | N/A |  | In Progress |  |  |  |  | N/A |  | N/A |  |  | N/A | N/A |  | 11/30/2021 | N/A | N/A |  |  |  | 7/1/2024 |  |  | N | No
AH2-045 | Kerr Dam - Buggs Island 115kV |  | VA | Mecklenburg | Active | Dominion | 40 | 40 | 40 |  | Capacity | Generation Interconnection | Solar; Storage |  |  | N/A |  | In Progress |  |  |  |  | N/A |  | N/A |  |  | N/A | N/A |  | 12/16/2021 | N/A | N/A |  |  |  | 12/15/2025 |  |  | N | No
AH2-046 | Kerr Dam - Buggs Island 115kV |  | VA | Mecklenburg | Active | Dominion | 60 | 20 | 12 |  | Capacity | Generation Interconnection | Solar |  |  | N/A |  | In Progress |  |  |  |  | N/A |  | N/A |  |  | N/A | N/A |  | 12/16/2021 | N/A | N/A |  |  |  | 12/15/2025 |  |  | N | No
AH2-048 | Bayview 69kV |  | VA | Northampton | Active | ODEC | 20 | 20 | 20 |  | Capacity | Generation Interconnection | Storage |  |  | N/A |  | In Progress |  |  |  |  | N/A |  | N/A |  |  | N/A | N/A |  | 12/20/2021 | N/A | N/A |  |  |  | 6/2/2025 |  |  | N | No
AH2-049 | Crisfield 69kV |  | MD | Somerset | Active | DPL | 20 | 20 | 20 |  | Capacity | Generation Interconnection | Storage |  |  | N/A |  | In Progress |  |  |  |  | N/A |  | N/A |  |  | N/A | N/A |  | 12/20/2021 | N/A | N/A |  |  |  | 6/2/2025 |  |  | N | No
AH2-050 | Tasley 69kV |  | VA | Accomack | Active | ODEC | 20 | 20 | 20 |  | Capacity | Generation Interconnection | Storage |  |  | N/A |  | In Progress |  |  |  |  | N/A |  | N/A |  |  | N/A | N/A |  | 12/19/2021 | N/A | N/A |  |  |  | 6/2/2025 |  |  | N | No
AH2-051 | Edge Moore 230kV |  | DE | New Castle | Active | DPL | 200 | 200 | 200 |  | Capacity | Generation Interconnection | Storage |  |  | N/A |  | In Progress |  |  |  |  | N/A |  | N/A |  |  | N/A | N/A |  | 12/20/2021 | N/A | N/A |  |  |  | 6/2/2025 |  |  | N | No
AH2-052 | New Hope 12.47 kV |  | MD | Allegany | Active | DPL | 1.98 | 1.98 | 0 |  | Energy | Generation Interconnection | Solar |  |  | N/A |  | In Progress |  |  |  |  | N/A |  | N/A |  |  | N/A | N/A |  | 12/21/2021 | N/A | N/A |  |  |  | 12/2/2022 |  |  | Y | No
AH2-053 | Mardela Springs 12.47 kV |  | MD | Wicomico | Active | DPL | 1.98 | 1.98 | 0 |  | Energy | Generation Interconnection | Solar |  |  | N/A |  | In Progress |  |  |  |  | N/A |  | N/A |  |  | N/A | N/A |  | 12/22/2021 | N/A | N/A |  |  |  | 12/2/2022 |  |  | Y | No
AH2-054 | Edgewood 12.47 kV I |  | MD | Wicomico | Active | DPL | 1.98 | 1.98 | 0 |  | Energy | Generation Interconnection | Solar |  |  | N/A |  | In Progress |  |  |  |  | N/A |  | N/A |  |  | N/A | N/A |  | 12/21/2021 | N/A | N/A |  |  |  | 12/2/2022 |  |  | Y | No
AH2-055 | TBD 69kV |  | MD | Unknown | Active | DPL | 0.99 | 0.99 | 0 |  | Energy | Generation Interconnection | Solar |  |  | N/A |  | In Progress |  |  |  |  | N/A |  | N/A |  |  | N/A | N/A |  | 12/22/2021 | N/A | N/A |  |  |  | 2/15/2022 |  |  | Y | No
AH2-056 | Chesterfield 230 kV II |  | VA | Chesterfield | Active | Dominion | 60 | 0 | 36 |  | Capacity | Generation Interconnection | Storage |  |  | N/A |  | In Progress |  |  |  |  | N/A |  | N/A |  |  | N/A | N/A |  | 12/24/2021 | N/A | N/A |  |  |  | 12/1/2025 |  |  | N | No
AH2-057 | Scottsville - CVEC Delivery Point 46 kV |  | VA | Buckingham | Active | AEP | 74.9 | 29.9 | 17.9 |  | Capacity | Generation Interconnection | Solar |  |  | N/A |  | In Progress |  |  |  |  | N/A |  | N/A |  |  | N/A | N/A |  | 12/23/2021 | N/A | N/A |  |  |  | 12/1/2025 |  |  | N | No
AH2-058 | Possum Point 115 kV |  | VA | Prince William | Active | Dominion | 30 | 30 | 30 |  | Capacity | Generation Interconnection | Storage |  |  | N/A |  | In Progress |  |  |  |  | N/A |  | N/A |  |  | N/A | N/A |  | 12/24/2021 | N/A | N/A |  |  |  | 12/1/2026 |  |  | N | No
AH2-059 | Possum Point 115 kV II |  | VA | Prince William | Active | Dominion | 30 | 30 | 30 |  | Capacity | Generation Interconnection | Storage |  |  | N/A |  | In Progress |  |  |  |  | N/A |  | N/A |  |  | N/A | N/A |  | 12/24/2021 | N/A | N/A |  |  |  | 12/1/2027 |  |  | N | No
AH2-060 | Possum Point 230 kV |  | VA | Prince William | Active | Dominion | 55 | 55 | 55 |  | Capacity | Generation Interconnection | Storage |  |  | N/A |  | In Progress |  |  |  |  | N/A |  | N/A |  |  | N/A | N/A |  | 12/24/2021 | N/A | N/A |  |  |  | 12/1/2027 |  |  | N | No
AH2-061 | Possum Point 230 kV II |  | VA | Prince William | Active | Dominion | 55 | 55 | 55 |  | Capacity | Generation Interconnection | Storage |  |  | N/A |  | In Progress |  |  |  |  | N/A |  | N/A |  |  | N/A | N/A |  | 12/23/2021 | N/A | N/A |  |  |  | 12/1/2028 |  |  | N | No
AH2-062 | TBD 34kV |  | PA | Chester | Active | PECO | 5 | 5 | 3 |  | Capacity | Generation Interconnection | Solar |  |  | N/A |  | In Progress |  |  |  |  | N/A |  | N/A |  |  | N/A | N/A |  | 12/31/2021 | N/A | N/A |  |  |  | 5/1/2023 |  |  | N | No
AH2-063 | North Ramsey 23 kV |  | PA | Beaver | Active | DL | 20 | 20 | 12 |  | Capacity | Generation Interconnection | Solar |  |  | N/A |  | In Progress |  |  |  |  | N/A |  | N/A |  |  | N/A | N/A |  | 12/30/2021 | N/A | N/A |  |  |  | 12/31/2023 |  |  | N | No
AH2-064 | South Ramsey 23 kV |  | PA | Beaver | Active | DL | 10 | 10 | 6 |  | Capacity | Generation Interconnection | Solar |  |  | N/A |  | In Progress |  |  |  |  | N/A |  | N/A |  |  | N/A | N/A |  | 12/31/2021 | N/A | N/A |  |  |  | 12/31/2023 |  |  | N | No
AH2-065 | TBD 69kV |  | MD | Prince George's | Active | DPL | 1.992 | 1.992 | 0 |  | Energy | Generation Interconnection | Solar |  |  | N/A |  | In Progress |  |  |  |  | N/A |  | N/A |  |  | N/A | N/A |  | 12/31/2021 | N/A | N/A |  |  |  | 12/1/2022 |  |  | Y | No
AH2-066 | Jefferson 12.5 kV |  | PA | Jefferson | Active | PENELEC | 5 | 5 | 3.3 |  | Capacity | Generation Interconnection | Solar |  |  | N/A |  | In Progress |  |  |  |  | N/A |  | N/A |  |  | N/A | N/A |  | 1/4/2022 | N/A | N/A |  |  |  | 12/15/2023 |  |  | N | No
AH2-067 | Mount Rose 13 kV |  | IL | Cook | Withdrawn | PSEG | 2 | 2 | 0 |  | Energy | Generation Interconnection | Solar |  |  | N/A |  | Withdrawn |  |  |  |  | N/A |  | N/A |  |  | N/A | N/A |  | 1/12/2022 | N/A | N/A |  | 3/8/2022 |  | 12/29/2023 |  |  | Y | No
AH2-068 | Pemberville - West End Fostoria 69 kV |  | OH | Wood | Active | AEP | 100 | 100 | 60 |  | Capacity | Generation Interconnection | Solar |  |  | N/A |  | In Progress |  |  |  |  | N/A |  | N/A |  |  | N/A | N/A |  | 1/13/2022 | N/A | N/A |  |  |  | 12/31/2027 |  |  | N | No
AH2-069 | JAckson Ferry - Progress Park 138 kV |  | VA | Wythe | Active | AEP | 250 | 250 | 150 |  | Capacity | Generation Interconnection | Solar |  |  | N/A |  | In Progress |  |  |  |  | N/A |  | N/A |  |  | N/A | N/A |  | 1/13/2022 | N/A | N/A |  |  |  | 5/30/2025 |  |  | N | No
AH2-070 | Edgewood 12.47 kV II |  | MD | Wicomico | Active | DPL | 1.98 | 1.98 | 0 |  | Energy | Generation Interconnection | Solar |  |  | N/A |  | In Progress |  |  |  |  | N/A |  | N/A |  |  | N/A | N/A |  | 1/19/2022 | N/A | N/A |  |  |  | 1/27/2023 |  |  | Y | No
AH2-071 | Edgewood 12.47 kV III |  | MD | Wicomico | Active | DPL | 1.98 | 1.98 | 0 |  | Energy | Generation Interconnection | Solar |  |  | N/A |  | In Progress |  |  |  |  | N/A |  | N/A |  |  | N/A | N/A |  | 1/19/2022 | N/A | N/A |  |  |  | 1/27/2023 |  |  | Y | No
AH2-072 | Damascus 69 kV |  | VA | Washington | Active | AEP | 62.1 | 62.1 | 62.1 |  | Capacity | Generation Interconnection | Storage |  |  | N/A |  | In Progress |  |  |  |  | N/A |  | N/A |  |  | N/A | N/A |  | 1/21/2022 | N/A | N/A |  |  |  | 1/1/2025 |  |  | N | No
AH2-073 | Ashtabula County PV Project 2 |  | OH | Ashtabula | Active | ATSI | 10 | 10 | 2.1 |  | Capacity | Generation Interconnection | Solar |  |  | N/A |  | In Progress |  |  |  |  | N/A |  | N/A |  |  | N/A | N/A |  | 1/22/2022 | N/A | N/A |  |  |  | 9/14/2024 |  |  | N | No
AH2-074 | Ashtabula County PV Project 1 |  | OH | Ashtabula | Active | ATSI | 10 | 10 | 2.1 |  | Capacity | Generation Interconnection | Solar |  |  | N/A |  | In Progress |  |  |  |  | N/A |  | N/A |  |  | N/A | N/A |  | 1/22/2022 | N/A | N/A |  |  |  | 9/14/2024 |  |  | N | No
AH2-075 | Hampton VA 2 |  | VA | City of Hampton | Active | Dominion | 29.12 | 29.12 | 29.12 |  | Capacity | Generation Interconnection | Storage |  |  | N/A |  | In Progress |  |  |  |  | N/A |  | N/A |  |  | N/A | N/A |  | 1/21/2022 | N/A | N/A |  |  |  | 7/1/2024 |  |  | N | No
AH2-076 | Bonneyman - Softshell 138 kV |  | KY | Perry | Active | AEP | 52.5 | 52.5 | 48.17 |  | Capacity | Generation Interconnection | Solar; Storage |  |  | N/A |  | In Progress |  |  |  |  | N/A |  | N/A |  |  | N/A | N/A |  | 1/26/2022 | N/A | N/A |  |  |  | 12/31/2023 |  |  | N | No
AH2-077 | Indian River 230 kV |  | DE | Sussex | Active | DPL | 150 | 150 | 150 |  | Capacity | Generation Interconnection | Storage |  |  | N/A |  | In Progress |  |  |  |  | N/A |  | N/A |  |  | N/A | N/A |  | 1/27/2022 | N/A | N/A |  |  |  | 6/1/2027 |  |  | N | No
AH2-078 | Dryburg - Chase City 230 kV |  | VA | Charlotte | Active | Dominion | 99.67 | 99.67 | 59.8 |  | Capacity | Generation Interconnection | Solar |  |  | N/A |  | In Progress |  |  |  |  | N/A |  | N/A |  |  | N/A | N/A |  | 1/27/2022 | N/A | N/A |  |  |  | 1/3/2025 |  |  | N | No
AH2-079 |  |  | VA | Charlotte | Withdrawn | Dominion | 69 | 69 | 69 |  | Capacity | Generation Interconnection | Solar |  |  | N/A |  | Withdrawn |  |  |  |  | N/A |  | N/A |  |  | N/A | N/A |  | 1/28/2022 | N/A | N/A |  | 2/28/2022 |  | 1/3/2025 |  |  | N | No
AH2-080 | Brunswick - Gasburg 69 kV |  | VA | Brunswick | Active | Dominion | 52.65 | 52.65 | 31.5 |  | Capacity | Generation Interconnection | Solar |  |  | N/A |  | In Progress |  |  |  |  | N/A |  | N/A |  |  | N/A | N/A |  | 1/28/2022 | N/A | N/A |  |  |  | 1/3/2025 |  |  | N | No
AH2-081 | Bentley Farms 69 kV |  | OH | Fayette | Active | Dayton | 35.5 | 35.5 | 21.3 |  | Capacity | Generation Interconnection | Solar |  |  | N/A |  | In Progress |  |  |  |  | N/A |  | N/A |  |  | N/A | N/A |  | 1/27/2022 | N/A | N/A |  |  |  | 9/19/2025 |  |  | N | No
AH2-082 | New Holland - Washington Courthouse 69 kV |  | OH | Fayette | Active | Dayton | 33.25 | 33.25 | 19.95 |  | Capacity | Generation Interconnection | Solar |  |  | N/A |  | In Progress |  |  |  |  | N/A |  | N/A |  |  | N/A | N/A |  | 1/27/2022 | N/A | N/A |  |  |  | 1/3/2025 |  |  | N | No
AH2-083 | Correctional |  | VA | Caroline | Active | Dominion | 140 | 140 | 140 |  | Capacity | Generation Interconnection | Storage |  |  | N/A |  | In Progress |  |  |  |  | N/A |  | N/A |  |  | N/A | N/A |  | 1/27/2022 | N/A | N/A |  |  |  | 6/1/2027 |  |  | N | No
AH2-084 | Sowego |  | VA | Fauquier | Active | Dominion | 125 | 125 | 125 |  | Capacity | Generation Interconnection | Storage |  |  | N/A |  | In Progress |  |  |  |  | N/A |  | N/A |  |  | N/A | N/A |  | 1/28/2022 | N/A | N/A |  |  |  | 6/1/2027 |  |  | N | No
AH2-085 | Byron-Wayne 345 kV |  | IL | DeKalb | Active | ComEd | 145.335 | 145.335 | 87.201 |  | Capacity | Generation Interconnection | Solar |  |  | N/A |  | In Progress |  |  |  |  | N/A |  | N/A |  |  | N/A | N/A |  | 1/28/2022 | N/A | N/A |  |  |  | 11/11/2026 |  |  | N | No
AH2-086 | Byron – Wayne 345 kV |  | IL | Ogle | Active | ComEd | 600 | 0 | 50 |  | Capacity | Generation Interconnection | Storage |  |  | N/A |  | In Progress |  |  |  |  | N/A |  | N/A |  |  | N/A | N/A |  | 2/1/2022 | N/A | N/A |  |  |  | 12/31/2025 |  |  | N | No
AH2-087 | Byron - Wayne 345 kV |  | IL | Ogle | Active | ComEd | 600 | 0 | 50 |  | Capacity | Generation Interconnection | Storage |  |  | N/A |  | In Progress |  |  |  |  | N/A |  | N/A |  |  | N/A | N/A |  | 1/31/2022 | N/A | N/A |  |  |  | 12/31/2025 |  |  | N | No
AH2-088 | Byron - Wayne 345 kV |  | IL | Ogle | Active | ComEd | 600 | 0 | 50 |  | Capacity | Generation Interconnection | Storage |  |  | N/A |  | In Progress |  |  |  |  | N/A |  | N/A |  |  | N/A | N/A |  | 2/1/2022 | N/A | N/A |  |  |  | 12/31/2025 |  |  | N | No
AH2-089 | Nelson-Electric Junction 345 kV |  | IL | Lee | Active | ComEd | 1200 | 0 | 50 |  | Capacity | Generation Interconnection | Storage |  |  | N/A |  | In Progress |  |  |  |  | N/A |  | N/A |  |  | N/A | N/A |  | 1/31/2022 | N/A | N/A |  |  |  | 12/31/2027 |  |  | N | No
AH2-090 | Nelson-Electric Junction 345kV |  | IL | Lee | Active | ComEd | 1200 | 0 | 50 |  | Capacity | Generation Interconnection | Storage |  |  | N/A |  | In Progress |  |  |  |  | N/A |  | N/A |  |  | N/A | N/A |  | 1/31/2022 | N/A | N/A |  |  |  | 12/31/2024 |  |  | N | No
AH2-091 | Nelson-Electric Junction 345kV |  | IL | Lee | Active | ComEd | 1200 | 0 | 50 |  | Capacity | Generation Interconnection | Storage |  |  | N/A |  | In Progress |  |  |  |  | N/A |  | N/A |  |  | N/A | N/A |  | 1/31/2022 | N/A | N/A |  |  |  | 12/31/2026 |  |  | N | No
AH2-092 | Kidds Store-Sherwood 115 kV |  | VA | Albemarle | Withdrawn | Dominion | 138 | 0 | 32 |  | Capacity | Generation Interconnection | Storage |  |  | N/A |  | Withdrawn |  |  |  |  | N/A |  | N/A |  |  | N/A | N/A |  | 2/1/2022 | N/A | N/A |  | 3/9/2022 |  | 12/31/2026 |  |  | N | No
AH2-093 | Jasper 69 kV |  | OH | Greene | Active | Dayton | 32 | 32 | 32 |  | Capacity | Generation Interconnection | Solar; Storage |  |  | N/A |  | In Progress |  |  |  |  | N/A |  | N/A |  |  | N/A | N/A |  | 1/31/2022 | N/A | N/A |  |  |  | 12/31/2025 |  |  | N | No
AH2-094 | Lakeville 12 kV II |  | PA | Wayne | Active | PPL | 4.95 | 4.95 | 2.9 |  | Capacity | Generation Interconnection | Solar |  |  | N/A |  | In Progress |  |  |  |  | N/A |  | N/A |  |  | N/A | N/A |  | 1/31/2022 | N/A | N/A |  |  |  | 5/5/2023 |  |  | N | No
AH2-095 | Crawford 13.8 kV |  | PA | Crawford | Active | PENELEC | 3.3 | 3.3 | 2 |  | Capacity | Generation Interconnection | Solar |  |  | N/A |  | In Progress |  |  |  |  | N/A |  | N/A |  |  | N/A | N/A |  | 1/31/2022 | N/A | N/A |  |  |  | 7/13/2022 |  |  | N | No
AH2-096 | West Cambridge - Airey 69 kV |  | MD | Dorchester | Active | DPL | 19.5 | 19.5 | 8.19 |  | Capacity | Generation Interconnection | Solar |  |  | N/A |  | In Progress |  |  |  |  | N/A |  | N/A |  |  | N/A | N/A |  | 2/1/2022 | N/A | N/A |  |  |  | 5/1/2023 |  |  | N | No
AH2-100 | Briery Substation 29.4kV |  | VA | Prince Edward | Active | Dominion | 20 | 20 | 12 |  | Capacity | Generation Interconnection | Solar |  |  | N/A |  | In Progress |  |  |  |  | N/A |  | N/A |  |  | N/A | N/A |  | 1/31/2022 | N/A | N/A |  |  |  | 12/29/2023 |  |  | N | No
AH2-101 | Briery Substation 29.4kV |  | VA | Prince Edward | Active | Dominion | 5 | 5 | 3 |  | Capacity | Generation Interconnection | Solar |  |  | N/A |  | In Progress |  |  |  |  | N/A |  | N/A |  |  | N/A | N/A |  | 1/31/2022 | N/A | N/A |  |  |  | 12/29/2023 |  |  | N | No
AH2-102 | Blaine - Roanoke 138 kV |  | VA | Franklin | Active | AEP | 200 | 200 | 200 |  | Capacity | Generation Interconnection | Storage |  |  | N/A |  | In Progress |  |  |  |  | N/A |  | N/A |  |  | N/A | N/A |  | 1/31/2022 | N/A | N/A |  |  |  | 5/4/2026 |  |  | N | No
AH2-103 | Gans - South Union 138 kV |  | PA | Fayette | Active | APS | 200 | 200 | 200 |  | Capacity | Generation Interconnection | Storage |  |  | N/A |  | In Progress |  |  |  |  | N/A |  | N/A |  |  | N/A | N/A |  | 2/1/2022 | N/A | N/A |  |  |  | 5/4/2026 |  |  | N | No
AH2-104 | Willis Mts- Farmville 115kV |  | VA | Cumberland | Active | Dominion | 72 | 72 | 39.2 |  | Capacity | Generation Interconnection | Solar; Storage |  |  | N/A |  | In Progress |  |  |  |  | N/A |  | N/A |  |  | N/A | N/A |  | 2/4/2022 | N/A | N/A |  |  |  | 11/1/2024 |  |  | N | No
AH2-105 | Merck 34.5 kV |  | VA | Rockingham | Active | Dominion | 16 | 16 | 9.6 |  | Capacity | Generation Interconnection | Solar |  |  | N/A |  | In Progress |  |  |  |  | N/A |  | N/A |  |  | N/A | N/A |  | 2/4/2022 | N/A | N/A |  |  |  | 1/1/2024 |  |  | N | No
AH2-106 | Wellsville 345 kV |  | OH | Columbiana | Active | ATSI | 1210 | 58 | 69 |  | Capacity | Generation Interconnection | Natural Gas |  |  | N/A |  | In Progress |  |  |  |  | N/A |  | N/A |  |  | N/A | N/A |  | 2/4/2022 | N/A | N/A |  |  |  | 2/28/2022 |  |  | N | No
AH2-107 | Suffolk 115 kV |  | VA | City of Suffolk | Active | Dominion | 69 | 69 | 69 |  | Capacity | Generation Interconnection | Storage |  |  | N/A |  | In Progress |  |  |  |  | N/A |  | N/A |  |  | N/A | N/A |  | 2/12/2022 | N/A | N/A |  |  |  | 12/31/2024 |  |  | N | No
AH2-108 | Potter-Harlan 69 kV |  | PA | Lawrence | Withdrawn | ATSI | 95 | 35 | 21 |  | Capacity | Generation Interconnection | Solar |  |  | N/A |  | Withdrawn |  |  |  |  | N/A |  | N/A |  |  | N/A | N/A |  | 2/11/2022 | N/A | N/A |  | 3/18/2022 |  | 6/1/2026 |  |  | N | No
AH2-109 | TBD 12.47kV |  | NJ | Unknown | Active | AEC | 1.5 | 1.5 | 0 |  | Energy | Generation Interconnection | Solar |  |  | N/A |  | In Progress |  |  |  |  | N/A |  | N/A |  |  | N/A | N/A |  | 2/16/2022 | N/A | N/A |  |  |  | 12/1/2022 |  |  | Y | No
AH2-110 | Wells - Harrington 69 kV |  | PA | Fulton | Withdrawn | DPL | 5 | 5 | 0 |  | Energy | Generation Interconnection | Solar |  |  | N/A |  | Withdrawn |  |  |  |  | N/A |  | N/A |  |  | N/A | N/A |  | 2/19/2022 | N/A | N/A |  | 3/14/2022 |  | 12/31/2023 |  |  | Y | No
AH2-111 | Hannibal 138 kV |  | OH | Monroe | Active | AEP | 505 | 20 | 20 |  | Capacity | Generation Interconnection | Natural Gas |  |  | N/A |  | In Progress |  |  |  |  | N/A |  | N/A |  |  | N/A | N/A |  | 2/19/2022 | N/A | N/A |  |  |  | 6/30/2022 |  |  | N | No
AH2-112 | Olive - Dumont 345 kV |  | IN | St. Joseph | Active | AEP | 250 | 250 | 170 |  | Capacity | Generation Interconnection | Solar; Storage |  |  | N/A |  | In Progress |  |  |  |  | N/A |  | N/A |  |  | N/A | N/A |  | 2/22/2022 | N/A | N/A |  |  |  | 2/27/2026 |  |  | N | No
AH2-113 | Dresden – Pontiac Midpoint 345kV |  | IL | Livingston | Active | ComEd | 250 | 250 | 170 |  | Capacity | Generation Interconnection | Solar; Storage |  |  | N/A |  | In Progress |  |  |  |  | N/A |  | N/A |  |  | N/A | N/A |  | 2/22/2022 | N/A | N/A |  |  |  | 2/27/2026 |  |  | N | No
AH2-115 | Mansfield - Mainesburg 115 kV |  | PA | Tioga | Active | PENELEC | 85 | 85 | 50 |  | Capacity | Generation Interconnection | Solar |  |  | N/A |  | In Progress |  |  |  |  | N/A |  | N/A |  |  | N/A | N/A |  | 2/23/2022 | N/A | N/A |  |  |  | 1/1/2026 |  |  | N | No
AH2-116 | Garman - Westover South 115 kV |  | PA | Cambria | Active | PENELEC | 85 | 85 | 50 |  | Capacity | Generation Interconnection | Solar |  |  | N/A |  | In Progress |  |  |  |  | N/A |  | N/A |  |  | N/A | N/A |  | 2/23/2022 | N/A | N/A |  |  |  | 1/1/2026 |  |  | N | No
AH2-117 | Dorton - Henry Clay 46 kV |  | KY | Pike | Active | AEP | 30 | 30 | 18 |  | Capacity | Generation Interconnection | Solar |  |  | N/A |  | In Progress |  |  |  |  | N/A |  | N/A |  |  | N/A | N/A |  | 2/23/2022 | N/A | N/A |  |  |  | 12/31/2026 |  |  | N | No
AH2-118 | Ripley Switch – Grayton 69kV |  | MD | Charles | Withdrawn | PEPCO | 100 | 100 | 85 |  | Capacity | Generation Interconnection | Solar; Storage |  |  | N/A |  | Withdrawn |  |  |  |  | N/A |  | N/A |  |  | N/A | N/A |  | 2/23/2022 | N/A | N/A |  | 1/9/2024 |  | 12/1/2024 |  |  | N | No
AH2-119 | Morgan Street - Titusville 34.5 kV |  | PA | Crawford | Active | PENELEC | 15 | 15 | 9 |  | Capacity | Generation Interconnection | Solar |  |  | N/A |  | In Progress |  |  |  |  | N/A |  | N/A |  |  | N/A | N/A |  | 2/25/2022 | N/A | N/A |  |  |  | 12/30/2025 |  |  | N | No
AH2-120 | Garden Prairie 345 kV |  | IL | McHenry | Active | ComEd | 400 | 100 | 100 |  | Capacity | Generation Interconnection | Storage |  |  | N/A |  | In Progress |  |  |  |  | N/A |  | N/A |  |  | N/A | N/A |  | 2/26/2022 | N/A | N/A |  |  |  | 12/1/2028 |  |  | N | No
AH2-121 | Garden Prairie 345 kV |  | IL | McHenry | Active | ComEd | 500 | 100 | 100 |  | Capacity | Generation Interconnection | Storage |  |  | N/A |  | In Progress |  |  |  |  | N/A |  | N/A |  |  | N/A | N/A |  | 2/26/2022 | N/A | N/A |  |  |  | 12/1/2028 |  |  | N | No
AH2-122 | Nelson-Lee County 345 kV |  | IL | Lee | Active | ComEd | 220 | 100 | 100 |  | Capacity | Generation Interconnection | Storage |  |  | N/A |  | In Progress |  |  |  |  | N/A |  | N/A |  |  | N/A | N/A |  | 2/26/2022 | N/A | N/A |  |  |  | 12/1/2028 |  |  | N | No
AH2-123 | Nelson - Lee County 345 kV |  | IL | Lee | Active | ComEd | 420 | 100 | 100 |  | Capacity | Generation Interconnection | Storage |  |  | N/A |  | In Progress |  |  |  |  | N/A |  | N/A |  |  | N/A | N/A |  | 2/26/2022 | N/A | N/A |  |  |  | 12/1/2028 |  |  | N | No
AH2-124 | Nelson - Lee County 345 kV |  | IL | Lee | Active | ComEd | 400 | 100 | 100 |  | Capacity | Generation Interconnection | Storage |  |  | N/A |  | In Progress |  |  |  |  | N/A |  | N/A |  |  | N/A | N/A |  | 2/26/2022 | N/A | N/A |  |  |  | 12/1/2028 |  |  | N | No
AH2-125 | Kensington 138 kV |  | KY | N/A | Active | ComEd | 200 | 100 | 100 |  | Capacity | Generation Interconnection | Storage |  |  | N/A |  | In Progress |  |  |  |  | N/A |  | N/A |  |  | N/A | N/A |  | 2/26/2022 | N/A | N/A |  |  |  | 12/1/2028 |  |  | N | No
AH2-126 | Tidd 138 kV |  | OH | Jefferson | Active | AEP | 100 | 100 | 100 |  | Capacity | Generation Interconnection | Storage |  |  | N/A |  | In Progress |  |  |  |  | N/A |  | N/A |  |  | N/A | N/A |  | 2/25/2022 | N/A | N/A |  |  |  | 10/31/2026 |  |  | N | No
AH2-127 | Burlington 26 kV |  | NJ | Burlington | Active | PSEG | 20 | 15 | 18 |  | Capacity | Generation Interconnection | Storage |  |  | N/A |  | In Progress |  |  |  |  | N/A |  | N/A |  |  | N/A | N/A |  | 2/25/2022 | N/A | N/A |  |  |  | 9/19/2023 |  |  | N | No
AH2-128 | Stone Solar 34.5 kV |  | PA | Clarion | Active | APS | 8 | 8 | 5.3 |  | Capacity | Generation Interconnection | Solar |  |  | N/A |  | In Progress |  |  |  |  | N/A |  | N/A |  |  | N/A | N/A |  | 2/28/2022 | N/A | N/A |  |  |  | 5/29/2026 |  |  | N | No
AH2-129 | Piney - Timblin 115 kV |  | PA | Armstrong | Active | APS | 52 | 36 | 23.8 |  | Capacity | Generation Interconnection | Solar |  |  | N/A |  | In Progress |  |  |  |  | N/A |  | N/A |  |  | N/A | N/A |  | 3/1/2022 | N/A | N/A |  |  |  | 5/29/2026 |  |  | N | No
AH2-130 | Clark Co - Spencer Road 138 kV |  | KY | N/A | Active | EKPC | 85 | 85 | 50 |  | Capacity | Generation Interconnection | Solar |  |  | N/A |  | In Progress |  |  |  |  | N/A |  | N/A |  |  | N/A | N/A |  | 2/28/2022 | N/A | N/A |  |  |  | 1/1/2026 |  |  | N | No
AH2-131 | Bridgeport 230kV |  | NJ | Gloucester | Active | AEC | 225 | 0 | 103.7 |  | Capacity | Generation Interconnection | Storage |  |  | N/A |  | In Progress |  |  |  |  | N/A |  | N/A |  |  | N/A | N/A |  | 2/28/2022 | N/A | N/A |  |  |  | 3/1/2025 |  |  | N | No
AH2-132 | Chambers 230kV |  | NJ | Salem | Active | AEC | 240 | 0 | 117 |  | Capacity | Generation Interconnection | Storage |  |  | N/A |  | In Progress |  |  |  |  | N/A |  | N/A |  |  | N/A | N/A |  | 3/1/2022 | N/A | N/A |  |  |  | 6/1/2024 |  |  | N | No
AH2-133 | Fentress- Landstown 230kV |  | VA | City of Chesapeake | Active | Dominion | 300 | 300 | 300 |  | Capacity | Generation Interconnection | Storage |  |  | N/A |  | In Progress |  |  |  |  | N/A |  | N/A |  |  | N/A | N/A |  | 3/1/2022 | N/A | N/A |  |  |  | 3/1/2027 |  |  | N | No
AH2-134 | TBD 34.5 kV |  | WV | Kanawha | Withdrawn | DPL | 4.95 | 4.95 | 0 |  | Energy | Generation Interconnection | Solar |  |  | N/A |  | Withdrawn |  |  |  |  | N/A |  | N/A |  |  | N/A | N/A |  | 3/1/2022 | N/A | N/A |  | 3/21/2022 |  | 12/31/2023 |  |  | Y | No
AH2-135 | Harwood- McAdoo 69 kV |  | PA | Luzerne | Active | PPL | 50 | 50 | 30 |  | Capacity | Generation Interconnection | Solar |  |  | N/A |  | In Progress |  |  |  |  | N/A |  | N/A |  |  | N/A | N/A |  | 2/28/2022 | N/A | N/A |  |  |  | 6/19/2025 |  |  | N | No
AH2-136 | Dunnsville 345 kV |  | VA | Essex | Withdrawn | Dominion | 20 | 20 | 12 |  | Capacity | Generation Interconnection | Solar |  |  | N/A |  | Withdrawn |  |  |  |  | N/A |  | N/A |  |  | N/A | N/A |  | 2/28/2022 | N/A | N/A |  | 3/26/2025 |  | 12/1/2024 |  |  | N | No
AH2-137 | Monroe - Coolwell 12.47 kV |  | VA | Amherst | Active | AEP | 10 | 10 | 6 |  | Capacity | Generation Interconnection | Solar |  |  | N/A |  | In Progress |  |  |  |  | N/A |  | N/A |  |  | N/A | N/A |  | 2/28/2022 | N/A | N/A |  |  |  | 12/1/2026 |  |  | N | No
AH2-138 | Arrington Circuit 12.47 kV |  | VA | Nelson | Withdrawn | AEP | 10 | 10 | 6 |  | Capacity | Generation Interconnection | Solar |  |  | N/A |  | Withdrawn |  |  |  |  | N/A |  | N/A |  |  | N/A | N/A |  | 2/28/2022 | N/A | N/A |  | 4/6/2025 |  | 12/1/2026 |  |  | N | No
AH2-139 |  |  | VA | Prince George | Withdrawn | Dominion | 50 | 50 | 50 |  | Capacity | Generation Interconnection | Storage |  |  | N/A |  | Withdrawn |  |  |  |  | N/A |  | N/A |  |  | N/A | N/A |  | 2/28/2022 | N/A | N/A |  | 4/14/2022 |  | 12/31/2024 |  |  | N | No
AH2-140 |  |  | VA | Greensville | Withdrawn | Dominion | 50 | 50 | 50 |  | Capacity | Generation Interconnection | Storage |  |  | N/A |  | Withdrawn |  |  |  |  | N/A |  | N/A |  |  | N/A | N/A |  | 2/28/2022 | N/A | N/A |  | 4/14/2022 |  | 12/31/2024 |  |  | N | No
AH2-141 |  |  | VA | Prince George | Withdrawn | Dominion | 50 | 50 | 50 |  | Capacity | Generation Interconnection | Storage |  |  | N/A |  | Withdrawn |  |  |  |  | N/A |  | N/A |  |  | N/A | N/A |  | 2/28/2022 | N/A | N/A |  | 4/14/2022 |  | 12/31/2024 |  |  | N | No
AH2-142 |  |  | VA | City of Suffolk | Withdrawn | Dominion | 50 | 50 | 50 |  | Capacity | Generation Interconnection | Storage |  |  | N/A |  | Withdrawn |  |  |  |  | N/A |  | N/A |  |  | N/A | N/A |  | 2/28/2022 | N/A | N/A |  | 4/14/2022 |  | 12/31/2024 |  |  | N | No
AH2-143 |  |  | VA | City of Suffolk | Withdrawn | Dominion | 50 | 50 | 50 |  | Capacity | Generation Interconnection | Storage |  |  | N/A |  | Withdrawn |  |  |  |  | N/A |  | N/A |  |  | N/A | N/A |  | 2/28/2022 | N/A | N/A |  | 4/14/2022 |  | 12/31/2024 |  |  | N | No
AH2-144 | Birchwood-NUG 230kV |  | VA | King George | Active | Dominion | 150 | 150 | 150 |  | Capacity | Generation Interconnection | Storage |  |  | N/A |  | In Progress |  |  |  |  | N/A |  | N/A |  |  | N/A | N/A |  | 2/28/2022 | N/A | N/A |  |  |  | 6/1/2027 |  |  | N | No
AH2-145 | Birchwood-NUG 230kV |  | VA | King George | Active | Dominion | 52.3 | 52.3 | 52.3 |  | Capacity | Generation Interconnection | Storage |  |  | N/A |  | In Progress |  |  |  |  | N/A |  | N/A |  |  | N/A | N/A |  | 2/28/2022 | N/A | N/A |  |  |  | 6/1/2027 |  |  | N | No
AH2-146 | Adams - Seaman 69 kV |  | OH | Adams | Active | AEP | 87.2 | 87.2 | 52.3 |  | Capacity | Generation Interconnection | Solar; Storage |  |  | N/A |  | In Progress |  |  |  |  | N/A |  | N/A |  |  | N/A | N/A |  | 2/28/2022 | N/A | N/A |  |  |  | 12/30/2027 |  |  | N | No
AH2-147 | Marysville - Sorenson 765 kV |  | OH | Logan | Withdrawn | AEP | 119 | 119 | 108.4 |  | Capacity | Generation Interconnection | Solar; Storage |  |  | N/A |  | Withdrawn |  |  |  |  | N/A |  | N/A |  |  | N/A | N/A |  | 3/1/2022 | N/A | N/A |  | 7/7/2023 |  | 2/25/2027 |  |  | N | No
AH2-148 | East Lima - Marysville 345 kV |  | OH | Union | Active | AEP | 152 | 152 | 143.2 |  | Capacity | Generation Interconnection | Solar; Storage |  |  | N/A |  | In Progress |  |  |  |  | N/A |  | N/A |  |  | N/A | N/A |  | 2/28/2022 | N/A | N/A |  |  |  | 2/25/2027 |  |  | N | No
AH2-149 | Stinger - Valley 138 kV |  | MI | Van Buren | Active | AEP | 150 | 150 | 120 |  | Capacity | Generation Interconnection | Solar; Storage |  |  | N/A |  | In Progress |  |  |  |  | N/A |  | N/A |  |  | N/A | N/A |  | 2/28/2022 | N/A | N/A |  |  |  | 6/29/2026 |  |  | N | No
AH2-150 | Carson-Suffolk 500 kV |  | VA | Sussex | Active | Dominion | 800 | 0 | 320 |  | Capacity | Generation Interconnection | Storage |  |  | N/A |  | In Progress |  |  |  |  | N/A |  | N/A |  |  | N/A | N/A |  | 2/28/2022 | N/A | N/A |  |  |  | 12/1/2024 |  |  | N | No
AH2-151 | SedgeHill - Person 230kV |  | VA | Halifax | Active | Dominion | 195 | 35 | 21 |  | Capacity | Generation Interconnection | Solar; Storage |  |  | N/A |  | In Progress |  |  |  |  | N/A |  | N/A |  |  | N/A | N/A |  | 2/28/2022 | N/A | N/A |  |  |  | 6/1/2025 |  |  | N | No
AH2-152 | Effort Mountain-Gilbert 138 kV IV |  | PA | Monroe | Withdrawn | PPL | 90 | 44.8 | 26.88 |  | Capacity | Generation Interconnection | Solar; Storage |  |  | N/A |  | Withdrawn |  |  |  |  | N/A |  | N/A |  |  | N/A | N/A |  | 3/1/2022 | N/A | N/A |  | 8/26/2024 |  | 6/1/2025 |  |  | N | No
AH2-153 | Eugene 345 kV |  | IN | Vermillion | Active | AEP | 180 | 180 | 140 |  | Capacity | Generation Interconnection | Solar; Storage |  |  | N/A |  | In Progress |  |  |  |  | N/A |  | N/A |  |  | N/A | N/A |  | 2/28/2022 | N/A | N/A |  |  |  | 12/31/2024 |  |  | N | No
AH2-154 | Eugene 345 kV |  | IN | Vermillion | Active | AEP | 150 | 150 | 118 |  | Capacity | Generation Interconnection | Solar; Storage |  |  | N/A |  | In Progress |  |  |  |  | N/A |  | N/A |  |  | N/A | N/A |  | 2/28/2022 | N/A | N/A |  |  |  | 12/31/2024 |  |  | N | No
AH2-155 | Lyons-Allen Jct 138 kV |  | OH | Fulton | Active | ATSI | 95 | 95 | 57 |  | Capacity | Generation Interconnection | Solar |  |  | N/A |  | In Progress |  |  |  |  | N/A |  | N/A |  |  | N/A | N/A |  | 3/2/2022 | N/A | N/A |  |  |  | 12/31/2025 |  |  | N | No
AH2-156 | Buckeye P-Wakeman 69 kV |  | OH | Huron | Active | ATSI | 40 | 40 | 24 |  | Capacity | Generation Interconnection | Solar |  |  | N/A |  | In Progress |  |  |  |  | N/A |  | N/A |  |  | N/A | N/A |  | 3/2/2022 | N/A | N/A |  |  |  | 12/31/2025 |  |  | N | No
AH2-157 | Hooversville-Somerset 23 kV |  | PA | Somerset | Active | PENELEC | 12 | 12 | 7.2 |  | Capacity | Generation Interconnection | Solar |  |  | N/A |  | In Progress |  |  |  |  | N/A |  | N/A |  |  | N/A | N/A |  | 3/2/2022 | N/A | N/A |  |  |  | 12/31/2025 |  |  | N | No
AH2-158 | Somerset-Hooversville 115 kV |  | PA | Somerset | Active | PENELEC | 80 | 80 | 48 |  | Capacity | Generation Interconnection | Solar |  |  | N/A |  | In Progress |  |  |  |  | N/A |  | N/A |  |  | N/A | N/A |  | 3/2/2022 | N/A | N/A |  |  |  | 12/31/2025 |  |  | N | No
AH2-159 | Buckskin – Worley 69 kV |  | OH | Highland | Active | AEP | 49 | 49 | 29.4 |  | Capacity | Generation Interconnection | Solar |  |  | N/A |  | In Progress |  |  |  |  | N/A |  | N/A |  |  | N/A | N/A |  | 3/2/2022 | N/A | N/A |  |  |  | 12/31/2025 |  |  | N | No
AH2-160 | Buckskin – Worley 69 kV |  | OH | Highland | Active | AEP | 69 | 20 | 12 |  | Capacity | Generation Interconnection | Solar |  |  | N/A |  | In Progress |  |  |  |  | N/A |  | N/A |  |  | N/A | N/A |  | 3/2/2022 | N/A | N/A |  |  |  | 12/31/2025 |  |  | N | No
AH2-161 | Prospect 25 kV |  | PA | Butler | Withdrawn | APS | 18.8 | 18.8 | 12.3 |  | Capacity | Generation Interconnection | Solar |  |  | N/A |  | Withdrawn |  |  |  |  | N/A |  | N/A |  |  | N/A | N/A |  | 3/4/2022 | N/A | N/A |  | 8/13/2024 |  | 12/31/2024 |  |  | N | No
AH2-162 | Northeast-CP Crane 115kV |  | MD | Baltimore County | Active | BGE | 200 | 200 | 200 |  | Capacity | Generation Interconnection | Storage |  |  | N/A |  | In Progress |  |  |  |  | N/A |  | N/A |  |  | N/A | N/A |  | 3/4/2022 | N/A | N/A |  |  |  | 3/1/2026 |  |  | N | No
AH2-163 | Kittanning - Rural Valley 25 kV |  | PA | Armstrong | Active | APS | 49.8 | 19.8 | 7.98 |  | Capacity | Generation Interconnection | Solar |  |  | N/A |  | In Progress |  |  |  |  | N/A |  | N/A |  |  | N/A | N/A |  | 3/4/2022 | N/A | N/A |  |  |  | 3/1/2026 |  |  | N | No
AH2-164 | Chatfield 69 kV |  | OH | Crawford | Active | AEP | 85 | 85 | 50 |  | Capacity | Generation Interconnection | Solar |  |  | N/A |  | In Progress |  |  |  |  | N/A |  | N/A |  |  | N/A | N/A |  | 3/4/2022 | N/A | N/A |  |  |  | 1/1/2026 |  |  | N | No
AH2-165 | Fayette - Lyons 138 kV |  | OH | Fulton | Active | ATSI | 80 | 80 | 48 |  | Capacity | Generation Interconnection | Solar |  |  | N/A |  | In Progress |  |  |  |  | N/A |  | N/A |  |  | N/A | N/A |  | 3/8/2022 | N/A | N/A |  |  |  | 12/31/2025 |  |  | N | No
AH2-166 | Lyons 138 kV |  | OH | Fulton | Active | ATSI | 45 | 45 | 27 |  | Capacity | Generation Interconnection | Solar |  |  | N/A |  | In Progress |  |  |  |  | N/A |  | N/A |  |  | N/A | N/A |  | 3/8/2022 | N/A | N/A |  |  |  | 12/31/2025 |  |  | N | No
AH2-167 | Campbell Tap-McDowell 69 kV |  | PA | Mercer | Withdrawn | ATSI | 6.6 | 6.6 | 0 |  | Energy | Generation Interconnection | Diesel |  |  | N/A |  | Withdrawn |  |  |  |  | N/A |  | N/A |  |  | N/A | N/A |  | 3/5/2022 | N/A | N/A |  | 5/6/2022 |  | 7/1/2022 |  |  | N | No
AH2-168 | Beatty - MT Hope 345 kV |  | OH | Madison | Active | ATSI | 185 | 185 | 111 |  | Capacity | Generation Interconnection | Solar |  |  | N/A |  | In Progress |  |  |  |  | N/A |  | N/A |  |  | N/A | N/A |  | 3/8/2022 | N/A | N/A |  |  |  | 12/31/2025 |  |  | N | No
AH2-169 | Thornville - Pleasantville 69 kV |  | OH | Perry | Active | AEP | 80 | 80 | 48 |  | Capacity | Generation Interconnection | Solar |  |  | N/A |  | In Progress |  |  |  |  | N/A |  | N/A |  |  | N/A | N/A |  | 3/8/2022 | N/A | N/A |  |  |  | 12/31/2025 |  |  | N | No
AH2-170 | Byron 345 |  | IL | Will | Withdrawn | ComEd | 140 | 140 | 84 |  | Capacity | Generation Interconnection | Solar |  |  | N/A |  | In Progress |  |  |  |  | N/A |  | N/A |  |  | N/A | N/A |  | 3/7/2022 | N/A | N/A |  | 1/15/2025 |  | 12/31/2026 |  |  | N | No
AH2-171 | Davis Creek 345 kV |  | IL | Kankakee | Withdrawn | ComEd | 200 | 200 | 120 |  | Capacity | Generation Interconnection | Solar |  |  | N/A |  | In Progress |  |  |  |  | N/A |  | N/A |  |  | N/A | N/A |  | 3/7/2022 | N/A | N/A |  | 1/15/2025 |  | 12/31/2026 |  |  | N | No
AH2-172 | Wilton 345 kV |  | IL | Will | Withdrawn | ComEd | 200 | 200 | 120 |  | Capacity | Generation Interconnection | Solar |  |  | N/A |  | Withdrawn |  |  |  |  | N/A |  | N/A |  |  | N/A | N/A |  | 3/7/2022 | N/A | N/A |  | 1/15/2025 |  | 12/31/2026 |  |  | N | No
AH2-173 | Maryland 138 kV |  | IL | Ogle | Withdrawn | ComEd | 150 | 150 | 90 |  | Capacity | Generation Interconnection | Solar |  |  | N/A |  | Withdrawn |  |  |  |  | N/A |  | N/A |  |  | N/A | N/A |  | 3/7/2022 | N/A | N/A |  | 1/15/2025 |  | 12/31/2026 |  |  | N | No
AH2-174 | PA- Fort Hill 12.47 kV |  | OH | Perry | Withdrawn | APS | 2 | 2 | 0 |  | Energy | Generation Interconnection | Solar; Storage |  |  | N/A |  | Withdrawn |  |  |  |  | N/A |  | N/A |  |  | N/A | N/A |  | 3/9/2022 | N/A | N/A |  | 1/3/2024 |  | 6/21/2024 |  |  | Y | No
AH2-175 | Montgomery 12 kV |  | N/A | N/A | Withdrawn | PPL | 3 | 3 | 0 |  | Energy | Generation Interconnection | Solar; Storage |  |  | N/A |  | Withdrawn |  |  |  |  | N/A |  | N/A |  |  | N/A | N/A |  | 3/9/2022 | N/A | N/A |  | 1/5/2024 |  | 6/21/2024 |  |  | Y | No
AH2-176 | Hughesville 12 kV |  | N/A | N/A | Withdrawn | PPL | 3 | 3 | 0 |  | Energy | Generation Interconnection | Solar; Storage |  |  | N/A |  | Withdrawn |  |  |  |  | N/A |  | N/A |  |  | N/A | N/A |  | 3/8/2022 | N/A | N/A |  | 1/5/2024 |  | 6/21/2024 |  |  | Y | No
AH2-177 | Hamlin 12 kV |  | N/A | N/A | Withdrawn | PPL | 3 | 3 | 0 |  | Energy | Generation Interconnection | Solar; Storage |  |  | N/A |  | Withdrawn |  |  |  |  | N/A |  | N/A |  |  | N/A | N/A |  | 3/8/2022 | N/A | N/A |  | 1/5/2024 |  | 6/21/2024 |  |  | Y | No
AH2-178 | Trexlertown 12 kV |  | N/A | N/A | Withdrawn | PPL | 2 | 2 | 0 |  | Energy | Generation Interconnection | Solar; Storage |  |  | N/A |  | Withdrawn |  |  |  |  | N/A |  | N/A |  |  | N/A | N/A |  | 3/8/2022 | N/A | N/A |  | 2/20/2024 |  | 6/21/2024 |  |  | Y | No
AH2-179 | Millville 12 kV |  | N/A | N/A | Withdrawn | PPL | 5 | 5 | 0 |  | Energy | Generation Interconnection | Solar; Storage |  |  | N/A |  | Withdrawn |  |  |  |  | N/A |  | N/A |  |  | N/A | N/A |  | 3/8/2022 | N/A | N/A |  | 1/5/2024 |  | 6/21/2024 |  |  | Y | No
AH2-180 | Rohrsburg 12 kV |  | N/A | N/A | Withdrawn | PPL | 3 | 3 | 0 |  | Energy | Generation Interconnection | Solar; Storage |  |  | N/A |  | Withdrawn |  |  |  |  | N/A |  | N/A |  |  | N/A | N/A |  | 3/8/2022 | N/A | N/A |  | 1/5/2024 |  | 6/21/2024 |  |  | Y | No
AH2-181 | PA-Schwoyer 13.2 kV |  | PA | Mercer | Active | ME | 3 | 3 | 0 |  | Energy | Generation Interconnection | Solar; Storage |  |  | N/A |  | In Progress |  |  |  |  | N/A |  | N/A |  |  | N/A | N/A |  | 3/8/2022 | N/A | N/A |  |  |  | 6/21/2024 |  |  | Y | No
AH2-182 | PA-Oknefski 12.47 kV |  | VA | Rockingham | Withdrawn | APS | 3 | 3 |  |  | Energy | Generation Interconnection | Solar; Storage |  |  | N/A |  | Withdrawn |  |  |  |  | N/A |  | N/A |  |  | N/A | N/A |  | 3/7/2022 | N/A | N/A |  | 1/3/2024 |  | 6/21/2024 |  |  | Y | No
AH2-183 | PA-Montmorenci 12.47 kV |  | IL | Ogle | Withdrawn | APS | 3 | 3 | 0 |  | Energy | Generation Interconnection | Solar; Storage |  |  | N/A |  | Withdrawn |  |  |  |  | N/A |  | N/A |  |  | N/A | N/A |  | 3/8/2022 | N/A | N/A |  | 1/3/2024 |  | 6/21/2024 |  |  | Y | No
AH2-184 | PA- Shadeland 13 kV |  | PA | Crawford | Withdrawn | PENELEC | 2 | 2 |  |  | Energy | Generation Interconnection | Storage; Solar |  |  | N/A |  | Withdrawn |  |  |  |  | N/A |  | N/A |  |  | N/A | N/A |  | 3/7/2022 | N/A | N/A |  | 2/20/2024 |  | 6/21/2024 |  |  | Y | No
AH2-185 | PA-Beaver 13.2 kV |  | PA | Franklin | Withdrawn | PENELEC | 2 | 2 | 0 |  | Energy | Generation Interconnection | Solar |  |  | N/A |  | Withdrawn |  |  |  |  | N/A |  | N/A |  |  | N/A | N/A |  | 3/7/2022 | N/A | N/A |  | 1/3/2024 |  | 6/21/2024 |  |  | Y | No
AH2-186 | Enfield 12kV |  | VA | King William | Withdrawn | Dominion | 20 | 20 | 13.6 |  | Capacity | Generation Interconnection | Solar |  |  | N/A |  | Withdrawn |  |  |  |  | N/A |  | N/A |  |  | N/A | N/A |  | 3/9/2022 | N/A | N/A |  | 5/17/2022 |  | 5/29/2026 |  |  | N | No
AH2-187 | Burma – Seminole Road Junction 25 kV |  | PA | Clarion | Active | APS | 20 | 20 | 13.1 |  | Capacity | Generation Interconnection | Solar |  |  | N/A |  | In Progress |  |  |  |  | N/A |  | N/A |  |  | N/A | N/A |  | 3/9/2022 | N/A | N/A |  |  |  | 5/30/2025 |  |  | N | No
AH2-188 | Youst Solar |  | PA | Tioga | Withdrawn | PENELEC | 35 | 35 | 21 |  | Capacity | Generation Interconnection | Solar |  |  | N/A |  | Withdrawn |  |  |  |  | N/A |  | N/A |  |  | N/A | N/A |  | 3/9/2022 | N/A | N/A |  | 6/3/2022 |  | 12/31/2025 |  |  | N | No
AH2-189 | Fearnley Solar 34.5 kV |  | PA | Susquehanna | Active | PENELEC | 12 | 12 | 7.2 |  | Capacity | Generation Interconnection | Solar |  |  | N/A |  | In Progress |  |  |  |  | N/A |  | N/A |  |  | N/A | N/A |  | 3/9/2022 | N/A | N/A |  |  |  | 12/31/2025 |  |  | N | No
AH2-190 | Higgins Run Solar |  | PA | Somerset | Active | PENELEC | 12 | 12 | 7.2 |  | Capacity | Generation Interconnection | Solar |  |  | N/A |  | In Progress |  |  |  |  | N/A |  | N/A |  |  | N/A | N/A |  | 3/9/2022 | N/A | N/A |  |  |  | 12/31/2025 |  |  | N | No
AH2-191 | Hopkins 138 kV |  | WV | N/A | Active | AEP | 95 | 95 | 63 |  | Capacity | Generation Interconnection | Solar; Storage |  |  | N/A |  | In Progress |  |  |  |  | N/A |  | N/A |  |  | N/A | N/A |  | 3/8/2022 | N/A | N/A |  |  |  | 3/10/2024 |  |  | N | No
AH2-192 | Wharton 138 kV |  | WV | N/A | Active | AEP | 95 | 95 | 63 |  | Capacity | Generation Interconnection | Solar; Storage |  |  | N/A |  | In Progress |  |  |  |  | N/A |  | N/A |  |  | N/A | N/A |  | 3/8/2022 | N/A | N/A |  |  |  | 3/10/2024 |  |  | N | No
AH2-193 | Pax Branch 138 kV |  | WV | N/A | Active | AEP | 70 | 70 | 46 |  | Capacity | Generation Interconnection | Solar; Storage |  |  | N/A |  | In Progress |  |  |  |  | N/A |  | N/A |  |  | N/A | N/A |  | 3/8/2022 | N/A | N/A |  |  |  | 3/10/2024 |  |  | N | No
AH2-194 | Bergen 138kV |  | NJ | Bergen | Active | PSEG | 736 | 0 | 20 |  | Capacity | Generation Interconnection | Natural Gas |  |  | N/A |  | In Progress |  |  |  |  | N/A |  | N/A |  |  | N/A | N/A |  | 3/9/2022 | N/A | N/A |  |  |  | 4/30/2026 |  |  | N | No
AH2-195 | Seward-Glory 115 kV |  | PA | Indiana | Active | PENELEC | 65 | 65 | 39 |  | Capacity | Generation Interconnection | Solar |  |  | N/A |  | In Progress |  |  |  |  | N/A |  | N/A |  |  | N/A | N/A |  | 3/8/2022 | N/A | N/A |  |  |  | 10/29/2027 |  |  | N | No
AH2-196 |  |  | NJ | Monmouth | Withdrawn | JCPL | 1600 | 1600 | 281.6 |  | Capacity | Generation Interconnection | Wind |  |  | N/A |  | Withdrawn |  |  |  |  | N/A |  | N/A |  |  | N/A | N/A |  | 3/8/2022 | N/A | N/A |  | 4/7/2022 |  | 12/31/2031 |  |  | N | No
AH2-197 | North Huntley - Pleasant Valley 138 kV |  | IL | McHenry | Active | ComEd | 50 | 50 | 40 |  | Capacity | Generation Interconnection | Solar; Storage |  |  | N/A |  | In Progress |  |  |  |  | N/A |  | N/A |  |  | N/A | N/A |  | 3/8/2022 | N/A | N/A |  |  |  | 12/31/2025 |  |  | N | No
AH2-198 | Mt. Hermon 69 kV |  | MD | Wicomico | Active | DPL | 74.715 | 74.715 | 53.8 |  | Capacity | Generation Interconnection | Solar |  |  | N/A |  | In Progress |  |  |  |  | N/A |  | N/A |  |  | N/A | N/A |  | 3/8/2022 | N/A | N/A |  |  |  | 6/30/2026 |  |  | N | No
AH2-199 | Shorewood 138 kV |  | IL | Will | Active | ComEd | 51.7 | 51.7 | 36.3 |  | Capacity | Generation Interconnection | Solar; Storage |  |  | N/A |  | In Progress |  |  |  |  | N/A |  | N/A |  |  | N/A | N/A |  | 3/8/2022 | N/A | N/A |  |  |  | 6/30/2026 |  |  | N | No
AH2-200 | TBD 12kV |  | NJ | N/A | Withdrawn | AEC | 3 | 3 | 3 |  | Capacity | Generation Interconnection | Solar; Storage |  |  | N/A |  | Withdrawn |  |  |  |  | N/A |  | N/A |  |  | N/A | N/A |  | 3/9/2022 | N/A | N/A |  | 4/8/2024 |  | 1/1/2025 |  |  | N | No
AH2-201 | TBD 12kV |  | NJ | Cumberland | Withdrawn | AEC | 5 | 5 | 5 |  | Capacity | Generation Interconnection | Solar; Storage |  |  | N/A |  | Withdrawn |  |  |  |  | N/A |  | N/A |  |  | N/A | N/A |  | 3/9/2022 | N/A | N/A |  | 1/3/2024 |  | 1/1/2025 |  |  | N | No
AH2-202 | Hunterdon 34.5 kV |  | NJ | Hunterdon | Withdrawn | JCPL | 5 | 5 | 5 |  | Capacity | Generation Interconnection | Solar; Storage |  |  | N/A |  | Withdrawn |  |  |  |  | N/A |  | N/A |  |  | N/A | N/A |  | 3/9/2022 | N/A | N/A |  | 1/3/2024 |  | 1/1/2025 |  |  | N | No
AH2-204 | Lancaster 138 kV |  | IL | Stephenson | Active | ComEd | 170 | 170 | 170 |  | Capacity | Generation Interconnection | Storage |  |  | N/A |  | In Progress |  |  |  |  | N/A |  | N/A |  |  | N/A | N/A |  | 3/9/2022 | N/A | N/A |  |  |  | 12/31/2026 |  |  | N | No
AH2-205 | I.C. Air Rights 12.5 kV |  | IL | Cook | Active | ComEd | 10 | 10 | 10 |  | Capacity | Generation Interconnection | Storage |  |  | N/A |  | In Progress |  |  |  |  | N/A |  | N/A |  |  | N/A | N/A |  | 3/9/2022 | N/A | N/A |  |  |  | 3/31/2026 |  |  | N | No
AH2-206 | I.C. Air Rights 12.5 kV |  | IL | Cook | Active | ComEd | 10 | 10 | 10 |  | Capacity | Generation Interconnection | Storage |  |  | N/A |  | In Progress |  |  |  |  | N/A |  | N/A |  |  | N/A | N/A |  | 3/9/2022 | N/A | N/A |  |  |  | 3/31/2026 |  |  | N | No
AH2-207 | Hopkins 138 kV |  | WV | N/A | Active | AEP | 85 | 85 | 57 |  | Capacity | Generation Interconnection | Solar; Storage |  |  | N/A |  | In Progress |  |  |  |  | N/A |  | N/A |  |  | N/A | N/A |  | 3/9/2022 | N/A | N/A |  |  |  | 3/10/2024 |  |  | N | No
AH2-208 |  |  | VA | Lee | Withdrawn | Dominion | 45 | 45 | 31 |  | Capacity | Generation Interconnection | Solar; Storage |  |  | N/A |  | Withdrawn |  |  |  |  | N/A |  | N/A |  |  | N/A | N/A |  | 3/9/2022 | N/A | N/A |  | 3/17/2022 |  | 3/10/2024 |  |  | N | No
AH2-209 | Cabin Creek 138 kV |  | WV | Kanawha | Active | AEP | 95 | 95 | 63 |  | Capacity | Generation Interconnection | Solar; Storage |  |  | N/A |  | In Progress |  |  |  |  | N/A |  | N/A |  |  | N/A | N/A |  | 3/9/2022 | N/A | N/A |  |  |  | 3/10/2024 |  |  | N | No
AH2-210 | Stillwell - Dumont 345 kV |  | IN | St. Joseph | Active | AEP | 78 | 78 | 78 |  | Capacity | Generation Interconnection | Solar; Storage |  |  | N/A |  | In Progress |  |  |  |  | N/A |  | N/A |  |  | N/A | N/A |  | 3/9/2022 | N/A | N/A |  |  |  | 12/31/2025 |  |  | N | No
AH2-211 | Olive - Dumont 345 kV |  | IN | St. Joseph | Active | AEP | 110 | 110 | 110 |  | Capacity | Generation Interconnection | Solar; Storage |  |  | N/A |  | In Progress |  |  |  |  | N/A |  | N/A |  |  | N/A | N/A |  | 3/9/2022 | N/A | N/A |  |  |  | 12/31/2025 |  |  | N | No
AH2-212 | Cardington 138 kV |  | OH | Madison | Withdrawn | ATSI | 115 | 115 | 69 |  | Capacity | Generation Interconnection | Solar |  |  | N/A |  | Withdrawn |  |  |  |  | N/A |  | N/A |  |  | N/A | N/A |  | 3/9/2022 | N/A | N/A |  | 2/4/2025 |  | 12/31/2026 |  |  | N | No
AH2-213 | London 138 kV |  | IN | Randolph | Withdrawn | ATSI | 140 | 140 | 84 |  | Capacity | Generation Interconnection | Solar |  |  | N/A |  | Withdrawn |  |  |  |  | N/A |  | N/A |  |  | N/A | N/A |  | 3/9/2022 | N/A | N/A |  | 2/4/2025 |  | 12/31/2026 |  |  | N | No
AH2-214 |  |  | OH | Pickaway | Withdrawn | AEP | 100 | 100 | 60 |  | Capacity | Generation Interconnection | Solar |  |  | N/A |  | Withdrawn |  |  |  |  | N/A |  | N/A |  |  | N/A | N/A |  | 3/9/2022 | N/A | N/A |  | 4/1/2022 |  | 12/31/2026 |  |  | N | No
AH2-215 | Midway 138 kV |  | OH | Henry | Withdrawn | ATSI | 200 | 200 | 120 |  | Capacity | Generation Interconnection | Solar |  |  | N/A |  | Withdrawn |  |  |  |  | N/A |  | N/A |  |  | N/A | N/A |  | 3/9/2022 | N/A | N/A |  | 2/4/2025 |  | 12/31/2026 |  |  | N | No
AH2-216 |  |  | OH | Miami | Withdrawn | Dayton | 200 | 200 | 120 |  | Capacity | Generation Interconnection | Solar |  |  | N/A |  | Withdrawn |  |  |  |  | N/A |  | N/A |  |  | N/A | N/A |  | 3/9/2022 | N/A | N/A |  | 4/1/2022 |  | 12/31/2026 |  |  | N | No
AH2-217 | Cardington 138 kV II |  | OH | Morrow | Active | ATSI | 100 | 100 | 100 |  | Capacity | Generation Interconnection | Storage |  |  | N/A |  | In Progress |  |  |  |  | N/A |  | N/A |  |  | N/A | N/A |  | 3/9/2022 | N/A | N/A |  |  |  | 12/31/2026 |  |  | N | No
AH2-218 | London 138 kV II |  | OH | Morrow | Withdrawn | ATSI | 100 | 100 | 100 |  | Capacity | Generation Interconnection | Storage |  |  | N/A |  | Withdrawn |  |  |  |  | N/A |  | N/A |  |  | N/A | N/A |  | 3/9/2022 | N/A | N/A |  | 2/4/2025 |  | 12/31/2026 |  |  | N | No
AH2-219 |  |  | OH | Pickaway | Withdrawn | AEP | 100 | 100 | 100 |  | Capacity | Generation Interconnection | Storage |  |  | N/A |  | Withdrawn |  |  |  |  | N/A |  | N/A |  |  | N/A | N/A |  | 3/9/2022 | N/A | N/A |  | 4/1/2022 |  | 12/31/2026 |  |  | N | No
AH2-220 | Midway 138 kV |  | OH | Henry | Withdrawn | ATSI | 100 | 100 | 100 |  | Capacity | Generation Interconnection | Storage |  |  | N/A |  | Withdrawn |  |  |  |  | N/A |  | N/A |  |  | N/A | N/A |  | 3/9/2022 | N/A | N/A |  | 2/4/2025 |  | 12/31/2026 |  |  | N | No
AH2-221 |  |  | OH | Miami | Withdrawn | Dayton | 100 | 100 | 100 |  | Capacity | Generation Interconnection | Storage |  |  | N/A |  | Withdrawn |  |  |  |  | N/A |  | N/A |  |  | N/A | N/A |  | 3/9/2022 | N/A | N/A |  | 4/1/2022 |  | 12/31/2026 |  |  | N | No
AH2-222 | Millersburg 69 kV |  | KY | N/A | Withdrawn | EKPC | 60 | 60 | 36 |  | Capacity | Generation Interconnection | Solar |  |  | N/A |  | Withdrawn |  |  |  |  | N/A |  | N/A |  |  | N/A | N/A |  | 3/9/2022 | N/A | N/A |  | 1/14/2025 |  | 12/31/2026 |  |  | N | No
AH2-223 | Bluff Point 138 kV |  | IN | Jay | Active | AEP | 50 | 50 | 30 |  | Capacity | Generation Interconnection | Solar |  |  | N/A |  | In Progress |  |  |  |  | N/A |  | N/A |  |  | N/A | N/A |  | 3/9/2022 | N/A | N/A |  |  |  | 12/31/2025 |  |  | N | No
AH2-224 | Millersburg 69 kV |  | KY | N/A | Withdrawn | EKPC | 50 | 50 | 50 |  | Capacity | Generation Interconnection | Storage |  |  | N/A |  | Withdrawn |  |  |  |  | N/A |  | N/A |  |  | N/A | N/A |  | 3/9/2022 | N/A | N/A |  | 1/14/2025 |  | 12/31/2026 |  |  | N | No
AH2-225 | Southampton- Handsom 115kV |  | VA | Southampton | Withdrawn | Dominion | 125 | 125 | 125 |  | Capacity | Generation Interconnection | Storage |  |  | N/A |  | Withdrawn |  |  |  |  | N/A |  | N/A |  |  | N/A | N/A |  | 3/9/2022 | N/A | N/A |  | 10/13/2022 |  | 12/31/2027 |  |  | N | No
AH2-226 | Clubhouse- Purdy 115kV |  | VA | Greensville | Withdrawn | Dominion | 175 | 175 | 175 |  | Capacity | Generation Interconnection | Storage |  |  | N/A |  | In Progress |  |  |  |  | N/A |  | N/A |  |  | N/A | N/A |  | 3/9/2022 | N/A | N/A |  |  |  | 12/31/2027 |  |  | N | No
AH2-227 | Bluff Point 138 kV |  | IN | Jay | Active | AEP | 75 | 75 | 75 |  | Capacity | Generation Interconnection | Storage |  |  | N/A |  | In Progress |  |  |  |  | N/A |  | N/A |  |  | N/A | N/A |  | 3/9/2022 | N/A | N/A |  |  |  | 12/27/2026 |  |  | N | No
AH2-228 | Circleville 138 kV |  | OH | Pickaway | Active | AEP | 150 | 150 | 150 |  | Capacity | Generation Interconnection | Storage |  |  | N/A |  | In Progress |  |  |  |  | N/A |  | N/A |  |  | N/A | N/A |  | 3/9/2022 | N/A | N/A |  |  |  | 12/31/2026 |  |  | N | No
AH2-229 | Bedforth North 115 kV |  | PA | Bedford | Active | PENELEC | 50 | 50 | 50 |  | Capacity | Generation Interconnection | Storage |  |  | N/A |  | In Progress |  |  |  |  | N/A |  | N/A |  |  | N/A | N/A |  | 3/9/2022 | N/A | N/A |  |  |  | 12/31/2027 |  |  | N | No
AH2-230 | Gardners 115 kV |  | PA | Adams | Active | ME | 75 | 75 | 75 |  | Capacity | Generation Interconnection | Storage |  |  | N/A |  | In Progress |  |  |  |  | N/A |  | N/A |  |  | N/A | N/A |  | 3/9/2022 | N/A | N/A |  |  |  | 12/31/2027 |  |  | N | No
AH2-232 |  |  | VA | Rockingham | Withdrawn | Dominion | 25 | 25 | 25 |  | Capacity | Generation Interconnection | Storage |  |  | N/A |  | Withdrawn |  |  |  |  | N/A |  | N/A |  |  | N/A | N/A |  | 3/9/2022 | N/A | N/A |  | 4/15/2022 |  | 12/31/2027 |  |  | N | No
AH2-233 | Olive - Reynolds 345 kV |  | IN | Pulaski | Active | AEP | 100 | 100 | 100 |  | Capacity | Generation Interconnection | Storage |  |  | N/A |  | In Progress |  |  |  |  | N/A |  | N/A |  |  | N/A | N/A |  | 3/9/2022 | N/A | N/A |  |  |  | 12/31/2026 |  |  | N | No
AH2-234 | W Dekalb 138 kV |  | IL | DeKalb | Active | ComEd | 100 | 100 | 100 |  | Capacity | Generation Interconnection | Storage |  |  | N/A |  | In Progress |  |  |  |  | N/A |  | N/A |  |  | N/A | N/A |  | 3/9/2022 | N/A | N/A |  |  |  | 12/31/2027 |  |  | N | No
AH2-235 | Orrtana 115 kV |  | PA | Adams | Active | ME | 125 | 125 | 125 |  | Capacity | Generation Interconnection | Storage |  |  | N/A |  | In Progress |  |  |  |  | N/A |  | N/A |  |  | N/A | N/A |  | 3/9/2022 | N/A | N/A |  |  |  | 12/31/2027 |  |  | N | No
AH2-236 | McDowell 138 kV |  | PA | Mercer | Active | ATSI | 100 | 100 | 100 |  | Capacity | Generation Interconnection | Storage |  |  | N/A |  | In Progress |  |  |  |  | N/A |  | N/A |  |  | N/A | N/A |  | 3/9/2022 | N/A | N/A |  |  |  | 12/31/2027 |  |  | N | No
AH2-237 | Adams 138 kV |  | IN | Wells | Withdrawn | AEP | 125 | 125 | 75 |  | Capacity | Generation Interconnection | Solar |  |  | N/A |  | Withdrawn |  |  |  |  | N/A |  | N/A |  |  | N/A | N/A |  | 3/9/2022 | N/A | N/A |  | 1/17/2025 |  | 12/31/2026 |  |  | N | No
AH2-238 | Clubhouse- Purdy 115kV |  | VA | Greensville | Active | Dominion | 100 | 100 | 100 |  | Capacity | Generation Interconnection | Storage |  |  | N/A |  | In Progress |  |  |  |  | N/A |  | N/A |  |  | N/A | N/A |  | 3/10/2022 | N/A | N/A |  |  |  | 12/31/2027 |  |  | N | No
AH2-239 | Trumbull138 kV |  | OH | Trumbull | Active | ATSI | 49 | 49 | 46.4 |  | Capacity | Generation Interconnection | Solar; Storage |  |  | N/A |  | In Progress |  |  |  |  | N/A |  | N/A |  |  | N/A | N/A |  | 3/10/2022 | N/A | N/A |  |  |  | 3/7/2027 |  |  | N | No
AH2-240 | Oceanview 230 kV |  | NJ | Monmouth | Withdrawn | JCPL | 1493 | 1493 | 424.872 |  | Capacity | Generation Interconnection | Offshore Wind |  |  | N/A |  | Withdrawn |  |  |  |  | N/A |  | N/A |  |  | N/A | N/A |  | 3/10/2022 | N/A | N/A |  | 4/1/2022 |  | 11/1/2027 |  |  | N | No
AH2-241 | Loudoun 115kV |  | VA | City of Chesapeake | Active | Dominion | 45 | 45 | 45 |  | Capacity | Generation Interconnection | Storage |  |  | N/A |  | In Progress |  |  |  |  | N/A |  | N/A |  |  | N/A | N/A |  | 3/10/2022 | N/A | N/A |  |  |  | 3/1/2027 |  |  | N | No
AH2-242 | Crown - New Lebanon 69 kV |  | OH | Montgomery | Active | Dayton | 45 | 45 | 40.5 |  | Capacity | Generation Interconnection | Solar; Storage |  |  | N/A |  | In Progress |  |  |  |  | N/A |  | N/A |  |  | N/A | N/A |  | 3/9/2022 | N/A | N/A |  |  |  | 3/8/2027 |  |  | N | No
AH2-243 | South Summitville 69 kV |  | IN | Madison | Withdrawn | AEP | 43 | 43 | 25.78 |  | Capacity | Generation Interconnection | Solar |  |  | N/A |  | Withdrawn |  |  |  |  | N/A |  | N/A |  |  | N/A | N/A |  | 3/9/2022 | N/A | N/A |  | 8/30/2024 |  | 10/27/2028 |  |  | N | No
AH2-244 | Swickley - Ambridge 23 kV |  | PA | Allegheny | Active | DL | 25 | 25 | 25 |  | Capacity | Generation Interconnection | Storage |  |  | N/A |  | In Progress |  |  |  |  | N/A |  | N/A |  |  | N/A | N/A |  | 3/9/2022 | N/A | N/A |  |  |  | 9/29/2023 |  |  | N | No
AH2-245 | Swickley - Ambridge 23 kV |  | PA | Allegheny | Active | DL | 25 | 25 | 25 |  | Capacity | Generation Interconnection | Storage |  |  | N/A |  | In Progress |  |  |  |  | N/A |  | N/A |  |  | N/A | N/A |  | 3/9/2022 | N/A | N/A |  |  |  | 9/29/2023 |  |  | N | No
AH2-246 | Polyester S/S 230kV |  | VA | Prince George | Active | Dominion | 100 | 100 | 100 |  | Capacity | Generation Interconnection | Storage |  |  | N/A |  | In Progress |  |  |  |  | N/A |  | N/A |  |  | N/A | N/A |  | 3/9/2022 | N/A | N/A |  |  |  | 12/31/2025 |  |  | N | No
AH2-247 | Krayn 115 kV |  | PA | Cambria | Active | PENELEC | 158.2836 | 83.2836 | 14.6579 |  | Capacity | Generation Interconnection | Wind |  |  | N/A |  | In Progress |  |  |  |  | N/A |  | N/A |  |  | N/A | N/A |  | 3/9/2022 | N/A | N/A |  |  |  | 12/31/2028 |  |  | N | No
AH2-248 | Carrolltown 46 kV |  | PA | Cambria | Active | PENELEC | 113.2592 | 83.2592 | 14.6536 |  | Capacity | Generation Interconnection | Wind |  |  | N/A |  | In Progress |  |  |  |  | N/A |  | N/A |  |  | N/A | N/A |  | 3/9/2022 | N/A | N/A |  |  |  | 12/31/2028 |  |  | N | No
AH2-249 | Busseyville 138 kV |  | KY | Lawrence | Active | AEP | 150 | 150 | 90 |  | Capacity | Generation Interconnection | Solar |  |  | N/A |  | In Progress |  |  |  |  | N/A |  | N/A |  |  | N/A | N/A |  | 3/9/2022 | N/A | N/A |  |  |  | 12/22/2027 |  |  | N | No
AH2-250 | TBD 13.2 kV |  | PA | Bucks | Withdrawn | PECO | 9.25 | 9.25 | 3.885 |  | Capacity | Generation Interconnection | Solar |  |  | N/A |  | Withdrawn |  |  |  |  | N/A |  | N/A |  |  | N/A | N/A |  | 3/10/2022 | N/A | N/A |  | 7/23/2024 |  | 2/28/2024 |  |  | N | No
AH2-251 | PA- Shorb Mill 13 kV |  | VA | Rockingham | Withdrawn | ME | 2 | 2 | 0 |  | Energy | Generation Interconnection | Solar; Storage |  |  | N/A |  | Withdrawn |  |  |  |  | N/A |  | N/A |  |  | N/A | N/A |  | 3/11/2022 | N/A | N/A |  | 1/3/2024 |  | 6/21/2024 |  |  | Y | No
AH2-252 | Middleburg 12 kV |  | N/A | N/A | Active | PPL | 2 | 2 | 0 |  | Energy | Generation Interconnection | Solar; Storage |  |  | N/A |  | In Progress |  |  |  |  | N/A |  | N/A |  |  | N/A | N/A |  | 3/10/2022 | N/A | N/A |  |  |  | 6/21/2024 |  |  | Y | No
AH2-253 | Beaver Valley - Crescent 138 kV |  | PA | Beaver | Active | DL | 70 | 70 | 65 |  | Capacity | Generation Interconnection | Solar; Storage |  |  | N/A |  | In Progress |  |  |  |  | N/A |  | N/A |  |  | N/A | N/A |  | 3/10/2022 | N/A | N/A |  |  |  | 11/25/2025 |  |  | N | No
AH2-254 |  |  | NJ | Mercer | Withdrawn | PSEG | 5 | 5 | 5 |  | Capacity | Generation Interconnection | Solar; Storage |  |  | N/A |  | Withdrawn |  |  |  |  | N/A |  | N/A |  |  | N/A | N/A |  | 3/9/2022 | N/A | N/A |  | 4/1/2022 |  | 1/1/2025 |  |  | N | No
AH2-255 |  |  | WV | Preston | Withdrawn | APS | 70 | 70 | 65 |  | Capacity | Generation Interconnection | Solar; Storage |  |  | N/A |  | Withdrawn |  |  |  |  | N/A |  | N/A |  |  | N/A | N/A |  | 3/9/2022 | N/A | N/A |  | 4/13/2022 |  | 11/25/2025 |  |  | N | No
AH2-256 | Wheelabrator Frackville-Gilberton 69 kV II |  | PA | Schuylkill | Active | PPL | 50 | 50 | 40 |  | Capacity | Generation Interconnection | Solar; Storage |  |  | N/A |  | In Progress |  |  |  |  | N/A |  | N/A |  |  | N/A | N/A |  | 3/9/2022 | N/A | N/A |  |  |  | 12/31/2025 |  |  | N | No
AH2-257 | Dequine - Eugene 345 kV |  | IN | Vermillion | Active | AEP | 400 | 400 | 240 |  | Capacity | Generation Interconnection | Solar |  |  | N/A |  | In Progress |  |  |  |  | N/A |  | N/A |  |  | N/A | N/A |  | 3/9/2022 | N/A | N/A |  |  |  | 9/29/2024 |  |  | N | No
AH2-258 | Plano 345 kV |  | IL | Kendall | Active | ComEd | 172 | 172 | 172 |  | Capacity | Generation Interconnection | Solar; Storage |  |  | N/A |  | In Progress |  |  |  |  | N/A |  | N/A |  |  | N/A | N/A |  | 3/9/2022 | N/A | N/A |  |  |  | 9/27/2024 |  |  | N | No
AH2-259 | Plano 345 kV |  | IL | Kendall | Active | ComEd | 172 | 172 | 172 |  | Capacity | Generation Interconnection | Storage |  |  | N/A |  | In Progress |  |  |  |  | N/A |  | N/A |  |  | N/A | N/A |  | 3/9/2022 | N/A | N/A |  |  |  | 9/27/2024 |  |  | N | No
AH2-260 | Garrett - Albright 138 kV |  | WV | Preston | Withdrawn | APS | 70 | 70 | 42 |  | Capacity | Generation Interconnection | Solar |  |  | N/A |  | Withdrawn |  |  |  |  | N/A |  | N/A |  |  | N/A | N/A |  | 3/9/2022 | N/A | N/A |  | 3/7/2025 |  | 6/30/2026 |  |  | N | No
AH2-261 | Garrett - Albright 138 kV |  | WV | Preston | Withdrawn | APS | 98 | 28 | 28 |  | Capacity | Generation Interconnection | Storage |  |  | N/A |  | Withdrawn |  |  |  |  | N/A |  | N/A |  |  | N/A | N/A |  | 3/10/2022 | N/A | N/A |  | 3/7/2025 |  | 6/30/2026 |  |  | N | No
AH2-262 | Catoctin-Carroll 138 kV |  | MD | Frederick | Active | APS | 17 | 17 | 10.2 |  | Capacity | Generation Interconnection | Solar; Storage |  |  | N/A |  | In Progress |  |  |  |  | N/A |  | N/A |  |  | N/A | N/A |  | 3/10/2022 | N/A | N/A |  |  |  | 3/1/2026 |  |  | N | No
AH2-263 | Marion Co - Marion Co industrial 161 kV |  | KY | Marion | Active | EKPC | 63.6 | 25.8 | 15.48 |  | Capacity | Generation Interconnection | Solar |  |  | N/A |  | In Progress |  |  |  |  | N/A |  | N/A |  |  | N/A | N/A |  | 3/9/2022 | N/A | N/A |  |  |  | 3/1/2026 |  |  | N | No
AH2-264 | Logtown - North Delphos 138 kV |  | OH | Van Wert | Active | AEP | 115 | 115 | 69 |  | Capacity | Generation Interconnection | Solar |  |  | N/A |  | In Progress |  |  |  |  | N/A |  | N/A |  |  | N/A | N/A |  | 3/9/2022 | N/A | N/A |  |  |  | 3/1/2026 |  |  | N | No
AH2-265 | Oak Grove - Hawkins Gate 230kV |  | MD | Charles | Active | PEPCO | 200 | 200 | 200 |  | Capacity | Generation Interconnection | Storage |  |  | N/A |  | In Progress |  |  |  |  | N/A |  | N/A |  |  | N/A | N/A |  | 3/9/2022 | N/A | N/A |  |  |  | 3/1/2026 |  |  | N | No
AH2-266 | Hughesville-Cedarville 69kV |  | MD | Charles | Active | SMECO | 25 | 25 | 15 |  | Capacity | Generation Interconnection | Solar |  |  | N/A |  | In Progress |  |  |  |  | N/A |  | N/A |  |  | N/A | N/A |  | 3/10/2022 | N/A | N/A |  |  |  | 3/1/2026 |  |  | N | No
AH2-267 | Modera - BioEnergy Tap 115 kV |  | PA | Clearfield | Active | PENELEC | 100 | 100 | 85 |  | Capacity | Generation Interconnection | Solar; Storage |  |  | N/A |  | In Progress |  |  |  |  | N/A |  | N/A |  |  | N/A | N/A |  | 3/9/2022 | N/A | N/A |  |  |  | 7/1/2025 |  |  | N | No
AH2-268 | Sapony 34.5 kV |  | VA | Dinwiddie | Active | Dominion | 37 | 37 | 33.7 |  | Capacity | Generation Interconnection | Solar; Storage |  |  | N/A |  | In Progress |  |  |  |  | N/A |  | N/A |  |  | N/A | N/A |  | 3/10/2022 | N/A | N/A |  |  |  | 7/1/2025 |  |  | N | No
AH2-269 | Lakewood 230 kV |  | NJ | Ocean | Active | JCPL | 100 | 100 | 100 |  | Capacity | Generation Interconnection | Storage |  |  | N/A |  | In Progress |  |  |  |  | N/A |  | N/A |  |  | N/A | N/A |  | 3/10/2022 | N/A | N/A |  |  |  | 6/1/2026 |  |  | N | No
AH2-269A | Burches Hill-Chalk Point 500kV |  | MD | Prince George's | Active | PEPCO | 845 | 45 | 45 |  | Capacity | Generation Interconnection | Natural Gas |  |  | N/A |  | In Progress |  |  |  |  | N/A |  | N/A |  |  | N/A | N/A |  | 3/10/2022 | N/A | N/A |  |  |  | 11/2/2026 |  |  | N | No
AH2-270 | Garden Plain 138 kV |  | IL | Whiteside | Active | ComEd | 300 | 300 | 51 |  | Capacity | Generation Interconnection | Wind |  |  | N/A |  | In Progress |  |  |  |  | N/A |  | N/A |  |  | N/A | N/A |  | 3/10/2022 | N/A | N/A |  |  |  | 12/31/2026 |  |  | N | No
AH2-271 | Central VA- Chase City 115kV |  | VA | Mecklenburg | Withdrawn | Dominion | 150 | 150 | 90 |  | Capacity | Generation Interconnection | Solar |  |  | N/A |  | In Progress |  |  |  |  | N/A |  | N/A |  |  | N/A | N/A |  | 3/10/2022 | N/A | N/A |  |  |  | 12/31/2026 |  |  | N | No
AH2-272 | Central VA- Chase City 115kV |  | VA | Mecklenburg | Withdrawn | Dominion | 100 | 100 | 100 |  | Capacity | Generation Interconnection | Storage |  |  | N/A |  | In Progress |  |  |  |  | N/A |  | N/A |  |  | N/A | N/A |  | 3/10/2022 | N/A | N/A |  |  |  | 12/31/2027 |  |  | N | No
AH2-273 | Eagle Road 138 kV |  | OH | Union | Withdrawn | Dayton | 150 | 150 | 90 |  | Capacity | Generation Interconnection | Solar |  |  | N/A |  | Withdrawn |  |  |  |  | N/A |  | N/A |  |  | N/A | N/A |  | 3/11/2022 | N/A | N/A |  | 1/14/2025 |  | 12/31/2026 |  |  | N | No
AH2-274 | Eagle Road 138 kV |  | OH | Union | Withdrawn | Dayton | 100 | 100 | 100 |  | Capacity | Generation Interconnection | Storage |  |  | N/A |  | Withdrawn |  |  |  |  | N/A |  | N/A |  |  | N/A | N/A |  | 3/11/2022 | N/A | N/A |  | 1/14/2025 |  | 12/31/2026 |  |  | N | No
AH2-275 | Carrollton Solar 138 kV |  | OH | Carroll | Withdrawn | ATSI | 100 | 100 | 42 |  | Capacity | Generation Interconnection | Solar |  |  | N/A |  | Withdrawn |  |  |  |  | N/A |  | N/A |  |  | N/A | N/A |  | 3/10/2022 | N/A | N/A |  | 1/21/2025 |  | 3/3/2023 |  |  | N | No
AH2-276 | Second Fork 69 kV |  | KY | Pike | Active | AEP | 40 | 40 | 28 |  | Capacity | Generation Interconnection | Solar; Storage |  |  | N/A |  | In Progress |  |  |  |  | N/A |  | N/A |  |  | N/A | N/A |  | 3/10/2022 | N/A | N/A |  |  |  | 3/10/2024 |  |  | N | No
AH2-277 | Hurley 69 kV |  | VA | Buchanan | Active | AEP | 60 | 60 | 42 |  | Capacity | Generation Interconnection | Solar; Storage |  |  | N/A |  | In Progress |  |  |  |  | N/A |  | N/A |  |  | N/A | N/A |  | 3/10/2022 | N/A | N/A |  |  |  | 3/10/2024 |  |  | N | No
AH2-278 | Cabin Creek 138 kV |  | WV | Kanawha | Active | AEP | 100 | 100 | 100 |  | Capacity | Generation Interconnection | Storage |  |  | N/A |  | In Progress |  |  |  |  | N/A |  | N/A |  |  | N/A | N/A |  | 3/10/2022 | N/A | N/A |  |  |  | 3/10/2024 |  |  | N | No
AH2-279 | Whiteley 138 kV |  | PA | Greene | Active | APS | 150 | 150 | 150 |  | Capacity | Generation Interconnection | Storage |  |  | N/A |  | In Progress |  |  |  |  | N/A |  | N/A |  |  | N/A | N/A |  | 3/10/2022 | N/A | N/A |  |  |  | 3/10/2024 |  |  | N | No
AH2-280 | Noblesville - Fall Creek 345 kV |  | IN | Hamilton | Withdrawn | AEP | 120 | 120 | 72 |  | Capacity | Generation Interconnection | Solar |  |  | N/A |  | Withdrawn |  |  |  |  | N/A |  | N/A |  |  | N/A | N/A |  | 3/11/2022 | N/A | N/A |  | 6/1/2022 |  | 5/31/2025 |  |  | N | No
AH2-281 | Trego 34.5 kV |  | VA | Greensville | Withdrawn | Dominion | 26 | 26 | 15.6 |  | Capacity | Generation Interconnection | Solar |  |  | N/A |  | Withdrawn |  |  |  |  | N/A |  | N/A |  |  | N/A | N/A |  | 3/10/2022 | N/A | N/A |  | 3/26/2025 |  | 12/30/2024 |  |  | N | No
AH2-282 | Burnworth 138 kV |  | IN | Noble | Withdrawn | AEP | 75 | 75 | 75 |  | Capacity | Generation Interconnection | Solar; Storage |  |  | N/A |  | Withdrawn |  |  |  |  | N/A |  | N/A |  |  | N/A | N/A |  | 3/10/2022 | N/A | N/A |  | 11/3/2023 |  | 12/1/2026 |  |  | N | No
AH2-283 |  |  | OH | Morgan | Withdrawn | AEP | 50 | 50 | 50 |  | Capacity | Generation Interconnection | Storage |  |  | N/A |  | Withdrawn |  |  |  |  | N/A |  | N/A |  |  | N/A | N/A |  | 3/10/2022 | N/A | N/A |  | 4/12/2022 |  | 12/1/2026 |  |  | N | No
AH2-284 | Adams 138 kV |  | OH | Adams | Withdrawn | AEP | 49.9 | 49.9 | 49.9 |  | Capacity | Generation Interconnection | Solar; Storage |  |  | N/A |  | Withdrawn |  |  |  |  | N/A |  | N/A |  |  | N/A | N/A |  | 3/10/2022 | N/A | N/A |  | 12/13/2024 |  | 12/1/2026 |  |  | N | No
AH2-285 |  |  | NJ | Middlesex | Withdrawn | JCPL | 1400 | 1400 | 378 |  | Capacity | Generation Interconnection | Wind |  |  | N/A |  | Withdrawn |  |  |  |  | N/A |  | N/A |  |  | N/A | N/A |  | 3/11/2022 | N/A | N/A |  | 4/8/2022 |  | 12/31/2029 |  |  | N | No
AH2-287 |  |  | NJ | Monmouth | Withdrawn | JCPL | 600 | 600 | 162 |  | Capacity | Generation Interconnection | Wind |  |  | N/A |  | Withdrawn |  |  |  |  | N/A |  | N/A |  |  | N/A | N/A |  | 3/10/2022 | N/A | N/A |  | 4/8/2022 |  | 12/31/2029 |  |  | N | No
AH2-288 | Napoleon Muni 138 kV |  | OH | Henry | Active | AMPT | 206 | 0 | 82.4 |  | Capacity | Generation Interconnection | Storage |  |  | N/A |  | In Progress |  |  |  |  | N/A |  | N/A |  |  | N/A | N/A |  | 3/10/2022 | N/A | N/A |  |  |  | 12/1/2024 |  |  | N | No
AH2-289 | East Fayette 138 kV II |  | OH | Fulton | Active | ATSI | 199 | 0 | 79.6 |  | Capacity | Generation Interconnection | Storage |  |  | N/A |  | In Progress |  |  |  |  | N/A |  | N/A |  |  | N/A | N/A |  | 3/10/2022 | N/A | N/A |  |  |  | 12/1/2024 |  |  | N | No
AH2-290 | Sandwich 138 kV |  | IL | DeKalb | Active | ComEd | 86 | 0 | 34.4 |  | Capacity | Generation Interconnection | Storage |  |  | N/A |  | In Progress |  |  |  |  | N/A |  | N/A |  |  | N/A | N/A |  | 3/10/2022 | N/A | N/A |  |  |  | 12/31/2025 |  |  | N | No
AH2-291 | Rawlings-Clover 500kV |  | VA | Brunswick | Active | Dominion | 150 | 150 | 150 |  | Capacity | Generation Interconnection | Storage |  |  | N/A |  | In Progress |  |  |  |  | N/A |  | N/A |  |  | N/A | N/A |  | 3/10/2022 | N/A | N/A |  |  |  | 6/1/2026 |  |  | N | No
AH2-292 | Bear Rock 230 kV |  | PA | Cambria | Active | PENELEC | 76.95 | 76.95 | 13.6 |  | Capacity | Generation Interconnection | Wind |  |  | N/A |  | In Progress |  |  |  |  | N/A |  | N/A |  |  | N/A | N/A |  | 3/10/2022 | N/A | N/A |  |  |  | 12/31/2025 |  |  | N | No
AH2-293 | Gilbert - Morris Park 115 kV |  | NJ | Warren | Withdrawn | JCPL | 50 | 50 | 34 |  | Capacity | Generation Interconnection | Solar; Storage |  |  | N/A |  | Withdrawn |  |  |  |  | N/A |  | N/A |  |  | N/A | N/A |  | 3/11/2022 | N/A | N/A |  | 4/12/2023 |  | 6/30/2025 |  |  | N | No
AH2-294 | Mazon Blue - Lasalle 138 kV |  | IL | Grundy | Withdrawn | ComEd | 150 | 40 | 29.5 |  | Capacity | Generation Interconnection | Solar |  |  | N/A |  | Withdrawn |  |  |  |  | N/A |  | N/A |  |  | N/A | N/A |  | 3/11/2022 | N/A | N/A |  | 12/13/2024 |  | 6/1/2026 |  |  | N | No
AH2-295 | Emerald 25 kV |  | PA | Greene | Active | APS | 40 | 40 | 24 |  | Capacity | Generation Interconnection | Solar |  |  | N/A |  | In Progress |  |  |  |  | N/A |  | N/A |  |  | N/A | N/A |  | 3/10/2022 | N/A | N/A |  |  |  | 9/15/2025 |  |  | N | No
AH2-296 |  |  | IL | Cook | Withdrawn | PSEG |  |  |  |  | Energy | Generation Interconnection | Solar |  |  | N/A |  | Withdrawn |  |  |  |  | N/A |  | N/A |  |  | N/A | N/A |  | 3/10/2022 | N/A | N/A |  | 4/6/2022 |  | 12/1/2023 |  |  | Y | No
AH2-297 |  |  | VA | City of Chesapeake | Withdrawn | PSEG |  |  |  |  | Energy | Generation Interconnection | Solar |  |  | N/A |  | Withdrawn |  |  |  |  | N/A |  | N/A |  |  | N/A | N/A |  | 3/10/2022 | N/A | N/A |  | 4/6/2022 |  | 12/1/2023 |  |  | Y | No
AH2-298 |  |  | VA | City of Chesapeake | Withdrawn | PSEG |  |  |  |  | Energy | Generation Interconnection | Solar |  |  | N/A |  | Withdrawn |  |  |  |  | N/A |  | N/A |  |  | N/A | N/A |  | 3/10/2022 | N/A | N/A |  | 4/6/2022 |  | 12/1/2023 |  |  | Y | No
AH2-299 |  |  | VA | City of Chesapeake | Withdrawn | PSEG |  |  |  |  | Energy | Generation Interconnection | Solar |  |  | N/A |  | Withdrawn |  |  |  |  | N/A |  | N/A |  |  | N/A | N/A |  | 3/10/2022 | N/A | N/A |  | 4/6/2022 |  | 12/1/2023 |  |  | Y | No
AH2-300 |  |  | VA | City of Chesapeake | Withdrawn | PSEG |  |  |  |  | Energy | Generation Interconnection | Solar |  |  | N/A |  | Withdrawn |  |  |  |  | N/A |  | N/A |  |  | N/A | N/A |  | 3/10/2022 | N/A | N/A |  | 4/6/2022 |  | 12/1/2023 |  |  | Y | No
AH2-301 |  |  | VA | City of Chesapeake | Withdrawn | PSEG |  |  |  |  | Energy | Generation Interconnection | Solar |  |  | N/A |  | Withdrawn |  |  |  |  | N/A |  | N/A |  |  | N/A | N/A |  | 3/10/2022 | N/A | N/A |  | 4/6/2022 |  | 12/1/2023 |  |  | Y | No
AH2-302 |  |  | VA | City of Chesapeake | Withdrawn | PSEG |  |  |  |  | Energy | Generation Interconnection | Solar |  |  | N/A |  | Withdrawn |  |  |  |  | N/A |  | N/A |  |  | N/A | N/A |  | 3/10/2022 | N/A | N/A |  | 4/6/2022 |  | 12/1/2023 |  |  | Y | No
AH2-303 |  |  | VA | City of Chesapeake | Withdrawn | PSEG |  |  |  |  | Energy | Generation Interconnection | Solar |  |  | N/A |  | Withdrawn |  |  |  |  | N/A |  | N/A |  |  | N/A | N/A |  | 3/10/2022 | N/A | N/A |  | 4/6/2022 |  | 12/1/2023 |  |  | Y | No
AH2-304 |  |  | VA | City of Chesapeake | Withdrawn | PSEG |  |  |  |  | Energy | Generation Interconnection | Solar |  |  | N/A |  | Withdrawn |  |  |  |  | N/A |  | N/A |  |  | N/A | N/A |  | 3/10/2022 | N/A | N/A |  | 4/6/2022 |  | 12/1/2023 |  |  | Y | No
AH2-305 |  |  | VA | City of Chesapeake | Withdrawn | PSEG |  |  |  |  | Energy | Generation Interconnection | Solar |  |  | N/A |  | Withdrawn |  |  |  |  | N/A |  | N/A |  |  | N/A | N/A |  | 3/10/2022 | N/A | N/A |  | 4/6/2022 |  | 12/1/2023 |  |  | Y | No
AH2-306 |  |  | VA | City of Chesapeake | Withdrawn | PSEG |  |  |  |  | Energy | Generation Interconnection | Solar |  |  | N/A |  | Withdrawn |  |  |  |  | N/A |  | N/A |  |  | N/A | N/A |  | 3/10/2022 | N/A | N/A |  | 4/6/2022 |  | 12/1/2023 |  |  | Y | No
AH2-307 |  |  | VA | City of Chesapeake | Withdrawn | PSEG |  |  |  |  | Energy | Generation Interconnection | Solar |  |  | N/A |  | Withdrawn |  |  |  |  | N/A |  | N/A |  |  | N/A | N/A |  | 3/10/2022 | N/A | N/A |  | 4/6/2022 |  | 12/1/2023 |  |  | Y | No
AH2-308 |  |  | VA | City of Chesapeake | Withdrawn | PSEG |  |  |  |  | Energy | Generation Interconnection | Solar |  |  | N/A |  | Withdrawn |  |  |  |  | N/A |  | N/A |  |  | N/A | N/A |  | 3/10/2022 | N/A | N/A |  | 4/6/2022 |  | 12/1/2023 |  |  | Y | No
AH2-309 |  |  | VA | City of Chesapeake | Withdrawn | PSEG |  |  |  |  | Energy | Generation Interconnection | Solar |  |  | N/A |  | Withdrawn |  |  |  |  | N/A |  | N/A |  |  | N/A | N/A |  | 3/10/2022 | N/A | N/A |  | 4/6/2022 |  | 12/1/2023 |  |  | Y | No
AH2-310 |  |  | VA | City of Chesapeake | Withdrawn | PSEG |  |  |  |  | Energy | Generation Interconnection | Solar |  |  | N/A |  | Withdrawn |  |  |  |  | N/A |  | N/A |  |  | N/A | N/A |  | 3/10/2022 | N/A | N/A |  | 4/6/2022 |  | 12/1/2023 |  |  | Y | No
AH2-311 |  |  | IL | Cook | Withdrawn | PSEG |  |  |  |  | Energy | Generation Interconnection | Solar |  |  | N/A |  | Withdrawn |  |  |  |  | N/A |  | N/A |  |  | N/A | N/A |  | 3/10/2022 | N/A | N/A |  | 4/6/2022 |  | 12/1/2023 |  |  | Y | No
AH2-312 |  |  | IL | Cook | Withdrawn | PSEG |  |  |  |  | Energy | Generation Interconnection | Solar |  |  | N/A |  | Withdrawn |  |  |  |  | N/A |  | N/A |  |  | N/A | N/A |  | 3/10/2022 | N/A | N/A |  | 4/6/2022 |  | 12/1/2023 |  |  | Y | No
AH2-313 |  |  | IL | Cook | Withdrawn | PSEG |  |  |  |  | Energy | Generation Interconnection | Solar |  |  | N/A |  | Withdrawn |  |  |  |  | N/A |  | N/A |  |  | N/A | N/A |  | 3/10/2022 | N/A | N/A |  | 4/6/2022 |  | 12/1/2023 |  |  | Y | No
AH2-314 |  |  | IL | Cook | Withdrawn | PSEG |  |  |  |  | Energy | Generation Interconnection | Solar |  |  | N/A |  | Withdrawn |  |  |  |  | N/A |  | N/A |  |  | N/A | N/A |  | 3/10/2022 | N/A | N/A |  | 4/6/2022 |  | 12/1/2023 |  |  | Y | No
AH2-315 |  |  | IL | Cook | Withdrawn | PSEG |  |  |  |  | Energy | Generation Interconnection | Solar |  |  | N/A |  | Withdrawn |  |  |  |  | N/A |  | N/A |  |  | N/A | N/A |  | 3/10/2022 | N/A | N/A |  | 4/6/2022 |  | 12/1/2023 |  |  | Y | No
AH2-316 | Somerset 23 kV |  | PA | Somerset | Withdrawn | PENELEC | 5 | 5 | 3 |  | Capacity | Generation Interconnection | Solar |  |  | N/A |  | Withdrawn |  |  |  |  | N/A |  | N/A |  |  | N/A | N/A |  | 3/10/2022 | N/A | N/A |  | 8/7/2024 |  | 3/29/2024 |  |  | N | No
AH2-317 | Fredericksburg - North Lebanon 13.2 kV |  | PA | Lebanon | Withdrawn | ME | 10 | 10 | 6 |  | Capacity | Generation Interconnection | Solar |  |  | N/A |  | Withdrawn |  |  |  |  | N/A |  | N/A |  |  | N/A | N/A |  | 3/10/2022 | N/A | N/A |  | 8/7/2024 |  | 3/29/2024 |  |  | N | No
AH2-318 | Corry East 34.5 kV |  | PA | Warren | Active | PENELEC | 10 | 10 | 6 |  | Capacity | Generation Interconnection | Solar |  |  | N/A |  | In Progress |  |  |  |  | N/A |  | N/A |  |  | N/A | N/A |  | 3/10/2022 | N/A | N/A |  |  |  | 3/29/2024 |  |  | N | No
AH2-319 | Milan 34.5 kV |  | PA | Bradford | Withdrawn | PENELEC | 7.5 | 7.5 | 4.5 |  | Capacity | Generation Interconnection | Solar |  |  | N/A |  | Withdrawn |  |  |  |  | N/A |  | N/A |  |  | N/A | N/A |  | 3/10/2022 | N/A | N/A |  | 8/7/2024 |  | 3/29/2024 |  |  | N | No
AH2-320 | Revloc 34.5 kV |  | PA | Cambria | Active | PENELEC | 10 | 10 | 6 |  | Capacity | Generation Interconnection | Solar |  |  | N/A |  | In Progress |  |  |  |  | N/A |  | N/A |  |  | N/A | N/A |  | 3/10/2022 | N/A | N/A |  |  |  | 3/29/2024 |  |  | N | No
AH2-321 | Cooper 34.5 kV |  | PA | York | Withdrawn | ME | 5 | 5 | 3 |  | Capacity | Generation Interconnection | Solar |  |  | N/A |  | Withdrawn |  |  |  |  | N/A |  | N/A |  |  | N/A | N/A |  | 3/10/2022 | N/A | N/A |  | 8/7/2024 |  | 3/29/2024 |  |  | N | No
AH2-322 | East Danville-Smith Mountain 138 kV |  | VA | Pittsylvania | Active | AEP | 290 | 290 | 174 |  | Capacity | Generation Interconnection | Solar |  |  | N/A |  | In Progress |  |  |  |  | N/A |  | N/A |  |  | N/A | N/A |  | 3/11/2022 | N/A | N/A |  |  |  | 6/1/2025 |  |  | N | No
AH2-330 | Fentress- Landstown 230kV |  | VA | City of Chesapeake | Active | Dominion | 400 | 100 | 100 |  | Capacity | Generation Interconnection | Storage |  |  | N/A |  | In Progress |  |  |  |  | N/A |  | N/A |  |  | N/A | N/A |  | 3/11/2022 | N/A | N/A |  |  |  | 3/1/2027 |  |  | N | No
AH2-331 | North Delphos - Logtown 138 kV |  | OH | Van Wert | Active | AEP | 100 | 100 | 100 |  | Capacity | Generation Interconnection | Solar; Storage |  |  | N/A |  | In Progress |  |  |  |  | N/A |  | N/A |  |  | N/A | N/A |  | 3/10/2022 | N/A | N/A |  |  |  | 3/31/2027 |  |  | N | No
AH2-332 | Talbert 230kV |  | MD | Prince George's | Active | PEPCO | 115 | 115 | 115 |  | Capacity | Generation Interconnection | Storage |  |  | N/A |  | In Progress |  |  |  |  | N/A |  | N/A |  |  | N/A | N/A |  | 3/10/2022 | N/A | N/A |  |  |  | 12/31/2025 |  |  | N | No
AH2-333 | Orchard 230kV |  | NJ | Salem | Active | AEC | 415 | 415 | 415 |  | Capacity | Generation Interconnection | Storage |  |  | N/A |  | In Progress |  |  |  |  | N/A |  | N/A |  |  | N/A | N/A |  | 3/11/2022 | N/A | N/A |  |  |  | 12/31/2025 |  |  | N | No
AH2-334 | New Freedom 230 kV |  | NJ | Camden | Active | PSEG | 300 | 300 | 300 |  | Capacity | Generation Interconnection | Storage |  |  | N/A |  | In Progress |  |  |  |  | N/A |  | N/A |  |  | N/A | N/A |  | 3/10/2022 | N/A | N/A |  |  |  | 12/31/2025 |  |  | N | No
AH2-335 | Roundtop 115 kV |  | PA | York | Active | ME | 130 | 130 | 130 |  | Capacity | Generation Interconnection | Storage |  |  | N/A |  | In Progress |  |  |  |  | N/A |  | N/A |  |  | N/A | N/A |  | 3/10/2022 | N/A | N/A |  |  |  | 12/31/2025 |  |  | N | No
AH2-336 | Kenney - Mt Olive 69 kV |  | MD | Worcester | Withdrawn | DPL | 70 | 70 | 70 |  | Capacity | Generation Interconnection | Solar; Storage |  |  | N/A |  | Withdrawn |  |  |  |  | N/A |  | N/A |  |  | N/A | N/A |  | 3/10/2022 | N/A | N/A |  | 4/15/2022 |  | 2/27/2026 |  |  | N | No
AH2-337 | Talbot 69 kV |  | MD | Worcester | Active | DPL | 100 | 100 | 80 |  | Capacity | Generation Interconnection | Solar; Storage |  |  | N/A |  | In Progress |  |  |  |  | N/A |  | N/A |  |  | N/A | N/A |  | 3/10/2022 | N/A | N/A |  |  |  | 2/27/2026 |  |  | N | No
AH2-338 | Wempletown 138 kV |  | IL | Winnebago | Active | ComEd | 160 | 160 | 96 |  | Capacity | Generation Interconnection | Solar |  |  | N/A |  | In Progress |  |  |  |  | N/A |  | N/A |  |  | N/A | N/A |  | 3/10/2022 | N/A | N/A |  |  |  | 7/30/2027 |  |  | N | No
AH2-339 | Wempletown 138 kV |  | IL | Winnebago | Active | ComEd | 160 | 0 | 64 |  | Capacity | Generation Interconnection | Storage |  |  | N/A |  | In Progress |  |  |  |  | N/A |  | N/A |  |  | N/A | N/A |  | 3/10/2022 | N/A | N/A |  |  |  | 7/30/2027 |  |  | N | No
AH2-340 | Toulon 138kV |  | IL | Stark | Active | ComEd | 350 | 350 | 210 |  | Capacity | Generation Interconnection | Solar |  |  | N/A |  | In Progress |  |  |  |  | N/A |  | N/A |  |  | N/A | N/A |  | 3/10/2022 | N/A | N/A |  |  |  | 7/30/2027 |  |  | N | No
AH2-341 | Toulon 138 kV |  | IL | Stark | Active | ComEd | 350 | 0 | 140 |  | Capacity | Generation Interconnection | Storage |  |  | N/A |  | In Progress |  |  |  |  | N/A |  | N/A |  |  | N/A | N/A |  | 3/10/2022 | N/A | N/A |  |  |  | 7/30/2027 |  |  | N | No
AH2-342 | Edwards - Kewanee East 138kV |  | IL | Stark | Active | ComEd | 280 | 280 | 168 |  | Capacity | Generation Interconnection | Solar |  |  | N/A |  | In Progress |  |  |  |  | N/A |  | N/A |  |  | N/A | N/A |  | 3/10/2022 | N/A | N/A |  |  |  | 7/30/2027 |  |  | N | No
AH2-343 | Edwards - Kewanee East 138kV |  | IL | Stark | Active | ComEd | 280 | 0 | 112 |  | Capacity | Generation Interconnection | Storage |  |  | N/A |  | In Progress |  |  |  |  | N/A |  | N/A |  |  | N/A | N/A |  | 3/10/2022 | N/A | N/A |  |  |  | 7/30/2027 |  |  | N | No
AH2-344 | La Rue 138 kV |  | OH | Marion | Active | AEP | 94.5 | 45 | 30.2 |  | Capacity | Generation Interconnection | Solar; Storage |  |  | N/A |  | In Progress |  |  |  |  | N/A |  | N/A |  |  | N/A | N/A |  | 3/10/2022 | N/A | N/A |  |  |  | 3/7/2025 |  |  | N | No
AH2-345 | Wellington 138 kV |  | OH | Lorain | Active | ATSI | 120 | 120 | 80.6 |  | Capacity | Generation Interconnection | Solar |  |  | N/A |  | In Progress |  |  |  |  | N/A |  | N/A |  |  | N/A | N/A |  | 3/10/2022 | N/A | N/A |  |  |  | 3/7/2025 |  |  | N | No
AH2-346 | East Arlington 69 kV |  | OH | Hancock | Active | AEP | 47.5 | 47.5 | 31.9 |  | Capacity | Generation Interconnection | Solar; Storage |  |  | N/A |  | In Progress |  |  |  |  | N/A |  | N/A |  |  | N/A | N/A |  | 3/10/2022 | N/A | N/A |  |  |  | 3/7/2025 |  |  | N | No
AH2-347 | Northern St. Joseph 138 kV |  | IN | St. Joseph | Active | AEP | 200 | 200 | 164 |  | Capacity | Generation Interconnection | Storage |  |  | N/A |  | In Progress |  |  |  |  | N/A |  | N/A |  |  | N/A | N/A |  | 3/10/2022 | N/A | N/A |  |  |  | 3/7/2025 |  |  | N | No
AH2-348 | Jefferson - Rockport 765 kV |  | IN | Washington | Active | AEP | 700 | 700 | 420 |  | Capacity | Generation Interconnection | Solar |  |  | N/A |  | In Progress |  |  |  |  | N/A |  | N/A |  |  | N/A | N/A |  | 3/10/2022 | N/A | N/A |  |  |  | 12/31/2025 |  |  | N | No
AH2-349 | Sedge Hill- Person 230kV |  | VA | Halifax | Active | Dominion | 142 | 142 | 85.2 |  | Capacity | Generation Interconnection | Solar |  |  | N/A |  | In Progress |  |  |  |  | N/A |  | N/A |  |  | N/A | N/A |  | 3/10/2022 | N/A | N/A |  |  |  | 12/31/2025 |  |  | N | No
AH2-350 | Cartersville 230kV |  | VA | Cumberland | Active | Dominion | 150 | 150 | 90 |  | Capacity | Generation Interconnection | Solar |  |  | N/A |  | In Progress |  |  |  |  | N/A |  | N/A |  |  | N/A | N/A |  | 3/10/2022 | N/A | N/A |  |  |  | 12/31/2025 |  |  | N | No
AH2-351 | Jefferson - Hanging Rock 765 kV |  | KY | N/A | Active | AEP | 1000 | 1000 | 600 |  | Capacity | Generation Interconnection | Solar |  |  | N/A |  | In Progress |  |  |  |  | N/A |  | N/A |  |  | N/A | N/A |  | 3/10/2022 | N/A | N/A |  |  |  | 12/31/2027 |  |  | N | No
AH2-352 | Fall Creek 345 kV |  | IN | N/A | Active | AEP | 400 | 400 | 240 |  | Capacity | Generation Interconnection | Solar |  |  | N/A |  | In Progress |  |  |  |  | N/A |  | N/A |  |  | N/A | N/A |  | 3/10/2022 | N/A | N/A |  |  |  | 12/31/2026 |  |  | N | No
AH2-353 | Jefferson - Hanging Rock 765 kV |  | KY | N/A | Active | AEP | 1000 | 1000 | 600 |  | Capacity | Generation Interconnection | Solar |  |  | N/A |  | In Progress |  |  |  |  | N/A |  | N/A |  |  | N/A | N/A |  | 3/10/2022 | N/A | N/A |  |  |  | 12/31/2028 |  |  | N | No
AH2-354 | Bishopville - Worcester 138 kV |  | MD | Worcester | Withdrawn | DPL | 30 | 30 | 18.6 |  | Capacity | Generation Interconnection | Solar |  |  | N/A |  | Withdrawn |  |  |  |  | N/A |  | N/A |  |  | N/A | N/A |  | 3/10/2022 | N/A | N/A |  | 7/29/2022 |  | 9/2/2024 |  |  | N | No
AH2-355 | Emlenton - Clark Summit 34.5 kV |  | PA | Venango | Withdrawn | PENELEC | 7.5 | 7.5 | 5 |  | Capacity | Generation Interconnection | Solar |  |  | N/A |  | Withdrawn |  |  |  |  | N/A |  | N/A |  |  | N/A | N/A |  | 3/10/2022 | N/A | N/A |  | 9/7/2023 |  | 12/31/2024 |  |  | N | No
AH2-356 | Brookeville 34.5 kV |  | PA | Jefferson | Withdrawn | PENELEC | 10 | 10 | 6.4 |  | Capacity | Generation Interconnection | Solar |  |  | N/A |  | Withdrawn |  |  |  |  | N/A |  | N/A |  |  | N/A | N/A |  | 3/10/2022 | N/A | N/A |  | 9/7/2023 |  | 12/31/2024 |  |  | N | No
AH2-357 | Crown - Piney 34.5 kV |  | PA | Clarion | Withdrawn | PENELEC | 10 | 10 | 6.5 |  | Capacity | Generation Interconnection | Solar |  |  | N/A |  | Withdrawn |  |  |  |  | N/A |  | N/A |  |  | N/A | N/A |  | 3/10/2022 | N/A | N/A |  | 9/7/2023 |  | 12/31/2024 |  |  | N | No
AH2-359 | Rockwood 23kV |  | PA | Somerset | Withdrawn | PENELEC | 5 | 5 | 3.2 |  | Capacity | Generation Interconnection | Solar |  |  | N/A |  | Withdrawn |  |  |  |  | N/A |  | N/A |  |  | N/A | N/A |  | 3/10/2022 | N/A | N/A |  | 9/7/2023 |  | 12/31/2024 |  |  | N | No
AH2-360 | Scalp Level 23 kV |  | PA | Somerset | Withdrawn | PENELEC | 10 | 10 | 6.5 |  | Capacity | Generation Interconnection | Solar |  |  | N/A |  | Withdrawn |  |  |  |  | N/A |  | N/A |  |  | N/A | N/A |  | 3/10/2022 | N/A | N/A |  | 9/7/2023 |  | 12/31/2024 |  |  | N | No
AH2-361 | Scottdale - Iron Bridge 13.2 kV |  | PA | Westmoreland | Withdrawn | APS | 5 | 5 | 3.2 |  | Capacity | Generation Interconnection | Solar |  |  | N/A |  | Withdrawn |  |  |  |  | N/A |  | N/A |  |  | N/A | N/A |  | 3/10/2022 | N/A | N/A |  | 9/7/2023 |  | 12/31/2024 |  |  | N | No
AH2-362 | Guilford - Upton 13 kV |  | PA | Franklin | Withdrawn | APS | 5 | 5 | 3.2 |  | Capacity | Generation Interconnection | Solar |  |  | N/A |  | Withdrawn |  |  |  |  | N/A |  | N/A |  |  | N/A | N/A |  | 3/10/2022 | N/A | N/A |  | 9/7/2023 |  | 12/31/2024 |  |  | N | No
AH2-363 | Davis Creek - Bloom 345 kV |  | IL | Kankakee | Active | ComEd | 200 | 200 | 200 |  | Capacity | Generation Interconnection | Solar; Storage |  |  | N/A |  | In Progress |  |  |  |  | N/A |  | N/A |  |  | N/A | N/A |  | 3/10/2022 | N/A | N/A |  |  |  | 3/31/2027 |  |  | N | No
AH2-364 |  |  | PA | York | Withdrawn | ME | 75 | 0 | 13.5 |  | Capacity | Generation Interconnection | Solar |  |  | N/A |  | Withdrawn |  |  |  |  | N/A |  | N/A |  |  | N/A | N/A |  | 3/10/2022 | N/A | N/A |  | 4/15/2022 |  | 11/1/2024 |  |  | N | No
AH2-365 | Easton - Steele 138 kV IV |  | MD | Talbot | Active | DPL | 79 | 0 | 10.787 |  | Capacity | Generation Interconnection | Solar |  |  | N/A |  | In Progress |  |  |  |  | N/A |  | N/A |  |  | N/A | N/A |  | 3/10/2022 | N/A | N/A |  |  |  | 6/1/2024 |  |  | N | No
AH2-366 | Carville 138 kV V |  | MD | Queen Anne's | Withdrawn | DPL | 89 | 0 | 18.12 |  | Capacity | Generation Interconnection | Solar |  |  | N/A |  | Withdrawn |  |  |  |  | N/A |  | N/A |  |  | N/A | N/A |  | 3/10/2022 | N/A | N/A |  | 4/8/2022 |  | 6/3/2024 |  |  | N | No
AH2-367 |  |  | PA | Lebanon | Withdrawn | ME | 70 | 0 | 12.6 |  | Capacity | Generation Interconnection | Solar |  |  | N/A |  | Withdrawn |  |  |  |  | N/A |  | N/A |  |  | N/A | N/A |  | 3/10/2022 | N/A | N/A |  | 4/13/2022 |  | 6/1/2024 |  |  | N | No
AH2-369 | Nuttall 138 kV |  | WV | Fayette | Active | AEP | 200 | 0 | 16 |  | Capacity | Generation Interconnection | Solar |  |  | N/A |  | In Progress |  |  |  |  | N/A |  | N/A |  |  | N/A | N/A |  | 3/11/2022 | N/A | N/A |  |  |  | 12/1/2025 |  |  | N | No
AH2-370 | Church - Oil City 138 kV III |  | MD | Caroline | Active | DPL | 112 | 0 | 17.816 |  | Capacity | Generation Interconnection | Solar |  |  | N/A |  | In Progress |  |  |  |  | N/A |  | N/A |  |  | N/A | N/A |  | 3/10/2022 | N/A | N/A |  |  |  | 11/15/2023 |  |  | N | No
AH2-371 | Jay 138 kV |  | IN | Jay | Active | AEP | 150 | 50 | 50 |  | Capacity | Generation Interconnection | Storage |  |  | N/A |  | In Progress |  |  |  |  | N/A |  | N/A |  |  | N/A | N/A |  | 3/10/2022 | N/A | N/A |  |  |  | 10/1/2026 |  |  | N | No
AH2-372 | Corbin – Cresent Ridge 138kV |  | IL | Stephenson | Active | ComEd | 302 | 52 | 52 |  | Capacity | Generation Interconnection | Storage |  |  | N/A |  | In Progress |  |  |  |  | N/A |  | N/A |  |  | N/A | N/A |  | 3/10/2022 | N/A | N/A |  |  |  | 10/1/2028 |  |  | N | No
AH2-373 | Blossom Trail 138 kV |  | MI | Berrien | Active | AEP | 180 | 180 | 132 |  | Capacity | Generation Interconnection | Solar; Storage |  |  | N/A |  | In Progress |  |  |  |  | N/A |  | N/A |  |  | N/A | N/A |  | 3/10/2022 | N/A | N/A |  |  |  | 10/1/2028 |  |  | N | No
AH2-374 | Milliron - Brookside 138 kV II |  | OH | Richland | Active | ATSI | 252.31 | 84 | 84 |  | Capacity | Generation Interconnection | Storage |  |  | N/A |  | In Progress |  |  |  |  | N/A |  | N/A |  |  | N/A | N/A |  | 3/10/2022 | N/A | N/A |  |  |  | 10/1/2027 |  |  | N | No
AH2-375 | Lena- Landcaster 138kV |  | IL | Stephenson | Active | ComEd | 318 | 106 | 106 |  | Capacity | Generation Interconnection | Storage |  |  | N/A |  | In Progress |  |  |  |  | N/A |  | N/A |  |  | N/A | N/A |  | 3/10/2022 | N/A | N/A |  |  |  | 12/31/2027 |  |  | N | No
AH2-376 | Garden Plain 138 kV |  | IL | Whiteside | Active | ComEd | 365.1 | 153 | 153 |  | Capacity | Generation Interconnection | Storage |  |  | N/A |  | In Progress |  |  |  |  | N/A |  | N/A |  |  | N/A | N/A |  | 3/10/2022 | N/A | N/A |  |  |  | 10/31/2027 |  |  | N | No
AH2-377 | Pontiac Midpoint – Dresden 345 kV |  | IL | Grundy | Active | ComEd | 450 | 150 | 150 |  | Capacity | Generation Interconnection | Storage |  |  | N/A |  | In Progress |  |  |  |  | N/A |  | N/A |  |  | N/A | N/A |  | 3/10/2022 | N/A | N/A |  |  |  | 10/31/2024 |  |  | N | No
AH2-378 | Appomattox ESC |  | VA | Prince George | Active | Dominion | 100 | 100 | 100 |  | Capacity | Generation Interconnection | Storage |  |  | N/A |  | In Progress |  |  |  |  | N/A |  | N/A |  |  | N/A | N/A |  | 3/10/2022 | N/A | N/A |  |  |  | 12/31/2025 |  |  | N | No
AH2-378A | Monroe 138kV |  | NJ | Gloucester | Active | AEC | 200 | 200 | 200 |  | Capacity | Generation Interconnection | Storage |  |  | N/A |  | In Progress |  |  |  |  | N/A |  | N/A |  |  | N/A | N/A |  | 3/10/2022 | N/A | N/A |  |  |  | 12/31/2025 |  |  | N | No
AH2-379 | Sign Post - Stockton 69 kV |  | MD | Worcester | Active | DPL | 28.3 | 28.3 | 16.98 |  | Capacity | Generation Interconnection | Solar |  |  | N/A |  | In Progress |  |  |  |  | N/A |  | N/A |  |  | N/A | N/A |  | 3/10/2022 | N/A | N/A |  |  |  | 3/1/2026 |  |  | N | No
AH2-380 | Matteson - East Frankfort 138 kV |  | IL | Cook | Withdrawn | ComEd | 44 | 44 | 26.4 |  | Capacity | Generation Interconnection | Solar; Storage |  |  | N/A |  | Withdrawn |  |  |  |  | N/A |  | N/A |  |  | N/A | N/A |  | 3/10/2022 | N/A | N/A |  | 3/3/2025 |  | 3/1/2026 |  |  | N | No
AH2-381 | North Lebanon - Annville 69 kV |  | PA | Lebanon | Withdrawn | ME | 15.3 | 15.3 | 9.18 |  | Capacity | Generation Interconnection | Solar |  |  | N/A |  | Withdrawn |  |  |  |  | N/A |  | N/A |  |  | N/A | N/A |  | 3/11/2022 | N/A | N/A |  | 3/29/2023 |  | 3/1/2026 |  |  | N | No
AH2-382 | Wythe – Mount Airy 138 kV |  | VA | Wythe | Active | AEP | 75 | 75 | 75 |  | Capacity | Generation Interconnection | Solar; Storage |  |  | N/A |  | In Progress |  |  |  |  | N/A |  | N/A |  |  | N/A | N/A |  | 3/11/2022 | N/A | N/A |  |  |  | 6/1/2027 |  |  | N | No
AH2-383 | Goddard - Flemingsburg 138 kV |  | KY | Fleming | Active | EKPC | 70 | 70 | 56 |  | Capacity | Generation Interconnection | Solar; Storage |  |  | N/A |  | In Progress |  |  |  |  | N/A |  | N/A |  |  | N/A | N/A |  | 3/11/2022 | N/A | N/A |  |  |  | 6/10/2027 |  |  | N | No
AH2-384 | Everetts 34.5kV |  | NC | Martin | Active | Dominion | 25 | 10 | 7 |  | Capacity | Generation Interconnection | Solar; Storage |  |  | N/A |  | In Progress |  |  |  |  | N/A |  | N/A |  |  | N/A | N/A |  | 3/10/2022 | N/A | N/A |  |  |  | 12/15/2026 |  |  | N | No
AH2-385 | Chinquapin-Everetts 230kV |  | NC | Pitt | Active | Dominion | 80 | 0 | 0 |  | Energy | Generation Interconnection | Storage |  |  | N/A |  | In Progress |  |  |  |  | N/A |  | N/A |  |  | N/A | N/A |  | 3/10/2022 | N/A | N/A |  |  |  | 12/15/2026 |  |  | N | No
AH2-386 | North Franklin 138 kV |  | WV | Pendleton | Active | APS | 191.5 | 191.5 | 28.15 |  | Capacity | Generation Interconnection | Wind |  |  | N/A |  | In Progress |  |  |  |  | N/A |  | N/A |  |  | N/A | N/A |  | 3/10/2022 | N/A | N/A |  |  |  | 7/30/2027 |  |  | N | No
AH2-387 | Long Carolyn PV 34.5 kV |  | PA | Indiana | Withdrawn | PENELEC | 9.99 | 9.99 | 5.99 |  | Capacity | Generation Interconnection | Solar |  |  | N/A |  | Withdrawn |  |  |  |  | N/A |  | N/A |  |  | N/A | N/A |  | 3/10/2022 | N/A | N/A |  | 5/8/2025 |  | 12/29/2023 |  |  | N | No
AH2-388 | Long Carolyn 34.5 kV |  | PA | Indiana | Withdrawn | PENELEC | 9.99 | 0 | 3.85 |  | Capacity | Generation Interconnection | Storage |  |  | N/A |  | Withdrawn |  |  |  |  | N/A |  | N/A |  |  | N/A | N/A |  | 3/10/2022 | N/A | N/A |  | 5/8/2025 |  | 12/29/2023 |  |  | N | No
AH2-389 | Devlin 69 kV |  | PA | Lawrence | Active | ATSI | 6 | 6 | 3.6 |  | Capacity | Generation Interconnection | Solar |  |  | N/A |  | In Progress |  |  |  |  | N/A |  | N/A |  |  | N/A | N/A |  | 3/10/2022 | N/A | N/A |  |  |  | 12/29/2023 |  |  | N | No
AH2-390 | Devlin Storage 69 kV |  | PA | Lawrence | Active | ATSI | 6 | 0 | 2.31 |  | Capacity | Generation Interconnection | Storage |  |  | N/A |  | In Progress |  |  |  |  | N/A |  | N/A |  |  | N/A | N/A |  | 3/10/2022 | N/A | N/A |  |  |  | 12/29/2023 |  |  | N | No
AH2-391 | Pomerico 69 kV |  | PA | Lawrence | Withdrawn | ATSI | 7 | 7 | 4.2 |  | Capacity | Generation Interconnection | Solar |  |  | N/A |  | Withdrawn |  |  |  |  | N/A |  | N/A |  |  | N/A | N/A |  | 3/10/2022 | N/A | N/A |  | 5/8/2025 |  | 12/29/2023 |  |  | N | No
AH2-392 | Pomerico 69 kV II |  | PA | Lawrence | Withdrawn | ATSI | 7 | 0 | 2.8 |  | Capacity | Generation Interconnection | Storage |  |  | N/A |  | Withdrawn |  |  |  |  | N/A |  | N/A |  |  | N/A | N/A |  | 3/10/2022 | N/A | N/A |  | 5/8/2025 |  | 12/29/2023 |  |  | N | No
AH2-393 | Nowacoski 34.5 kV |  | PA | Bradford | Withdrawn | PENELEC | 8 | 8 | 4.8 |  | Capacity | Generation Interconnection | Solar |  |  | N/A |  | Withdrawn |  |  |  |  | N/A |  | N/A |  |  | N/A | N/A |  | 3/10/2022 | N/A | N/A |  | 5/8/2025 |  | 12/29/2023 |  |  | N | No
AH2-394 | Walters Karl 69 kV |  | PA | Lawrence | Active | ATSI | 6.3 | 6.3 | 3.78 |  | Capacity | Generation Interconnection | Solar |  |  | N/A |  | In Progress |  |  |  |  | N/A |  | N/A |  |  | N/A | N/A |  | 3/10/2022 | N/A | N/A |  |  |  | 12/29/2023 |  |  | N | No
AH2-395 | Walters Karl 69 kV II |  | PA | Lawrence | Active | ATSI | 6.3 | 0 | 2.31 |  | Capacity | Generation Interconnection | Storage |  |  | N/A |  | In Progress |  |  |  |  | N/A |  | N/A |  |  | N/A | N/A |  | 3/10/2022 | N/A | N/A |  |  |  | 12/29/2023 |  |  | N | No
AH2-396 | Nowacoski 34.5 kV II |  | PA | Bradford | Withdrawn | PENELEC | 8 | 0 | 3.08 |  | Capacity | Generation Interconnection | Storage |  |  | N/A |  | Withdrawn |  |  |  |  | N/A |  | N/A |  |  | N/A | N/A |  | 3/10/2022 | N/A | N/A |  | 5/8/2025 |  | 12/29/2023 |  |  | N | No
AH2-397 | Somerset 115 kV |  | PA | Somerset | Active | PENELEC | 200 | 200 | 120 |  | Capacity | Generation Interconnection | Solar |  |  | N/A |  | In Progress |  |  |  |  | N/A |  | N/A |  |  | N/A | N/A |  | 3/10/2022 | N/A | N/A |  |  |  | 10/1/2026 |  |  | N | No
AH2-398 | Four Rivers- St. Johns 230kV |  | VA | Caroline | Active | Dominion | 80 | 80 | 48 |  | Capacity | Generation Interconnection | Solar |  |  | N/A |  | In Progress |  |  |  |  | N/A |  | N/A |  |  | N/A | N/A |  | 3/10/2022 | N/A | N/A |  |  |  | 10/1/2026 |  |  | N | No
AH2-399 | TBD 34.5kV |  | VA | Rockingham | Active | Dominion | 20 | 20 | 12 |  | Capacity | Generation Interconnection | Solar |  |  | N/A |  | In Progress |  |  |  |  | N/A |  | N/A |  |  | N/A | N/A |  | 3/10/2022 | N/A | N/A |  |  |  | 10/1/2026 |  |  | N | No
AH2-400 | TBD 34.5kV |  | VA | Rockingham | Active | Dominion | 20 | 20 | 12 |  | Capacity | Generation Interconnection | Solar |  |  | N/A |  | In Progress |  |  |  |  | N/A |  | N/A |  |  | N/A | N/A |  | 3/10/2022 | N/A | N/A |  |  |  | 10/1/2026 |  |  | N | No
AH2-401 | Dubois 34.5 kV |  | PA | Clearfield | Active | PENELEC | 20 | 20 | 12 |  | Capacity | Generation Interconnection | Solar |  |  | N/A |  | In Progress |  |  |  |  | N/A |  | N/A |  |  | N/A | N/A |  | 3/10/2022 | N/A | N/A |  |  |  | 7/12/2024 |  |  | N | No
AH2-402 | Philipsburg 34.5 kV |  | PA | Clearfield | Active | PENELEC | 20 | 20 | 12 |  | Capacity | Generation Interconnection | Solar |  |  | N/A |  | In Progress |  |  |  |  | N/A |  | N/A |  |  | N/A | N/A |  | 3/10/2022 | N/A | N/A |  |  |  | 9/13/2024 |  |  | N | No
AH2-403 | Krayn 115 kV |  | PA | Cambria | Active | PENELEC | 148.2836 | 83.2836 | 14.6579 |  | Capacity | Generation Interconnection | Wind |  |  | N/A |  | In Progress |  |  |  |  | N/A |  | N/A |  |  | N/A | N/A |  | 3/10/2022 | N/A | N/A |  |  |  | 12/31/2028 |  |  | N | No
AH2-404 | East Danville - Banister 138kV |  | VA | Pittsylvania | Active | AEP | 35 | 35 | 35 |  | Capacity | Generation Interconnection | Solar; Storage |  |  | N/A |  | In Progress |  |  |  |  | N/A |  | N/A |  |  | N/A | N/A |  | 3/10/2022 | N/A | N/A |  |  |  | 12/31/2026 |  |  | N | No
AH2-405 | McConnellsburg-Guilford 138 kV |  | PA | Franklin | Active | APS | 100 | 100 | 60 |  | Capacity | Generation Interconnection | Solar |  |  | N/A |  | In Progress |  |  |  |  | N/A |  | N/A |  |  | N/A | N/A |  | 3/11/2022 | N/A | N/A |  |  |  | 12/1/2026 |  |  | N | No
AH2-406 | Mt. Pleasant-Lums Pond 138 kV II |  | DE | New Castle | Withdrawn | DPL | 34.5 | 34.5 | 34.5 |  | Capacity | Generation Interconnection | Storage |  |  | N/A |  | Withdrawn |  |  |  |  | N/A |  | N/A |  |  | N/A | N/A |  | 3/10/2022 | N/A | N/A |  | 4/11/2022 |  | 9/24/2027 |  |  | N | No
AH2-407 |  |  | DE | New Castle | Withdrawn | DPL | 34.5 | 34.5 | 20.7 |  | Capacity | Generation Interconnection | Solar; Storage |  |  | N/A |  | Withdrawn |  |  |  |  | N/A |  | N/A |  |  | N/A | N/A |  | 3/10/2022 | N/A | N/A |  | 4/11/2022 |  | 9/24/2027 |  |  | N | No
AH2-408 | Fostoria - Lemoyne 138 kV |  | OH | Wood | Active | ATSI | 49.9 | 49.9 | 29.94 |  | Capacity | Generation Interconnection | Solar; Storage |  |  | N/A |  | In Progress |  |  |  |  | N/A |  | N/A |  |  | N/A | N/A |  | 3/10/2022 | N/A | N/A |  |  |  | 6/1/2025 |  |  | N | No
AH2-409 | Fostoria - Lemoyne 138 kV II |  | OH | Wood | Active | ATSI | 80 | 30.1 | 18.06 |  | Capacity | Generation Interconnection | Solar; Storage |  |  | N/A |  | In Progress |  |  |  |  | N/A |  | N/A |  |  | N/A | N/A |  | 3/11/2022 | N/A | N/A |  |  |  | 6/1/2025 |  |  | N | No
AH2-410 | New Castle 69 kV |  | KY | N/A | Active | EKPC | 20 | 20 | 12 |  | Capacity | Generation Interconnection | Solar; Storage |  |  | N/A |  | In Progress |  |  |  |  | N/A |  | N/A |  |  | N/A | N/A |  | 3/10/2022 | N/A | N/A |  |  |  | 6/1/2025 |  |  | N | No
AH2-411 | New Castle 69 kV |  | KY | N/A | Active | EKPC | 50 | 30 | 18 |  | Capacity | Generation Interconnection | Solar; Storage |  |  | N/A |  | In Progress |  |  |  |  | N/A |  | N/A |  |  | N/A | N/A |  | 3/10/2022 | N/A | N/A |  |  |  | 6/1/2025 |  |  | N | No
AH2-412 | TBD 69kV |  | NJ | Cumberland | Active | AEC | 7.35 | 7.35 | 3.09 |  | Capacity | Generation Interconnection | Solar |  |  | N/A |  | In Progress |  |  |  |  | N/A |  | N/A |  |  | N/A | N/A |  | 3/10/2022 | N/A | N/A |  |  |  | 12/31/2022 |  |  | N | No
AH2-413 | Sorenson 345 kV |  | IN | Huntington | Active | AEP | 365 | 365 | 339 |  | Capacity | Generation Interconnection | Solar; Storage |  |  | N/A |  | In Progress |  |  |  |  | N/A |  | N/A |  |  | N/A | N/A |  | 3/10/2022 | N/A | N/A |  |  |  | 12/15/2026 |  |  | N | No
AH2-414 | Sorenson 345 kV |  | IN | Huntington | Active | AEP | 689 | 350 | 350 |  | Capacity | Generation Interconnection | Storage |  |  | N/A |  | In Progress |  |  |  |  | N/A |  | N/A |  |  | N/A | N/A |  | 3/11/2022 | N/A | N/A |  |  |  | 12/15/2026 |  |  | N | No
AH2-415 | Pontiac Midpoint 345 kV |  | IL | Livingston | Active | ComEd | 300 | 300 | 300 |  | Capacity | Generation Interconnection | Storage |  |  | N/A |  | In Progress |  |  |  |  | N/A |  | N/A |  |  | N/A | N/A |  | 3/10/2022 | N/A | N/A |  |  |  | 12/15/2026 |  |  | N | No
AH2-416 | Pontiac Midpoint 345 |  | IL | Livingston | Active | ComEd | 450 | 450 | 450 |  | Capacity | Generation Interconnection | Storage |  |  | N/A |  | In Progress |  |  |  |  | N/A |  | N/A |  |  | N/A | N/A |  | 3/10/2022 | N/A | N/A |  |  |  | 12/15/2026 |  |  | N | No
AH2-418 | Riverside - Pokagon 138 kV |  | MI | Berrien | Active | AEP | 100 | 100 | 100 |  | Capacity | Generation Interconnection | Solar; Storage |  |  | N/A |  | In Progress |  |  |  |  | N/A |  | N/A |  |  | N/A | N/A |  | 3/10/2022 | N/A | N/A |  |  |  | 12/31/2026 |  |  | N | No
AH2-419 | Reynolds - Olive 345 kV |  | IN | LaPorte | Active | AEP | 210 | 210 | 210 |  | Capacity | Generation Interconnection | Solar; Storage |  |  | N/A |  | In Progress |  |  |  |  | N/A |  | N/A |  |  | N/A | N/A |  | 3/10/2022 | N/A | N/A |  |  |  | 12/31/2026 |  |  | N | No
AH2-420 | Morgan Street 115 kV |  | PA | Crawford | Active | PENELEC | 50 | 50 | 50 |  | Capacity | Generation Interconnection | Storage |  |  | N/A |  | In Progress |  |  |  |  | N/A |  | N/A |  |  | N/A | N/A |  | 3/10/2022 | N/A | N/A |  |  |  | 12/31/2025 |  |  | N | No
AH2-421 | Dresden 138kV |  | IL | Grundy | Active | ComEd | 230 | 230 | 230 |  | Capacity | Generation Interconnection | Storage |  |  | N/A |  | In Progress |  |  |  |  | N/A |  | N/A |  |  | N/A | N/A |  | 3/10/2022 | N/A | N/A |  |  |  | 12/31/2025 |  |  | N | No
AH2-422 | Yukon 138 kV |  | PA | Westmoreland | Active | APS | 83 | 83 | 83 |  | Capacity | Generation Interconnection | Storage |  |  | N/A |  | In Progress |  |  |  |  | N/A |  | N/A |  |  | N/A | N/A |  | 3/10/2022 | N/A | N/A |  |  |  | 12/31/2025 |  |  | N | No
AH2-423 | Sollers 230kV |  | MD | Calvert | Active | SMECO | 180 | 180 | 180 |  | Capacity | Generation Interconnection | Storage |  |  | N/A |  | In Progress |  |  |  |  | N/A |  | N/A |  |  | N/A | N/A |  | 3/11/2022 | N/A | N/A |  |  |  | 12/31/2025 |  |  | N | No
AH2-424 | Durbin-Pickens 138 kV |  | WV | Randolph | Withdrawn | APS | 120 | 120 | 84 |  | Capacity | Generation Interconnection | Solar; Storage |  |  | N/A |  | Withdrawn |  |  |  |  | N/A |  | N/A |  |  | N/A | N/A |  | 3/11/2022 | N/A | N/A |  | 3/21/2022 |  | 6/30/2025 |  |  | N | No
AI1-001 | Larrabee 230 kV |  | NJ | Monmouth | Active | JCPL | 2100 | 2100 | 369.6 |  | Capacity | Generation Interconnection | Offshore Wind |  |  | N/A |  | In Progress |  |  |  |  | N/A |  | N/A |  |  | N/A | N/A |  | 4/2/2022 | N/A | N/A |  |  |  | 10/10/2029 |  |  | N | No
AI1-003 | Rock Creek 138 kV |  | IN | Huntington | Active | AEP | 170 | 170 | 34 |  | Capacity | Generation Interconnection | Wind |  |  | N/A |  | In Progress |  |  |  |  | N/A |  | N/A |  |  | N/A | N/A |  | 4/1/2022 | N/A | N/A |  |  |  | 12/31/2026 |  |  | N | No
AI1-006 | Monterville - Pickens 138 kV |  | WV | Randolph | Active | APS | 103 | 103 | 18.128 |  | Capacity | Generation Interconnection | Wind |  |  | N/A |  | In Progress |  |  |  |  | N/A |  | N/A |  |  | N/A | N/A |  | 4/1/2022 | N/A | N/A |  |  |  | 12/31/2026 |  |  | N | No
AI1-009 | Pendleton - Tanners Creek 138 kV |  | IN | Rush | Active | AEP | 100 | 100 | 100 |  | Capacity | Generation Interconnection | Solar; Storage |  |  | N/A |  | In Progress |  |  |  |  | N/A |  | N/A |  |  | N/A | N/A |  | 4/1/2022 | N/A | N/A |  |  |  | 12/31/2026 |  |  | N | No
AI1-010 | Ladysmith CT 230 kV |  | VA | Caroline | Withdrawn | Dominion | 200 | 200 | 200 |  | Capacity | Generation Interconnection | Storage |  |  | N/A |  | Withdrawn |  |  |  |  | N/A |  | N/A |  |  | N/A | N/A |  | 4/1/2022 | N/A | N/A |  | 5/9/2022 |  | 12/31/2026 |  |  | N | No
AI1-011 | Buckingham- Farmville 230kV |  | VA | Cumberland | Active | Dominion | 131 | 46 | 27.6 |  | Capacity | Generation Interconnection | Solar |  |  | N/A |  | In Progress |  |  |  |  | N/A |  | N/A |  |  | N/A | N/A |  | 4/1/2022 | N/A | N/A |  |  |  | 12/31/2026 |  |  | N | No
AI1-012 | Buckingham- Farmville 230kV |  | VA | Cumberland | Active | Dominion | 131 | 0 | 18.4 |  | Capacity | Generation Interconnection | Storage |  |  | N/A |  | In Progress |  |  |  |  | N/A |  | N/A |  |  | N/A | N/A |  | 4/1/2022 | N/A | N/A |  |  |  | 12/31/2026 |  |  | N | No
AI1-013 | Chickahominy 230 kV |  | VA | Charles City | Active | Dominion | 200 | 200 | 200 |  | Capacity | Generation Interconnection | Storage |  |  | N/A |  | In Progress |  |  |  |  | N/A |  | N/A |  |  | N/A | N/A |  | 4/1/2022 | N/A | N/A |  |  |  | 12/31/2026 |  |  | N | No
AI1-014 | Bismark-Doubs 500 kV |  | WV | Berkeley | Withdrawn | Dominion | 100 | 100 | 100 |  | Capacity | Generation Interconnection | Solar |  |  | N/A |  | Withdrawn |  |  |  |  | N/A |  | N/A |  |  | N/A | N/A |  | 4/1/2022 | N/A | N/A |  | 5/24/2022 |  | 12/31/2026 |  |  | N | No
AI1-015 | Buckingham-Bremo 230 kV |  | VA | Buckingham | Withdrawn | Dominion | 320 | 320 | 320 |  | Capacity | Generation Interconnection | Solar |  |  | N/A |  | Withdrawn |  |  |  |  | N/A |  | N/A |  |  | N/A | N/A |  | 4/1/2022 | N/A | N/A |  | 5/24/2022 |  | 12/31/2026 |  |  | N | No
AI1-016 | Boydton Plank Road 115 kV |  | VA | Mecklenburg | Active | Dominion | 260 | 0 | 24 |  | Capacity | Generation Interconnection | Storage |  |  | N/A |  | In Progress |  |  |  |  | N/A |  | N/A |  |  | N/A | N/A |  | 4/1/2022 | N/A | N/A |  |  |  | 12/31/2026 |  |  | N | No
AI1-017 | Septa 500 kV |  | VA | Surry | Active | Dominion | 300 | 300 | 300 |  | Capacity | Generation Interconnection | Storage |  |  | N/A |  | In Progress |  |  |  |  | N/A |  | N/A |  |  | N/A | N/A |  | 4/1/2022 | N/A | N/A |  |  |  | 12/31/2026 |  |  | N | No
AI1-018 | Spotslvania 500 kV |  | VA | Spotsylvania | Active | Dominion | 300 | 300 | 300 |  | Capacity | Generation Interconnection | Storage |  |  | N/A |  | In Progress |  |  |  |  | N/A |  | N/A |  |  | N/A | N/A |  | 4/1/2022 | N/A | N/A |  |  |  | 12/31/2026 |  |  | N | No
AI1-019 | Laurel - Cooper 161 kV |  | KY | N/A | Active | EKPC | 50 | 50 | 50 |  | Capacity | Generation Interconnection | Solar; Storage |  |  | N/A |  | In Progress |  |  |  |  | N/A |  | N/A |  |  | N/A | N/A |  | 4/1/2022 | N/A | N/A |  |  |  | 12/31/2026 |  |  | N | No
AI1-020 | TBD |  | N/A | N/A | Active | DPL | 1.98 | 1.98 | 0 |  | Energy | Generation Interconnection | Solar |  |  | N/A |  | In Progress |  |  |  |  | N/A |  | N/A |  |  | N/A | N/A |  | 4/2/2022 | N/A | N/A |  |  |  | 3/31/2023 |  |  | Y | No
AI1-021 | Hillandale 115kV |  | VA | Pittsylvania | Active | Dominion | 105 | 105 | 63 |  | Capacity | Generation Interconnection | Solar |  |  | N/A |  | In Progress |  |  |  |  | N/A |  | N/A |  |  | N/A | N/A |  | 4/1/2022 | N/A | N/A |  |  |  | 3/1/2027 |  |  | N | No
AI1-022 | Sorenson 345 kV |  | IN | Huntington | Active | AEP | 450 | 450 | 450 |  | Capacity | Generation Interconnection | Storage |  |  | N/A |  | In Progress |  |  |  |  | N/A |  | N/A |  |  | N/A | N/A |  | 4/1/2022 | N/A | N/A |  |  |  | 12/15/2026 |  |  | N | No
AI1-023 | Twin Groves 345 kV |  | IL | McLean | Active | ComEd | 200 | 200 | 200 |  | Capacity | Generation Interconnection | Storage |  |  | N/A |  | In Progress |  |  |  |  | N/A |  | N/A |  |  | N/A | N/A |  | 4/1/2022 | N/A | N/A |  |  |  | 12/15/2026 |  |  | N | No
AI1-024 | Twin Groves 345 kV |  | IL | McLean | Active | ComEd | 300 | 300 | 300 |  | Capacity | Generation Interconnection | Storage |  |  | N/A |  | In Progress |  |  |  |  | N/A |  | N/A |  |  | N/A | N/A |  | 4/1/2022 | N/A | N/A |  |  |  | 12/15/2026 |  |  | N | No
AI1-026 | Ringtown 12 kV |  | N/A | N/A | Active | PPL | 5 | 5 | 0 |  | Energy | Generation Interconnection | Solar |  |  | N/A |  | In Progress |  |  |  |  | N/A |  | N/A |  |  | N/A | N/A |  | 4/2/2022 | N/A | N/A |  |  |  | 11/1/2023 |  |  | Y | No
AI1-029 |  |  | PA | Delaware | Withdrawn | PECO | 19.8 | 19.8 | 13.8 |  | Capacity | Generation Interconnection | Solar |  |  | N/A |  | Withdrawn |  |  |  |  | N/A |  | N/A |  |  | N/A | N/A |  | 4/1/2022 | N/A | N/A |  | 5/4/2022 |  | 6/30/2024 |  |  | N | No
AI1-030 | Corry East - Garland Jct 34.5 kV |  | PA | Erie | Active | PENELEC | 5 | 5 | 3.4 |  | Capacity | Generation Interconnection | Solar |  |  | N/A |  | In Progress |  |  |  |  | N/A |  | N/A |  |  | N/A | N/A |  | 4/1/2022 | N/A | N/A |  |  |  | 12/13/2024 |  |  | N | No
AI1-031 | Westmoreland - Oak Grove 230kV |  | VA | Richmond | Withdrawn | Dominion | 100 | 100 | 100 |  | Capacity | Generation Interconnection | Storage |  |  | N/A |  | Withdrawn |  |  |  |  | N/A |  | N/A |  |  | N/A | N/A |  | 4/1/2022 | N/A | N/A |  | 6/27/2024 |  | 12/31/2025 |  |  | N | No
AI1-032 | Bristers 115kV |  | VA | Fauquier | Withdrawn | Dominion | 200 | 200 | 200 |  | Capacity | Generation Interconnection | Storage |  |  | N/A |  | Withdrawn |  |  |  |  | N/A |  | N/A |  |  | N/A | N/A |  | 4/1/2022 | N/A | N/A |  | 6/27/2024 |  | 12/31/2025 |  |  | N | No
AI1-033 | Somerville 26 kV |  | NJ | Somerset | Active | PSEG | 8 | 8 | 3.8 |  | Capacity | Generation Interconnection | Solar |  |  | N/A |  | In Progress |  |  |  |  | N/A |  | N/A |  |  | N/A | N/A |  | 4/5/2022 | N/A | N/A |  |  |  | 12/22/2026 |  |  | N | No
AI1-036 | Rockwood - Somerset 12.47 kV |  | PA | Somerset | Withdrawn | PENELEC | 13 | 13 | 7.8 |  | Capacity | Generation Interconnection | Solar |  |  | N/A |  | Withdrawn |  |  |  |  | N/A |  | N/A |  |  | N/A | N/A |  | 4/8/2022 | N/A | N/A |  | 9/18/2023 |  | 9/30/2028 |  |  | N | No
AI1-038 | Harwood-Siegfried 230kV II |  | PA | Carbon | Active | PPL | 95.76 | 95.76 | 61.9 |  | Capacity | Generation Interconnection | Solar |  |  | N/A |  | In Progress |  |  |  |  | N/A |  | N/A |  |  | N/A | N/A |  | 4/12/2022 | N/A | N/A |  |  |  | 3/31/2024 |  |  | N | No
AI1-039 | Moshannon-Milesburg 230 kV VIII |  | PA | Clearfield | Active | PENELEC | 200 | 200 | 160 |  | Capacity | Generation Interconnection | Solar; Storage |  |  | N/A |  | In Progress |  |  |  |  | N/A |  | N/A |  |  | N/A | N/A |  | 4/19/2022 | N/A | N/A |  |  |  | 6/30/2025 |  |  | N | No
AI1-040 | Ridgway - Elko 138 kV |  | PA | Elk | Active | APS | 250 | 250 | 150 |  | Capacity | Generation Interconnection | Solar |  |  | N/A |  | In Progress |  |  |  |  | N/A |  | N/A |  |  | N/A | N/A |  | 4/29/2022 | N/A | N/A |  |  |  | 3/31/2025 |  |  | N | No
AI1-044 | Breezewood 12.47 kV |  | PA | Bedford | Withdrawn | PENELEC | 7.5 | 7.5 | 4.5 |  | Capacity | Generation Interconnection | Solar |  |  | N/A |  | Withdrawn |  |  |  |  | N/A |  | N/A |  |  | N/A | N/A |  | 5/13/2022 | N/A | N/A |  | 9/18/2023 |  | 5/1/2026 |  |  | N | No
AI1-046 | Smithburg 500 kV |  | NJ | Monmouth | Active | JCPL | 1600 | 1600 | 281.6 |  | Capacity | Generation Interconnection | Offshore Wind |  |  | N/A |  | In Progress |  |  |  |  | N/A |  | N/A |  |  | N/A | N/A |  | 5/25/2022 | N/A | N/A |  |  |  | 12/31/2031 |  |  | N | No
AI1-053 | McDowell - Campbell 69 kV |  | PA | Mercer | Active | ATSI | 6.6 | 6.6 | 0 |  | Energy | Generation Interconnection | Diesel; Solar |  |  | N/A |  | In Progress |  |  |  |  | N/A |  | N/A |  |  | N/A | N/A |  | 6/10/2022 | N/A | N/A |  |  |  | 12/1/2022 |  |  | N | No
AI1-063 | Bear Peak East St. Clair 23 kV |  | PA | Bedford | Withdrawn | PENELEC | 15 | 15 | 9 |  | Capacity | Generation Interconnection | Solar |  |  | N/A |  | Withdrawn |  |  |  |  | N/A |  | N/A |  |  | N/A | N/A |  | 6/21/2022 | N/A | N/A |  | 9/18/2023 |  | 6/1/2027 |  |  | N | No
AI1-066 | Bear Peak Rostraver 12.47 kV |  | PA | Westmoreland | Withdrawn | APS | 7.5 | 7.5 | 4.5 |  | Capacity | Generation Interconnection | Solar |  |  | N/A |  | Withdrawn |  |  |  |  | N/A |  | N/A |  |  | N/A | N/A |  | 6/23/2022 | N/A | N/A |  | 9/18/2023 |  | 6/1/2026 |  |  | N | No
AI1-067 | Bear Peak Rostraver II 12.47 kV |  | PA | Westmoreland | Withdrawn | APS | 7.5 | 7.5 | 4.5 |  | Capacity | Generation Interconnection | Solar |  |  | N/A |  | Withdrawn |  |  |  |  | N/A |  | N/A |  |  | N/A | N/A |  | 6/23/2022 | N/A | N/A |  | 9/18/2023 |  | 6/1/2027 |  |  | N | No
AI1-073 | Bear Peak Antrim 34.5 kV |  | PA | Franklin | Withdrawn | APS | 20 | 20 | 12 |  | Capacity | Generation Interconnection | Solar |  |  | N/A |  | Withdrawn |  |  |  |  | N/A |  | N/A |  |  | N/A | N/A |  | 6/30/2022 | N/A | N/A |  | 9/18/2023 |  | 6/1/2027 |  |  | N | No
AI1-074 | Corwin - Elk 138 kV |  | OH | Jackson | Active | AEP | 120 | 120 | 96 |  | Capacity | Generation Interconnection | Solar; Storage |  |  | N/A |  | In Progress |  |  |  |  | N/A |  | N/A |  |  | N/A | N/A |  | 7/5/2022 | N/A | N/A |  |  |  | 12/15/2027 |  |  | N | No
AI1-075 | Lee Co. EC 345kV |  | IL | Lee | Active | ComEd | 239.8 | 0 | 11.9 |  | Capacity | Generation Interconnection | Wind |  |  | N/A |  | In Progress |  |  |  |  | N/A |  | N/A |  |  | N/A | N/A |  | 7/6/2022 | N/A | N/A |  |  |  | 9/1/2022 |  |  | N | No
AI1-076 | TBD 13.2 kV |  | PA | Delaware | Active | PECO | 19.8 | 19.8 | 10.9 |  | Capacity | Generation Interconnection | Solar |  |  | N/A |  | In Progress |  |  |  |  | N/A |  | N/A |  |  | N/A | N/A |  | 7/11/2022 | N/A | N/A |  |  |  | 6/30/2024 |  |  | N | No
AI1-077 | Marengo 34.5 kV Line |  | IL | McHenry | Active | ComEd | 15.75 | 15.75 | 6.62 |  | Capacity | Generation Interconnection | Solar |  |  | N/A |  | In Progress |  |  |  |  | N/A |  | N/A |  |  | N/A | N/A |  | 7/15/2022 | N/A | N/A |  |  |  | 10/1/2025 |  |  | N | No
AI1-078 | New Carlisle - Bosserman 138 kV |  | IN | LaPorte | Active | AEP | 200 | 200 | 200 |  | Capacity | Generation Interconnection | Solar; Storage |  |  | N/A |  | In Progress |  |  |  |  | N/A |  | N/A |  |  | N/A | N/A |  | 7/26/2022 | N/A | N/A |  |  |  | 12/31/2026 |  |  | N | No
AI1-079 | Summer Shade - West Columbia 69 kV |  | KY | Adair | Active | EKPC | 64.8 | 64.8 | 64.8 |  | Capacity | Generation Interconnection | Solar; Storage |  |  | N/A |  | In Progress |  |  |  |  | N/A |  | N/A |  |  | N/A | N/A |  | 7/26/2022 | N/A | N/A |  |  |  | 12/31/2026 |  |  | N | No
AI1-080 | Albion - Kendallville - 138 kV |  | IN | LaPorte | Active | AEP | 125 | 125 | 125 |  | Capacity | Generation Interconnection | Solar; Storage |  |  | N/A |  | In Progress |  |  |  |  | N/A |  | N/A |  |  | N/A | N/A |  | 7/26/2022 | N/A | N/A |  |  |  | 12/31/2026 |  |  | N | No
AI1-081 | Jay - DeSoto 138 kV |  | IN | Jay | Active | AEP | 100 | 100 | 100 |  | Capacity | Generation Interconnection | Solar; Storage |  |  | N/A |  | In Progress |  |  |  |  | N/A |  | N/A |  |  | N/A | N/A |  | 7/26/2022 | N/A | N/A |  |  |  | 12/31/2026 |  |  | N | No
AI1-082 | Laurel 25 kV |  | PA | Westmoreland | Active | APS | 15 | 15 | 9 |  | Capacity | Generation Interconnection | Solar |  |  | N/A |  | In Progress |  |  |  |  | N/A |  | N/A |  |  | N/A | N/A |  | 7/28/2022 | N/A | N/A |  |  |  | 12/1/2026 |  |  | N | No
AI1-084 | Fawkes - West Berea 138kV |  | KY | Madison | Withdrawn | EKPC | 150 | 150 | 90 |  | Capacity | Generation Interconnection | Solar |  |  | N/A |  | Withdrawn |  |  |  |  | N/A |  | N/A |  |  | N/A | N/A |  | 7/29/2022 | N/A | N/A |  | 4/3/2025 |  | 12/1/2026 |  |  | N | No
AI1-085 | Tanners Creek - DeSoto 345 kV |  | IN | Wayne | Active | AEP | 290 | 290 | 174 |  | Capacity | Generation Interconnection | Solar |  |  | N/A |  | In Progress |  |  |  |  | N/A |  | N/A |  |  | N/A | N/A |  | 7/29/2022 | N/A | N/A |  |  |  | 9/15/2030 |  |  | N | No
AI1-086 | Trego - Emporia 115 kV |  | VA | Greensville | Active | Dominion | 50 | 50 | 50 |  | Capacity | Generation Interconnection | Storage |  |  | N/A |  | In Progress |  |  |  |  | N/A |  | N/A |  |  | N/A | N/A |  | 7/29/2022 | N/A | N/A |  |  |  | 9/1/2025 |  |  | N | No
AI1-087 | Disputanta - Bakers Pond 115 kV |  | VA | Prince George | Active | Dominion | 50 | 50 | 50 |  | Capacity | Generation Interconnection | Storage |  |  | N/A |  | In Progress |  |  |  |  | N/A |  | N/A |  |  | N/A | N/A |  | 7/29/2022 | N/A | N/A |  |  |  | 9/1/2025 |  |  | N | No
AI1-088 | Poe- New Bohemia 115kV |  | VA | Prince George | Active | Dominion | 50 | 50 | 50 |  | Capacity | Generation Interconnection | Storage |  |  | N/A |  | In Progress |  |  |  |  | N/A |  | N/A |  |  | N/A | N/A |  | 7/29/2022 | N/A | N/A |  |  |  | 9/1/2025 |  |  | N | No
AI1-089 | Myrtle - Oak Ridge 115 kV |  | VA | City of Suffolk | Active | Dominion | 100 | 100 | 100 |  | Capacity | Generation Interconnection | Storage |  |  | N/A |  | In Progress |  |  |  |  | N/A |  | N/A |  |  | N/A | N/A |  | 7/29/2022 | N/A | N/A |  |  |  | 9/1/2025 |  |  | N | No
AI1-091 | Bascom 69 kV |  | OH | Seneca | Active | AEP | 49.9 | 49.9 | 31.5 |  | Capacity | Generation Interconnection | Solar |  |  | N/A |  | In Progress |  |  |  |  | N/A |  | N/A |  |  | N/A | N/A |  | 8/4/2022 | N/A | N/A |  |  |  | 7/1/2025 |  |  | N | No
AI1-092 | Collinsville - Springfield Road 69 kV |  | OH | Butler | Active | Dayton | 49.9 | 49.9 | 31.5 |  | Capacity | Generation Interconnection | Solar |  |  | N/A |  | In Progress |  |  |  |  | N/A |  | N/A |  |  | N/A | N/A |  | 8/4/2022 | N/A | N/A |  |  |  | 7/1/2025 |  |  | N | No
AI1-093 | Westmoreland 34.5 kV |  | PA | Westmoreland | Active | APS | 24 | 24 | 24 |  | Capacity | Generation Interconnection | Storage |  |  | N/A |  | In Progress |  |  |  |  | N/A |  | N/A |  |  | N/A | N/A |  | 8/15/2022 | N/A | N/A |  |  |  | 7/1/2026 |  |  | N | No
AI1-094 | Westmoreland 34.5 kV |  | PA | Westmoreland | Active | APS | 24 | 24 | 24 |  | Capacity | Generation Interconnection | Storage |  |  | N/A |  | In Progress |  |  |  |  | N/A |  | N/A |  |  | N/A | N/A |  | 8/16/2022 | N/A | N/A |  |  |  | 7/1/2026 |  |  | N | No
AI1-095 | Branchron - Keisters 25 kV |  | PA | Butler | Active | APS | 14 | 14 | 8.4 |  | Capacity | Generation Interconnection | Solar |  |  | N/A |  | In Progress |  |  |  |  | N/A |  | N/A |  |  | N/A | N/A |  | 8/19/2022 | N/A | N/A |  |  |  | 12/1/2026 |  |  | N | No
AI1-096 | Pemberton 138 kV |  | WV | N/A | Active | AEP | 42 | 42 | 42 |  | Capacity | Generation Interconnection | Solar; Storage |  |  | N/A |  | In Progress |  |  |  |  | N/A |  | N/A |  |  | N/A | N/A |  | 8/23/2022 | N/A | N/A |  |  |  | 5/1/2027 |  |  | N | No
AI1-097 | Newcomerstown 12.47 kV |  | OH | Tuscarawas | Withdrawn | AEP | 7 | 7 | 6.2 |  | Capacity | Generation Interconnection | Solar; Storage |  |  | N/A |  | Withdrawn |  |  |  |  | N/A |  | N/A |  |  | N/A | N/A |  | 8/26/2022 | N/A | N/A |  | 8/30/2024 |  | 12/1/2025 |  |  | N | No
AI1-098 | Circleville 138 kV |  | OH | Pickaway | Withdrawn | AEP | 40 | 40 | 30 |  | Capacity | Generation Interconnection | Solar; Storage |  |  | N/A |  | Withdrawn |  |  |  |  | N/A |  | N/A |  |  | N/A | N/A |  | 8/30/2022 | N/A | N/A |  | 8/30/2024 |  | 10/1/2026 |  |  | N | No
AI1-100 | Somerton - Norton 138 kV |  | OH | Belmont | Active | AEP | 150 | 150 | 140 |  | Capacity | Generation Interconnection | Solar; Storage |  |  | N/A |  | In Progress |  |  |  |  | N/A |  | N/A |  |  | N/A | N/A |  | 8/30/2022 | N/A | N/A |  |  |  | 12/31/2025 |  |  | N | No
AI1-101 | Pocono-Acahela 230 kV |  | PA | Lackawanna | Active | PPL | 100 | 100 | 63.8 |  | Capacity | Generation Interconnection | Solar |  |  | N/A |  | In Progress |  |  |  |  | N/A |  | N/A |  |  | N/A | N/A |  | 8/30/2022 | N/A | N/A |  |  |  | 9/1/2029 |  |  | N | No
AI1-102 | Suffolk 115 kV |  | VA | City of Suffolk | Active | Dominion | 100 | 100 | 100 |  | Capacity | Generation Interconnection | Storage |  |  | N/A |  | In Progress |  |  |  |  | N/A |  | N/A |  |  | N/A | N/A |  | 8/30/2022 | N/A | N/A |  |  |  | 9/1/2029 |  |  | N | No
AI1-103 | Mechanicsburg 138 kV |  | OH | Champaign | Active | Dayton | 200 | 200 | 127.9 |  | Capacity | Generation Interconnection | Solar |  |  | N/A |  | In Progress |  |  |  |  | N/A |  | N/A |  |  | N/A | N/A |  | 8/30/2022 | N/A | N/A |  |  |  | 12/31/2029 |  |  | N | No
AI1-104 | Timber Road 138 kV |  | OH | Paulding | Active | AEP | 135 | 135 | 86.7 |  | Capacity | Generation Interconnection | Solar |  |  | N/A |  | In Progress |  |  |  |  | N/A |  | N/A |  |  | N/A | N/A |  | 8/30/2022 | N/A | N/A |  |  |  | 9/1/2029 |  |  | N | No
AI1-105 | White Haven 2 Tap-White Haven DC 69 kV |  | PA | Luzerne | Active | PPL | 60 | 60 | 36 |  | Capacity | Generation Interconnection | Solar |  |  | N/A |  | In Progress |  |  |  |  | N/A |  | N/A |  |  | N/A | N/A |  | 8/30/2022 | N/A | N/A |  |  |  | 12/19/2026 |  |  | N | No
AI1-106 | Sinai 13.2 kV |  | VA | Halifax | Active | Dominion | 9.9 | 9.9 | 9.15 |  | Capacity | Generation Interconnection | Solar; Storage |  |  | N/A |  | In Progress |  |  |  |  | N/A |  | N/A |  |  | N/A | N/A |  | 8/31/2022 | N/A | N/A |  |  |  | 12/31/2023 |  |  | N | No
AI1-107 | Midlothian - North Pole 230 kV |  | VA | Chesterfield | Withdrawn | Dominion | 100 | 100 | 100 |  | Capacity | Generation Interconnection | Storage |  |  | N/A |  | Withdrawn |  |  |  |  | N/A |  | N/A |  |  | N/A | N/A |  | 8/31/2022 | N/A | N/A |  | 6/27/2024 |  | 12/29/2028 |  |  | N | No
AI1-108 | Endless Caverns - Timberville 115 kV |  | VA | Rockingham | Withdrawn | Dominion | 38.5 | 38.5 | 33.1 |  | Capacity | Generation Interconnection | Solar; Storage |  |  | N/A |  | Withdrawn |  |  |  |  | N/A |  | N/A |  |  | N/A | N/A |  | 8/31/2022 | N/A | N/A |  | 4/14/2025 |  | 1/1/2026 |  |  | N | No
AI1-109 | Deans 500 kV |  | NJ | Middlesex | Active | PSEG | 1310 | 1310 | 393 |  | Capacity | Generation Interconnection | Offshore Wind |  |  | N/A |  | In Progress |  |  |  |  | N/A |  | N/A |  |  | N/A | N/A |  | 9/1/2022 | N/A | N/A |  |  |  | 12/31/2029 |  |  | N | No
AI1-110 | Larrabee 230 kV V |  | NJ | Monmouth | Active | JCPL | 1310 | 1310 | 393 |  | Capacity | Generation Interconnection | Offshore Wind |  |  | N/A |  | In Progress |  |  |  |  | N/A |  | N/A |  |  | N/A | N/A |  | 9/1/2022 | N/A | N/A |  |  |  | 12/31/2029 |  |  | N | No
AI1-111 | Werner 230 kV |  | NJ | Middlesex | Active | JCPL | 1310 | 1310 | 393 |  | Capacity | Generation Interconnection | Offshore Wind |  |  | N/A |  | In Progress |  |  |  |  | N/A |  | N/A |  |  | N/A | N/A |  | 9/1/2022 | N/A | N/A |  |  |  | 12/31/2029 |  |  | N | No
AI1-112 | Woodstock 69 kV |  | OH | Champaign | Active | Dayton | 85 | 85 | 50 |  | Capacity | Generation Interconnection | Solar; Storage |  |  | N/A |  | In Progress |  |  |  |  | N/A |  | N/A |  |  | N/A | N/A |  | 8/31/2022 | N/A | N/A |  |  |  | 1/1/2026 |  |  | N | No
AI1-113 | New Halifax - Dawson 115 kV |  | NC | Halifax | Withdrawn | Dominion | 74.9 | 74.9 | 74.9 |  | Capacity | Generation Interconnection | Solar; Storage |  |  | N/A |  | Withdrawn |  |  |  |  | N/A |  | N/A |  |  | N/A | N/A |  | 9/2/2022 | N/A | N/A |  | 1/17/2024 |  | 6/1/2026 |  |  | N | No
AI1-114 | Revloc 46 kV |  | PA | Cambria | Active | PENELEC | 9.9 | 9.9 | 9.9 |  | Capacity | Generation Interconnection | Solar; Storage |  |  | N/A |  | In Progress |  |  |  |  | N/A |  | N/A |  |  | N/A | N/A |  | 9/2/2022 | N/A | N/A |  |  |  | 12/31/2025 |  |  | N | No
AI1-115 | Glory 34.5 kV |  | PA | Clearfield | Active | PENELEC | 9.9 | 9.9 | 9.9 |  | Capacity | Generation Interconnection | Solar; Storage |  |  | N/A |  | In Progress |  |  |  |  | N/A |  | N/A |  |  | N/A | N/A |  | 9/2/2022 | N/A | N/A |  |  |  | 12/31/2025 |  |  | N | No
AI1-116 | Hopkins 138 kV |  | WV | N/A | Active | AEP | 70 | 70 | 42 |  | Capacity | Generation Interconnection | Solar |  |  | N/A |  | In Progress |  |  |  |  | N/A |  | N/A |  |  | N/A | N/A |  | 9/6/2022 | N/A | N/A |  |  |  | 9/10/2024 |  |  | N | No
AI1-117 | Hopkins 138 kV |  | WV | N/A | Active | AEP | 60 | 60 | 36 |  | Capacity | Generation Interconnection | Solar |  |  | N/A |  | In Progress |  |  |  |  | N/A |  | N/A |  |  | N/A | N/A |  | 9/6/2022 | N/A | N/A |  |  |  | 9/10/2024 |  |  | N | No
AI1-118 | Pequest river - Gilbert 115 kV |  | NJ | Warren | Active | JCPL | 37.6 | 37.6 | 15.792 |  | Capacity | Generation Interconnection | Solar |  |  | N/A |  | In Progress |  |  |  |  | N/A |  | N/A |  |  | N/A | N/A |  | 9/6/2022 | N/A | N/A |  |  |  | 9/29/2025 |  |  | N | No
AI1-119 | Shorewood 138kV |  | IL | Kendall | Active | ComEd | 28.8 | 28.8 | 18.7 |  | Capacity | Generation Interconnection | Solar |  |  | N/A |  | In Progress |  |  |  |  | N/A |  | N/A |  |  | N/A | N/A |  | 9/6/2022 | N/A | N/A |  |  |  | 6/30/2026 |  |  | N | No
AI1-120 | Pequest River - Gilbert 115 kV |  | NJ | Warren | Active | JCPL | 51.6 | 51.6 | 21.672 |  | Capacity | Generation Interconnection | Solar |  |  | N/A |  | In Progress |  |  |  |  | N/A |  | N/A |  |  | N/A | N/A |  | 9/7/2022 | N/A | N/A |  |  |  | 9/29/2025 |  |  | N | No
AI1-121 | North Muskingum 69 KV |  | OH | Morgan | Withdrawn | AEP | 90 | 90 | 90 |  | Capacity | Generation Interconnection | Storage |  |  | N/A |  | Withdrawn |  |  |  |  | N/A |  | N/A |  |  | N/A | N/A |  | 9/7/2022 | N/A | N/A |  | 1/30/2024 |  | 12/31/2025 |  |  | N | No
AI1-122 | Sparta LF Solar 34.5 kV |  | NJ | Sussex | Active | JCPL | 5.85 | 5.85 | 2.457 |  | Capacity | Generation Interconnection | Solar |  |  | N/A |  | In Progress |  |  |  |  | N/A |  | N/A |  |  | N/A | N/A |  | 9/7/2022 | N/A | N/A |  |  |  | 9/29/2025 |  |  | N | No
AI1-123 | Nutbush-Victoria DP 115kV |  | VA | Lunenburg | Active | Dominion | 59 | 59 | 35.4 |  | Capacity | Generation Interconnection | Solar |  |  | N/A |  | In Progress |  |  |  |  | N/A |  | N/A |  |  | N/A | N/A |  | 9/8/2022 | N/A | N/A |  |  |  | 9/30/2026 |  |  | N | No
AI1-124 | Nutbush - Victoria DP 115 kV |  | VA | Lunenburg | Active | Dominion | 125 | 125 | 75 |  | Capacity | Generation Interconnection | Solar |  |  | N/A |  | In Progress |  |  |  |  | N/A |  | N/A |  |  | N/A | N/A |  | 9/8/2022 | N/A | N/A |  |  |  | 9/30/2026 |  |  | N | No
AI1-125 | Mount Eagle 34.5 kV |  | VA | Albemarle | Withdrawn | Dominion | 22 | 22 | 13.2 |  | Capacity | Generation Interconnection | Solar |  |  | N/A |  | Withdrawn |  |  |  |  | N/A |  | N/A |  |  | N/A | N/A |  | 9/8/2022 | N/A | N/A |  | 4/14/2025 |  | 9/30/2024 |  |  | N | No
AI1-126 | Farmville 12.47kV |  | VA | Cumberland | Active | Dominion | 10 | 10 | 6 |  | Capacity | Generation Interconnection | Solar |  |  | N/A |  | In Progress |  |  |  |  | N/A |  | N/A |  |  | N/A | N/A |  | 9/8/2022 | N/A | N/A |  |  |  | 9/30/2024 |  |  | N | No
AI1-127 | Dauphin 12 kV |  | PA | Dauphin | Active | PPL | 4.5 | 4.5 | 2.7 |  | Capacity | Generation Interconnection | Solar; Storage |  |  | N/A |  | In Progress |  |  |  |  | N/A |  | N/A |  |  | N/A | N/A |  | 9/8/2022 | N/A | N/A |  |  |  | 9/9/2024 |  |  | N | No
AI1-128 | Milesburg 12.47 kV |  | PA | Centre | Active | APS | 5 | 5 | 5 |  | Capacity | Generation Interconnection | Solar; Storage |  |  | N/A |  | In Progress |  |  |  |  | N/A |  | N/A |  |  | N/A | N/A |  | 9/8/2022 | N/A | N/A |  |  |  | 9/9/2024 |  |  | N | No
AI1-129 | Muncy 12 kV II |  | PA | Lycoming | Active | PPL | 4.5 | 4.5 | 2.7 |  | Capacity | Generation Interconnection | Solar; Storage |  |  | N/A |  | In Progress |  |  |  |  | N/A |  | N/A |  |  | N/A | N/A |  | 9/8/2022 | N/A | N/A |  |  |  | 9/9/2024 |  |  | N | No
AI1-130 | Northeast-CP Crane 115kV |  | MD | Baltimore County | Active | BGE | 75 | 75 | 75 |  | Capacity | Generation Interconnection | Storage |  |  | N/A |  | In Progress |  |  |  |  | N/A |  | N/A |  |  | N/A | N/A |  | 9/9/2022 | N/A | N/A |  |  |  | 9/7/2026 |  |  | N | No
AI1-131 | TBD 115 kV |  | MD | Baltimore County | Active | BGE | 75 | 75 | 75 |  | Capacity | Generation Interconnection | Storage |  |  | N/A |  | In Progress |  |  |  |  | N/A |  | N/A |  |  | N/A | N/A |  | 9/9/2022 | N/A | N/A |  |  |  | 9/7/2026 |  |  | N | No
AI1-132 | Fredricksburg 69 kV |  | KY | Washington | Active | EKPC | 83 | 83 | 83 |  | Capacity | Generation Interconnection | Solar; Storage |  |  | N/A |  | In Progress |  |  |  |  | N/A |  | N/A |  |  | N/A | N/A |  | 9/8/2022 | N/A | N/A |  |  |  | 4/30/2029 |  |  | N | No
AI1-133 | Hillsboro 69 kV |  | KY | Fleming | Active | EKPC | 50 | 50 | 50 |  | Capacity | Generation Interconnection | Solar; Storage |  |  | N/A |  | In Progress |  |  |  |  | N/A |  | N/A |  |  | N/A | N/A |  | 9/8/2022 | N/A | N/A |  |  |  | 4/30/2029 |  |  | N | No
AI1-134 | Greentown - Hummel Creek 138 kV |  | IN | Grant | Active | AEP | 200 | 200 | 200 |  | Capacity | Generation Interconnection | Solar; Storage |  |  | N/A |  | In Progress |  |  |  |  | N/A |  | N/A |  |  | N/A | N/A |  | 9/8/2022 | N/A | N/A |  |  |  | 4/30/2029 |  |  | N | No
AI1-135 | Perquimans 230 kV |  | NC | Chowan | Withdrawn | Dominion | 300 | 300 | 300 |  | Capacity | Generation Interconnection | Solar; Storage |  |  | N/A |  | Withdrawn |  |  |  |  | N/A |  | N/A |  |  | N/A | N/A |  | 9/8/2022 | N/A | N/A |  | 12/4/2024 |  | 6/30/2026 |  |  | N | No
AI1-136 | Brodnax 115 kV |  | VA | Brunswick | Withdrawn | Dominion | 200 | 200 | 200 |  | Capacity | Generation Interconnection | Solar; Storage |  |  | N/A |  | Withdrawn |  |  |  |  | N/A |  | N/A |  |  | N/A | N/A |  | 9/8/2022 | N/A | N/A |  | 1/17/2024 |  | 6/30/2026 |  |  | N | No
AI1-137 | Greystone - Portland 230 kV |  | NJ | Warren | Active | JCPL | 155 | 155 | 65.1 |  | Capacity | Generation Interconnection | Solar |  |  | N/A |  | In Progress |  |  |  |  | N/A |  | N/A |  |  | N/A | N/A |  | 9/9/2022 | N/A | N/A |  |  |  | 9/29/2025 |  |  | N | No
AI1-139 | Henrietta Township - New Russia Township 69 kV |  | OH | Lorain | Active | ATSI | 14.8 | 14.8 | 6 |  | Capacity | Generation Interconnection | Solar |  |  | N/A |  | In Progress |  |  |  |  | N/A |  | N/A |  |  | N/A | N/A |  | 9/9/2022 | N/A | N/A |  |  |  | 4/1/2025 |  |  | N | No
AI1-140 | Selma Parker - Richmond 138 kV |  | IN | Wayne | Active | AEP | 40 | 40 | 40 |  | Capacity | Generation Interconnection | Solar; Storage |  |  | N/A |  | In Progress |  |  |  |  | N/A |  | N/A |  |  | N/A | N/A |  | 9/9/2022 | N/A | N/A |  |  |  | 6/1/2025 |  |  | N | No
AI1-141 | Blossom - Dowagi TSS 34.5 kV |  | MI | Cass | Active | AEP | 20 | 20 | 20 |  | Capacity | Generation Interconnection | Solar; Storage |  |  | N/A |  | In Progress |  |  |  |  | N/A |  | N/A |  |  | N/A | N/A |  | 9/9/2022 | N/A | N/A |  |  |  | 6/1/2025 |  |  | N | No
AI1-142 | Warren-National Forge 34.5 kV |  | PA | Warren | Withdrawn | PENELEC | 10 | 10 | 6.5 |  | Capacity | Generation Interconnection | Solar |  |  | N/A |  | Withdrawn |  |  |  |  | N/A |  | N/A |  |  | N/A | N/A |  | 9/9/2022 | N/A | N/A |  | 9/7/2023 |  | 6/30/2026 |  |  | N | No
AI1-143 | Bell Township - Vandergrift 25 kV |  | PA | Armstrong | Active | APS | 19.9 | 19.9 | 7.98 |  | Capacity | Generation Interconnection | Solar |  |  | N/A |  | In Progress |  |  |  |  | N/A |  | N/A |  |  | N/A | N/A |  | 9/9/2022 | N/A | N/A |  |  |  | 4/1/2025 |  |  | N | No
AI1-144 | Gardners 13.2 kV III |  | PA | Adams | Active | ME | 10 | 10 | 8 |  | Capacity | Generation Interconnection | Solar; Storage |  |  | N/A |  | In Progress |  |  |  |  | N/A |  | N/A |  |  | N/A | N/A |  | 9/9/2022 | N/A | N/A |  |  |  | 12/31/2024 |  |  | N | No
AI1-145 | Farmville - Moran DP 115 kV |  | VA | Prince Edward | Active | Dominion | 125 | 125 | 75 |  | Capacity | Generation Interconnection | Solar |  |  | N/A |  | In Progress |  |  |  |  | N/A |  | N/A |  |  | N/A | N/A |  | 9/9/2022 | N/A | N/A |  |  |  | 9/30/2026 |  |  | N | No
AI1-146 | Farmville - Moran DP 115 kV |  | VA | Prince Edward | Active | Dominion | 125 | 0 | 20 |  | Capacity | Generation Interconnection | Storage |  |  | N/A |  | In Progress |  |  |  |  | N/A |  | N/A |  |  | N/A | N/A |  | 9/9/2022 | N/A | N/A |  |  |  | 9/30/2026 |  |  | N | No
AI1-147 | Sandwich 34kV |  | IL | DeKalb | Active | ComEd | 150 | 64 | 38.4 |  | Capacity | Generation Interconnection | Solar |  |  | N/A |  | In Progress |  |  |  |  | N/A |  | N/A |  |  | N/A | N/A |  | 9/9/2022 | N/A | N/A |  |  |  | 12/31/2026 |  |  | N | No
AI1-148 | Davis Creek 138kV |  | IL | Kankakee | Active | ComEd | 164 | 164 | 98.4 |  | Capacity | Generation Interconnection | Solar |  |  | N/A |  | In Progress |  |  |  |  | N/A |  | N/A |  |  | N/A | N/A |  | 9/9/2022 | N/A | N/A |  |  |  | 1/1/2026 |  |  | N | No
AI1-149 | Pleasant Valley 345 kV |  | IL | McHenry | Active | ComEd | 250 | 250 | 250 |  | Capacity | Generation Interconnection | Storage |  |  | N/A |  | In Progress |  |  |  |  | N/A |  | N/A |  |  | N/A | N/A |  | 9/9/2022 | N/A | N/A |  |  |  | 7/1/2025 |  |  | N | No
AI1-150 | Locust - Todd 69 kV |  | OH | Butler | Active | Dayton | 49.9 | 49.9 | 29.9 |  | Capacity | Generation Interconnection | Solar; Storage |  |  | N/A |  | In Progress |  |  |  |  | N/A |  | N/A |  |  | N/A | N/A |  | 9/9/2022 | N/A | N/A |  |  |  | 1/4/2027 |  |  | N | No
AI1-151 | Kyger Creek - Pierce 345 kV |  | OH | Adams | Active | AEP | 231.7 | 53.2 | 31.9 |  | Capacity | Generation Interconnection | Solar |  |  | N/A |  | In Progress |  |  |  |  | N/A |  | N/A |  |  | N/A | N/A |  | 9/10/2022 | N/A | N/A |  |  |  | 1/4/2027 |  |  | N | No
AI1-152 | Siegfried - Nazareth 69 kV |  | PA | Northampton | Active | ME | 19.9 | 19.9 | 11.9 |  | Capacity | Generation Interconnection | Solar; Storage |  |  | N/A |  | In Progress |  |  |  |  | N/A |  | N/A |  |  | N/A | N/A |  | 9/9/2022 | N/A | N/A |  |  |  | 1/4/2027 |  |  | N | No
AI1-153 | North Hershey - Grantville 69 kV |  | PA | Dauphin | Active | ME | 20 | 20 | 12 |  | Capacity | Generation Interconnection | Solar; Storage |  |  | N/A |  | In Progress |  |  |  |  | N/A |  | N/A |  |  | N/A | N/A |  | 9/9/2022 | N/A | N/A |  |  |  | 1/4/2027 |  |  | N | No
AI1-154 | Goodings Grove 138 kV |  | IL | Will | Active | ComEd | 230 | 230 | 230 |  | Capacity | Generation Interconnection | Storage |  |  | N/A |  | In Progress |  |  |  |  | N/A |  | N/A |  |  | N/A | N/A |  | 9/9/2022 | N/A | N/A |  |  |  | 1/4/2027 |  |  | N | No
AI1-155 | Chicago Heights 138kV |  | IL | Cook | Active | ComEd | 110 | 110 | 110 |  | Capacity | Generation Interconnection | Storage |  |  | N/A |  | In Progress |  |  |  |  | N/A |  | N/A |  |  | N/A | N/A |  | 9/9/2022 | N/A | N/A |  |  |  | 1/4/2027 |  |  | N | No
AI1-156 | West Rutland 138 kV |  | IL | Kane | Active | ComEd | 170 | 170 | 170 |  | Capacity | Generation Interconnection | Storage |  |  | N/A |  | In Progress |  |  |  |  | N/A |  | N/A |  |  | N/A | N/A |  | 9/9/2022 | N/A | N/A |  |  |  | 1/4/2027 |  |  | N | No
AI1-157 | Pleasant Valley – Crystal Lake 138 kV |  | IL | McHenry | Active | ComEd | 54.4 | 54.4 | 32.64 |  | Capacity | Generation Interconnection | Solar |  |  | N/A |  | In Progress |  |  |  |  | N/A |  | N/A |  |  | N/A | N/A |  | 9/9/2022 | N/A | N/A |  |  |  | 1/4/2027 |  |  | N | No
AI1-158 | Pleasant Valley - Crystal Lake 138 kV |  | IL | McHenry | Active | ComEd | 80 | 80 | 80 |  | Capacity | Generation Interconnection | Storage |  |  | N/A |  | In Progress |  |  |  |  | N/A |  | N/A |  |  | N/A | N/A |  | 9/9/2022 | N/A | N/A |  |  |  | 1/4/2027 |  |  | N | No
AI1-159 | Mount Sterling - Sideview 69 kV |  | KY | Montgomery | Active | EKPC | 35 | 35 | 35 |  | Capacity | Generation Interconnection | Solar; Storage |  |  | N/A |  | In Progress |  |  |  |  | N/A |  | N/A |  |  | N/A | N/A |  | 9/9/2022 | N/A | N/A |  |  |  | 12/31/2028 |  |  | N | No
AI1-160 | Crawford Solar 2 34.5 kV |  | PA | Crawford | Active | PENELEC | 20 | 0 | 1.4 |  | Capacity | Generation Interconnection | Solar |  |  | N/A |  | In Progress |  |  |  |  | N/A |  | N/A |  |  | N/A | N/A |  | 9/9/2022 | N/A | N/A |  |  |  | 1/1/2028 |  |  | N | No
AI1-161 | Crawford Solar 3 34.5 kV |  | PA | Crawford | Active | PENELEC | 20 | 0 | 1.4 |  | Capacity | Generation Interconnection | Solar |  |  | N/A |  | In Progress |  |  |  |  | N/A |  | N/A |  |  | N/A | N/A |  | 9/9/2022 | N/A | N/A |  |  |  | 1/1/2028 |  |  | N | No
AI1-162 | Saltsburg-Vandergrift 138 kV |  | PA | Armstrong | Withdrawn | APS | 100 | 100 | 100 |  | Capacity | Generation Interconnection | Storage |  |  | N/A |  | Withdrawn |  |  |  |  | N/A |  | N/A |  |  | N/A | N/A |  | 9/9/2022 | N/A | N/A |  | 3/11/2025 |  | 9/15/2026 |  |  | N | No
AI1-163 | Gates Hill - Luzerne 25 kV |  | PA | Fayette | Withdrawn | APS | 7.5 | 7.5 | 5 |  | Capacity | Generation Interconnection | Solar |  |  | N/A |  | Withdrawn |  |  |  |  | N/A |  | N/A |  |  | N/A | N/A |  | 9/9/2022 | N/A | N/A |  | 9/7/2023 |  | 6/30/2026 |  |  | N | No
AI1-164 | Clark Summit - Tionesta Junction 34.5 kV |  | PA | Venango | Withdrawn | PENELEC | 10 | 10 | 6.4 |  | Capacity | Generation Interconnection | Solar |  |  | N/A |  | Withdrawn |  |  |  |  | N/A |  | N/A |  |  | N/A | N/A |  | 9/9/2022 | N/A | N/A |  | 9/7/2023 |  | 6/30/2026 |  |  | N | No
AI1-165 | Magnolia - Summersville 69 kV |  | KY | Green | Active | EKPC | 85 | 85 | 50 |  | Capacity | Generation Interconnection | Solar; Storage |  |  | N/A |  | In Progress |  |  |  |  | N/A |  | N/A |  |  | N/A | N/A |  | 9/9/2022 | N/A | N/A |  |  |  | 1/1/2026 |  |  | N | No
AI1-166 | Granger - Ontwa 138 kV |  | MI | Cass | Active | AEP | 150 | 150 | 150 |  | Capacity | Generation Interconnection | Storage |  |  | N/A |  | In Progress |  |  |  |  | N/A |  | N/A |  |  | N/A | N/A |  | 9/9/2022 | N/A | N/A |  |  |  | 12/31/2028 |  |  | N | No
AI1-167 | Cedarville 138 kV |  | OH | Clermont | Active | DEOK | 250 | 250 | 250 |  | Capacity | Generation Interconnection | Storage |  |  | N/A |  | In Progress |  |  |  |  | N/A |  | N/A |  |  | N/A | N/A |  | 9/9/2022 | N/A | N/A |  |  |  | 12/31/2028 |  |  | N | No
AI1-168 | Conesville 345 kV |  | OH | Coshocton | Active | AEP | 200 | 200 | 35.2 |  | Capacity | Generation Interconnection | Wind |  |  | N/A |  | In Progress |  |  |  |  | N/A |  | N/A |  |  | N/A | N/A |  | 9/9/2022 | N/A | N/A |  |  |  | 8/31/2027 |  |  | N | No
AI1-169 | Moyock 230 kV |  | NC | Currituck | Withdrawn | Dominion | 150 | 150 | 26.4 |  | Capacity | Generation Interconnection | Storage; Wind |  |  | N/A |  | Withdrawn |  |  |  |  | N/A |  | N/A |  |  | N/A | N/A |  | 9/9/2022 | N/A | N/A |  | 4/14/2025 |  | 10/15/2026 |  |  | N | No
AI1-170 | Glidden - Sugar Grove 138kV |  | IL | DeKalb | Active | ComEd | 100 | 100 | 80 |  | Capacity | Generation Interconnection | Solar; Storage |  |  | N/A |  | In Progress |  |  |  |  | N/A |  | N/A |  |  | N/A | N/A |  | 9/10/2022 | N/A | N/A |  |  |  | 10/31/2027 |  |  | N | No
AI1-171 | Garden Plain - Rock Falls 138 kV |  | IL | Whiteside | Active | ComEd | 100 | 100 | 60 |  | Capacity | Generation Interconnection | Solar |  |  | N/A |  | In Progress |  |  |  |  | N/A |  | N/A |  |  | N/A | N/A |  | 9/10/2022 | N/A | N/A |  |  |  | 4/30/2028 |  |  | N | No
AI1-172 | Katydid Road - Goodings Grove 345 kV |  | IL | Grundy | Active | ComEd | 250 | 250 | 250 |  | Capacity | Generation Interconnection | Solar; Storage |  |  | N/A |  | In Progress |  |  |  |  | N/A |  | N/A |  |  | N/A | N/A |  | 9/10/2022 | N/A | N/A |  |  |  | 4/30/2028 |  |  | N | No
AI1-173 | Lena - Freeport 34.5 kV |  | IL | Stephenson | Active | ComEd | 16 | 16 | 9.6 |  | Capacity | Generation Interconnection | Solar |  |  | N/A |  | In Progress |  |  |  |  | N/A |  | N/A |  |  | N/A | N/A |  | 9/10/2022 | N/A | N/A |  |  |  | 4/30/2027 |  |  | N | No
AI1-174 | Garden Plain - Rock Falls 138 kV |  | IL | Stephenson | Active | ComEd | 118 | 118 | 94.4 |  | Capacity | Generation Interconnection | Solar; Storage |  |  | N/A |  | In Progress |  |  |  |  | N/A |  | N/A |  |  | N/A | N/A |  | 9/9/2022 | N/A | N/A |  |  |  | 4/30/2028 |  |  | N | No
AI1-175 | Waldo - North Waldo 69 kV |  | OH | Marion | Active | AEP | 19.5 | 19.5 | 16.2 |  | Capacity | Generation Interconnection | Solar; Storage |  |  | N/A |  | In Progress |  |  |  |  | N/A |  | N/A |  |  | N/A | N/A |  | 9/9/2022 | N/A | N/A |  |  |  | 12/31/2024 |  |  | N | No
AI1-176 | Cheswick 138 kV |  | PA | Allegheny | Withdrawn | DL | 300 | 300 | 300 |  | Capacity | Generation Interconnection | Storage |  |  | N/A |  | Withdrawn |  |  |  |  | N/A |  | N/A |  |  | N/A | N/A |  | 9/9/2022 | N/A | N/A |  | 3/19/2024 |  | 12/31/2025 |  |  | N | No
AI1-177 | Avon 345 kV II |  | OH | Lorain | Withdrawn | ATSI | 200 | 200 | 200 |  | Capacity | Generation Interconnection | Storage |  |  | N/A |  | Withdrawn |  |  |  |  | N/A |  | N/A |  |  | N/A | N/A |  | 9/9/2022 | N/A | N/A |  | 12/3/2024 |  | 12/31/2025 |  |  | N | No
AI1-178 | Red House DP - Sugar Hill 115 kV |  | VA | Campbell | Active | Dominion | 80 | 80 | 80 |  | Capacity | Generation Interconnection | Solar; Storage |  |  | N/A |  | In Progress |  |  |  |  | N/A |  | N/A |  |  | N/A | N/A |  | 9/9/2022 | N/A | N/A |  |  |  | 12/31/2027 |  |  | N | No
AI1-179 | Colver Power Project 115 kV |  | PA | Cambria | Active | PENELEC | 100 | 100 | 100 |  | Capacity | Generation Interconnection | Solar; Storage |  |  | N/A |  | In Progress |  |  |  |  | N/A |  | N/A |  |  | N/A | N/A |  | 9/9/2022 | N/A | N/A |  |  |  | 12/31/2027 |  |  | N | No
AI1-180 | Windsor 69 kV |  | KY | N/A | Active | EKPC | 100 | 100 | 100 |  | Capacity | Generation Interconnection | Solar; Storage |  |  | N/A |  | In Progress |  |  |  |  | N/A |  | N/A |  |  | N/A | N/A |  | 9/9/2022 | N/A | N/A |  |  |  | 12/31/2027 |  |  | N | No
AI1-181 | Grandview 115 kV |  | PA | Venango | Active | PENELEC | 140 | 140 | 140 |  | Capacity | Generation Interconnection | Storage |  |  | N/A |  | In Progress |  |  |  |  | N/A |  | N/A |  |  | N/A | N/A |  | 9/9/2022 | N/A | N/A |  |  |  | 12/31/2027 |  |  | N | No
AI1-182 | Des Plaines 138 kV |  | IL | Cook | Withdrawn | ComEd | 80 | 80 | 80 |  | Capacity | Generation Interconnection | Storage |  |  | N/A |  | Withdrawn |  |  |  |  | N/A |  | N/A |  |  | N/A | N/A |  | 9/9/2022 | N/A | N/A |  | 1/3/2024 |  | 12/31/2027 |  |  | N | No
AI1-183 | DuPont - Marlboro 115 kV |  | VA | Richmond | Active | Dominion | 130 | 130 | 130 |  | Capacity | Generation Interconnection | Storage |  |  | N/A |  | In Progress |  |  |  |  | N/A |  | N/A |  |  | N/A | N/A |  | 9/9/2022 | N/A | N/A |  |  |  | 12/31/2027 |  |  | N | No
AI1-184 | Greenwood 138 kV |  | VA | Frederick | Active | APS | 110 | 110 | 110 |  | Capacity | Generation Interconnection | Storage |  |  | N/A |  | In Progress |  |  |  |  | N/A |  | N/A |  |  | N/A | N/A |  | 9/9/2022 | N/A | N/A |  |  |  | 12/31/2027 |  |  | N | No
AI1-185 | Valley 230 kV |  | VA | Augusta | Active | Dominion | 210 | 210 | 210 |  | Capacity | Generation Interconnection | Storage |  |  | N/A |  | In Progress |  |  |  |  | N/A |  | N/A |  |  | N/A | N/A |  | 9/9/2022 | N/A | N/A |  |  |  | 12/31/2027 |  |  | N | No
AI1-186 | Strasburg 138 kV |  | VA | Shenandoah | Active | APS | 140 | 140 | 140 |  | Capacity | Generation Interconnection | Storage |  |  | N/A |  | In Progress |  |  |  |  | N/A |  | N/A |  |  | N/A | N/A |  | 9/9/2022 | N/A | N/A |  |  |  | 12/31/2027 |  |  | N | No
AI1-187 | Glen Gardner 230 kV |  | NJ | Hunterdon | Active | JCPL | 280 | 280 | 280 |  | Capacity | Generation Interconnection | Storage |  |  | N/A |  | In Progress |  |  |  |  | N/A |  | N/A |  |  | N/A | N/A |  | 9/9/2022 | N/A | N/A |  |  |  | 12/31/2027 |  |  | N | No
AI1-188 | Buffalo 115 kV |  | PA | Erie | Active | PENELEC | 130 | 130 | 130 |  | Capacity | Generation Interconnection | Storage |  |  | N/A |  | In Progress |  |  |  |  | N/A |  | N/A |  |  | N/A | N/A |  | 9/9/2022 | N/A | N/A |  |  |  | 12/31/2027 |  |  | N | No
AI1-189 | Northeast - Windy Edge 115 kV |  | MD | Baltimore County | Active | BGE | 110 | 110 | 110 |  | Capacity | Generation Interconnection | Storage |  |  | N/A |  | In Progress |  |  |  |  | N/A |  | N/A |  |  | N/A | N/A |  | 9/9/2022 | N/A | N/A |  |  |  | 12/31/2027 |  |  | N | No
AI1-190 | Eagle Road 138 kV |  | OH | Union | Active | Dayton | 100 | 100 | 100 |  | Capacity | Generation Interconnection | Solar; Storage |  |  | N/A |  | In Progress |  |  |  |  | N/A |  | N/A |  |  | N/A | N/A |  | 9/9/2022 | N/A | N/A |  |  |  | 12/31/2027 |  |  | N | No
AI1-191 | Landcaster - Pecatonica 138 kV |  | IL | Stephenson | Active | ComEd | 200 | 200 | 35.2 |  | Capacity | Generation Interconnection | Wind |  |  | N/A |  | In Progress |  |  |  |  | N/A |  | N/A |  |  | N/A | N/A |  | 9/9/2022 | N/A | N/A |  |  |  | 12/1/2027 |  |  | N | No
AI1-192 | Price Hill - Pruntytown 138 kV |  | WV | Marion | Active | APS | 40 | 40 | 40 |  | Capacity | Generation Interconnection | Natural Gas |  |  | N/A |  | In Progress |  |  |  |  | N/A |  | N/A |  |  | N/A | N/A |  | 9/9/2022 | N/A | N/A |  |  |  | 6/1/2024 |  |  | N | No
AI1-193 | Lincoln 13.2 kV II |  | PA | Adams | Active | ME | 10 | 10 | 8 |  | Capacity | Generation Interconnection | Solar; Storage |  |  | N/A |  | In Progress |  |  |  |  | N/A |  | N/A |  |  | N/A | N/A |  | 9/9/2022 | N/A | N/A |  |  |  | 12/31/2024 |  |  | N | No
AI1-194 | Orrtanna 13.2 kV III |  | PA | Adams | Active | ME | 10 | 10 | 8 |  | Capacity | Generation Interconnection | Solar; Storage |  |  | N/A |  | In Progress |  |  |  |  | N/A |  | N/A |  |  | N/A | N/A |  | 9/9/2022 | N/A | N/A |  |  |  | 12/31/2024 |  |  | N | No
AI1-195 | Orrtanna 13.2 kV IV |  | PA | Adams | Active | ME | 10 | 10 | 8 |  | Capacity | Generation Interconnection | Solar; Storage |  |  | N/A |  | In Progress |  |  |  |  | N/A |  | N/A |  |  | N/A | N/A |  | 9/9/2022 | N/A | N/A |  |  |  | 12/31/2024 |  |  | N | No
AI1-196 | Gates Hill 25 kV |  | PA | Fayette | Active | ME | 9.8 | 9.8 | 7.88 |  | Capacity | Generation Interconnection | Solar; Storage |  |  | N/A |  | In Progress |  |  |  |  | N/A |  | N/A |  |  | N/A | N/A |  | 9/9/2022 | N/A | N/A |  |  |  | 12/31/2024 |  |  | N | No
AI1-197 | Gardners 13.2 kV |  | PA | Adams | Active | ME | 10 | 10 | 8 |  | Capacity | Generation Interconnection | Solar; Storage |  |  | N/A |  | In Progress |  |  |  |  | N/A |  | N/A |  |  | N/A | N/A |  | 9/9/2022 | N/A | N/A |  |  |  | 12/31/2024 |  |  | N | No
AI1-198 | Gardners 13.2 kV II |  | PA | Adams | Active | ME | 7.1 | 7.1 | 5.76 |  | Capacity | Generation Interconnection | Solar; Storage |  |  | N/A |  | In Progress |  |  |  |  | N/A |  | N/A |  |  | N/A | N/A |  | 9/9/2022 | N/A | N/A |  |  |  | 12/31/2024 |  |  | N | No
AI1-199 | South Union 25 kV |  | PA | Fayette | Active | ME | 8.3 | 8.3 | 6.98 |  | Capacity | Generation Interconnection | Solar; Storage |  |  | N/A |  | In Progress |  |  |  |  | N/A |  | N/A |  |  | N/A | N/A |  | 9/9/2022 | N/A | N/A |  |  |  | 12/31/2024 |  |  | N | No
AI1-200 | Campbell 8.32 kV |  | PA | Lawrence | Active | ME | 5 | 5 | 4 |  | Capacity | Generation Interconnection | Solar; Storage |  |  | N/A |  | In Progress |  |  |  |  | N/A |  | N/A |  |  | N/A | N/A |  | 9/10/2022 | N/A | N/A |  |  |  | 12/31/2024 |  |  | N | No
AI1-202 | Greenland Gap 500 kV |  | WV | Grant | Withdrawn | APS | 450 | 450 | 450 |  | Capacity | Generation Interconnection | Solar; Storage; Wind |  |  | N/A |  | Withdrawn |  |  |  |  | N/A |  | N/A |  |  | N/A | N/A |  | 9/10/2022 | N/A | N/A |  | 4/11/2025 |  | 10/15/2026 |  |  | N | No
AI1-203 | Clover - Rawling 500 kV |  | VA | Lunenburg | Active | Dominion | 300 | 300 | 180 |  | Capacity | Generation Interconnection | Solar |  |  | N/A |  | In Progress |  |  |  |  | N/A |  | N/A |  |  | N/A | N/A |  | 9/10/2022 | N/A | N/A |  |  |  | 12/30/2027 |  |  | N | No
AI1-204 | Brokaw 345 kV |  | IL | N/A | Withdrawn | ComEd | 300 | 300 | 300 |  | Capacity | Generation Interconnection | Storage |  |  | N/A |  | Withdrawn |  |  |  |  | N/A |  | N/A |  |  | N/A | N/A |  | 9/11/2022 | N/A | N/A |  | 11/22/2022 |  | 12/30/2027 |  |  | N | No
AI1-205 | Brokaw 345 kV |  | IL | N/A | Withdrawn | ComEd | 300 | 300 | 300 |  | Capacity | Generation Interconnection | Storage |  |  | N/A |  | In Progress |  |  |  |  | N/A |  | N/A |  |  | N/A | N/A |  | 9/10/2022 | N/A | N/A |  | 11/22/2022 |  | 12/30/2028 |  |  | N | No
AI1-206 | Brokaw 345 kV |  | IL | N/A | Withdrawn | ComEd | 300 | 300 | 300 |  | Capacity | Generation Interconnection | Storage |  |  | N/A |  | Withdrawn |  |  |  |  | N/A |  | N/A |  |  | N/A | N/A |  | 9/10/2022 | N/A | N/A |  | 11/22/2022 |  | 12/31/2029 |  |  | N | No
AI1-211 | Brandonville - Necessity 138 kV |  | WV | Preston | Active | APS | 68 | 68 | 68 |  | Capacity | Generation Interconnection | Solar; Storage |  |  | N/A |  | In Progress |  |  |  |  | N/A |  | N/A |  |  | N/A | N/A |  | 9/10/2022 | N/A | N/A |  |  |  | 12/31/2024 |  |  | N | No
AI1-212 | Homer City - Stolle Road 345 kV |  | PA | Jefferson | Active | PENELEC | 182 | 182 | 182 |  | Capacity | Generation Interconnection | Solar; Storage |  |  | N/A |  | In Progress |  |  |  |  | N/A |  | N/A |  |  | N/A | N/A |  | 9/10/2022 | N/A | N/A |  |  |  | 6/30/2024 |  |  | N | No
AI1-213 | Farmers Valley - Ridgeway 115 kV VI |  | PA | Elk | Active | APS | 174 | 174 | 174 |  | Capacity | Generation Interconnection | Solar; Storage |  |  | N/A |  | In Progress |  |  |  |  | N/A |  | N/A |  |  | N/A | N/A |  | 9/10/2022 | N/A | N/A |  |  |  | 6/30/2024 |  |  | N | No
AI1-214 | Philipsburg 115 kV IV |  | PA | Centre | Active | PENELEC | 160 | 20 | 20 |  | Capacity | Generation Interconnection | Solar; Storage |  |  | N/A |  | In Progress |  |  |  |  | N/A |  | N/A |  |  | N/A | N/A |  | 9/10/2022 | N/A | N/A |  |  |  | 6/30/2024 |  |  | N | No
AI1-215 | Philipsburg 115 kV V |  | PA | Centre | Active | PENELEC | 180 | 20 | 20 |  | Capacity | Generation Interconnection | Solar; Storage |  |  | N/A |  | In Progress |  |  |  |  | N/A |  | N/A |  |  | N/A | N/A |  | 9/10/2022 | N/A | N/A |  |  |  | 6/30/2024 |  |  | N | No
AI1-216 | Philipsburg 115 kV VI |  | PA | Centre | Active | PENELEC | 200 | 20 | 20 |  | Capacity | Generation Interconnection | Solar; Storage |  |  | N/A |  | In Progress |  |  |  |  | N/A |  | N/A |  |  | N/A | N/A |  | 9/10/2022 | N/A | N/A |  |  |  | 6/30/2024 |  |  | N | No
AI1-217 | Philipsburg 115 kV VII |  | PA | Centre | Active | PENELEC | 217 | 17 | 17 |  | Capacity | Generation Interconnection | Solar; Storage |  |  | N/A |  | In Progress |  |  |  |  | N/A |  | N/A |  |  | N/A | N/A |  | 9/10/2022 | N/A | N/A |  |  |  | 6/30/2024 |  |  | N | No
AI2-001 | Remington 115 kV |  | VA | Caroline | Active | Dominion | 150 | 150 | 150 |  | Capacity | Generation Interconnection | Storage |  |  | N/A |  | In Progress |  |  |  |  | N/A |  | N/A |  |  | N/A | N/A |  | 10/1/2022 | N/A | N/A |  |  |  | 5/26/2028 |  |  | N | No
AI2-002 | Vanceville 138 kV |  | VA | Washington | Active | APS | 150 | 150 | 150 |  | Capacity | Generation Interconnection | Storage |  |  | N/A |  | In Progress |  |  |  |  | N/A |  | N/A |  |  | N/A | N/A |  | 10/1/2022 | N/A | N/A |  |  |  | 5/26/2028 |  |  | N | No
AI2-004 | Danieltown – Brunswick 115 kV |  | VA | Brunswick | Active | Dominion | 80 | 80 | 71.8 |  | Capacity | Generation Interconnection | Solar; Storage |  |  | N/A |  | In Progress |  |  |  |  | N/A |  | N/A |  |  | N/A | N/A |  | 10/14/2022 | N/A | N/A |  |  |  | 1/1/2026 |  |  | N | No
AI2-005 | Bremo 115 kV |  | VA | Fluvanna | Active | Dominion | 100 | 100 | 100 |  | Capacity | Generation Interconnection | Storage |  |  | N/A |  | In Progress |  |  |  |  | N/A |  | N/A |  |  | N/A | N/A |  | 10/24/2022 | N/A | N/A |  |  |  | 5/26/2028 |  |  | N | No
AI2-006 | Elgin 138kV |  | IL | Kane | Active | ComEd | 484 | 0 | 0 |  | Energy | Generation Interconnection | Storage |  |  | N/A |  | In Progress |  |  |  |  | N/A |  | N/A |  |  | N/A | N/A |  | 11/10/2022 | N/A | N/A |  |  |  | 6/1/2027 |  |  | N | No
AI2-007 | Rocky Road 138kV |  | IL | Kane | Active | ComEd | 450.8 | 40 | 0 |  | Energy | Generation Interconnection | Storage |  |  | N/A |  | In Progress |  |  |  |  | N/A |  | N/A |  |  | N/A | N/A |  | 11/10/2022 | N/A | N/A |  |  |  | 6/1/2027 |  |  | N | No
AI2-010 | Elmont 34.5 kV |  | VA | Hanover | Active | Dominion | 20 | 20 | 20 |  | Capacity | Generation Interconnection | Storage |  |  | N/A |  | In Progress |  |  |  |  | N/A |  | N/A |  |  | N/A | N/A |  | 11/23/2022 | N/A | N/A |  |  |  | 12/30/2025 |  |  | N | No
AI2-011 | Nelson-Electric Junction 345 kV |  | IL | Lee | Active | ComEd | 100 | 0 | 15 |  | Capacity | Generation Interconnection | Storage |  |  | N/A |  | In Progress |  |  |  |  | N/A |  | N/A |  |  | N/A | N/A |  | 11/30/2022 | N/A | N/A |  |  |  | 12/31/2027 |  |  | N | No
AI2-012 | Nelson-Electric Junction 345 kV |  | IL | Lee | Active | ComEd | 300 | 0 | 45 |  | Capacity | Generation Interconnection | Storage |  |  | N/A |  | In Progress |  |  |  |  | N/A |  | N/A |  |  | N/A | N/A |  | 11/30/2022 | N/A | N/A |  |  |  | 12/31/2027 |  |  | N | No
AI2-013 | Grundy - Goose Lake 138 kV |  | IL | Grundy | Active | ComEd | 24.1 | 24.1 | 17.2 |  | Capacity | Generation Interconnection | Solar |  |  | N/A |  | In Progress |  |  |  |  | N/A |  | N/A |  |  | N/A | N/A |  | 11/30/2022 | N/A | N/A |  |  |  | 5/29/2026 |  |  | N | No
AI2-014 | Kankakee 138 kV |  | IL | Kankakee | Active | ComEd | 37.9 | 37.9 | 20.5 |  | Capacity | Generation Interconnection | Solar |  |  | N/A |  | In Progress |  |  |  |  | N/A |  | N/A |  |  | N/A | N/A |  | 11/30/2022 | N/A | N/A |  |  |  | 5/29/2026 |  |  | N | No
AI2-015 | Nelson-Electric Junction 345 kV |  | IL | Lee | Active | ComEd | 200 | 0 | 30 |  | Capacity | Generation Interconnection | Storage |  |  | N/A |  | In Progress |  |  |  |  | N/A |  | N/A |  |  | N/A | N/A |  | 12/1/2022 | N/A | N/A |  |  |  | 11/30/2025 |  |  | N | No
AI2-017 | PA Centre Borealis 34.5 kV |  | PA | Centre | Active | APS | 5 | 5 | 3 |  | Capacity | Generation Interconnection | Solar |  |  | N/A |  | In Progress |  |  |  |  | N/A |  | N/A |  |  | N/A | N/A |  | 12/9/2022 | N/A | N/A |  |  |  | 12/1/2026 |  |  | N | No
AI2-018 | TBD 23 kV |  | PA | Somerset | Active | PENELEC | 4 | 4 | 2.4 |  | Capacity | Generation Interconnection | Solar |  |  | N/A |  | In Progress |  |  |  |  | N/A |  | N/A |  |  | N/A | N/A |  | 12/9/2022 | N/A | N/A |  |  |  | 12/1/2026 |  |  | N | No
AI2-019 | TBD 12.47 kV |  | PA | Franklin | Active | APS | 5 | 5 | 3 |  | Capacity | Generation Interconnection | Solar |  |  | N/A |  | In Progress |  |  |  |  | N/A |  | N/A |  |  | N/A | N/A |  | 12/9/2022 | N/A | N/A |  |  |  | 12/1/2026 |  |  | N | No
AI2-020 | Warren County 500 kV |  | VA | Warren | Active | Dominion | 1518 | 19 | 11 |  | Capacity | Generation Interconnection | Natural Gas |  |  | N/A |  | In Progress |  |  |  |  | N/A |  | N/A |  |  | N/A | N/A |  | 12/10/2022 | N/A | N/A |  |  |  | 12/31/2022 |  |  | N | No
AI2-022 | East Towanda 230 kV |  | PA | Bradford | Active | PENELEC | 937.5 | 30 | 60 |  | Capacity | Generation Interconnection | Natural Gas |  |  | N/A |  | In Progress |  |  |  |  | N/A |  | N/A |  |  | N/A | N/A |  | 12/20/2022 | N/A | N/A |  |  |  | 5/1/2025 |  |  | N | No
AI2-023 | Lake - 270888 345kV |  | IN | Lake | Withdrawn | ComEd | 200 | 200 | 200 |  | Capacity | Generation Interconnection | Storage |  |  | N/A |  | In Progress |  |  |  |  | N/A |  | N/A |  |  | N/A | N/A |  | 12/20/2022 | N/A | N/A |  | 1/15/2025 |  | 12/31/2028 |  |  | N | No
AI2-024 | Racine - Ravenswood 69kV |  | OH | Meigs | Active | AEP | 60 | 60 | 36 |  | Capacity | Generation Interconnection | Solar |  |  | N/A |  | In Progress |  |  |  |  | N/A |  | N/A |  |  | N/A | N/A |  | 12/22/2022 | N/A | N/A |  |  |  | 12/31/2028 |  |  | N | No
AI2-025 |  |  | DE | New Castle | Active | DPL | 10 | 10 | 10 |  | Capacity | Generation Interconnection | Biomass |  |  | N/A |  | In Progress |  |  |  |  | N/A |  | N/A |  |  | N/A | N/A |  | 12/23/2022 | N/A | N/A |  |  |  | 10/31/2026 |  |  | N | No
AI2-026 | Buckingham-Bremo 230 kV |  | VA | Buckingham | Withdrawn | Dominion | 100 | 100 | 60 |  | Capacity | Generation Interconnection | Solar |  |  | N/A |  | Withdrawn |  |  |  |  | N/A |  | N/A |  |  | N/A | N/A |  | 12/22/2022 | N/A | N/A |  | 9/18/2024 |  | 12/31/2028 |  |  | N | No
AI2-027 | Buckingham-Bremo 230 kV |  | VA | Buckingham | Active | Dominion | 50 | 50 | 50 |  | Capacity | Generation Interconnection | Storage |  |  | N/A |  | In Progress |  |  |  |  | N/A |  | N/A |  |  | N/A | N/A |  | 12/22/2022 | N/A | N/A |  |  |  | 12/31/2028 |  |  | N | No
AI2-028 | Beatty - Biers Run 345 kV |  | OH | Union | Active | AEP | 160 | 160 | 96 |  | Capacity | Generation Interconnection | Solar |  |  | N/A |  | In Progress |  |  |  |  | N/A |  | N/A |  |  | N/A | N/A |  | 12/29/2022 | N/A | N/A |  |  |  | 12/20/2026 |  |  | N | No
AI2-029 | Clarksburg - Biers Run 69 kV |  | OH | Union | Active | AEP | 70 | 70 | 42 |  | Capacity | Generation Interconnection | Solar |  |  | N/A |  | In Progress |  |  |  |  | N/A |  | N/A |  |  | N/A | N/A |  | 12/31/2022 | N/A | N/A |  |  |  | 12/20/2026 |  |  | N | No
AI2-030 | Poplar Flat Switch - Brown Hill 69 kV |  | OH | Adams | Active | AEP | 50 | 50 | 40 |  | Capacity | Generation Interconnection | Solar; Storage |  |  | N/A |  | In Progress |  |  |  |  | N/A |  | N/A |  |  | N/A | N/A |  | 1/18/2023 | N/A | N/A |  |  |  | 12/20/2024 |  |  | N | No
AI2-031 | Sapnony 34.5kV |  | VA | Sussex | Active | Dominion | 20 | 20 | 12 |  | Capacity | Generation Interconnection | Solar |  |  | N/A |  | In Progress |  |  |  |  | N/A |  | N/A |  |  | N/A | N/A |  | 1/24/2023 | N/A | N/A |  |  |  | 10/31/2024 |  |  | N | No
AI2-032 | Distribution Circuit#324 34.5 kV |  | VA | Dinwiddie | Active | Dominion | 20 | 20 | 12 |  | Capacity | Generation Interconnection | Solar |  |  | N/A |  | In Progress |  |  |  |  | N/A |  | N/A |  |  | N/A | N/A |  | 1/25/2023 | N/A | N/A |  |  |  | 10/31/2024 |  |  | N | No
AI2-033 | Sapony 34.5kV |  | VA | Sussex | Active | Dominion | 40 | 40 | 24 |  | Capacity | Generation Interconnection | Solar |  |  | N/A |  | In Progress |  |  |  |  | N/A |  | N/A |  |  | N/A | N/A |  | 1/24/2023 | N/A | N/A |  |  |  | 10/31/2024 |  |  | N | No
AI2-034 | Distribution circuit#332 35kV |  | VA | Sussex | Active | Dominion | 20 | 20 | 12 |  | Capacity | Generation Interconnection | Solar |  |  | N/A |  | In Progress |  |  |  |  | N/A |  | N/A |  |  | N/A | N/A |  | 1/24/2023 | N/A | N/A |  |  |  | 10/31/2024 |  |  | N | No
AI2-035 | East Leipsic - Richland 138 kV |  | OH | Putnam | Active | AEP | 150 | 150 | 90 |  | Capacity | Generation Interconnection | Solar |  |  | N/A |  | In Progress |  |  |  |  | N/A |  | N/A |  |  | N/A | N/A |  | 1/25/2023 | N/A | N/A |  |  |  | 12/31/2027 |  |  | N | No
AI2-036 | Craigsville-Staunton 115kV |  | VA | Augusta | Active | Dominion | 100 | 100 | 60 |  | Capacity | Generation Interconnection | Solar |  |  | N/A |  | In Progress |  |  |  |  | N/A |  | N/A |  |  | N/A | N/A |  | 1/25/2023 | N/A | N/A |  |  |  | 12/31/2027 |  |  | N | No
AI2-037 | Lauraville-Dunbrooke 115kV |  | VA | King and Queen | Active | Dominion | 142 | 142 | 85 |  | Capacity | Generation Interconnection | Solar |  |  | N/A |  | In Progress |  |  |  |  | N/A |  | N/A |  |  | N/A | N/A |  | 1/25/2023 | N/A | N/A |  |  |  | 12/31/2027 |  |  | N | No
AI2-038 | St. Johns 115kV |  | VA | Spotsylvania | Active | Dominion | 150 | 150 | 90 |  | Capacity | Generation Interconnection | Solar |  |  | N/A |  | In Progress |  |  |  |  | N/A |  | N/A |  |  | N/A | N/A |  | 1/25/2023 | N/A | N/A |  |  |  | 12/31/2027 |  |  | N | No
AI2-039 | Poolesville 230kV |  | VA | Surry | Active | Dominion | 100 | 100 | 100 |  | Capacity | Generation Interconnection | Storage |  |  | N/A |  | In Progress |  |  |  |  | N/A |  | N/A |  |  | N/A | N/A |  | 2/1/2023 | N/A | N/A |  |  |  | 9/30/2026 |  |  | N | No
AI2-040 | Orange 115kV |  | VA | Orange | Active | Dominion | 75 | 75 | 75 |  | Capacity | Generation Interconnection | Storage |  |  | N/A |  | In Progress |  |  |  |  | N/A |  | N/A |  |  | N/A | N/A |  | 2/1/2023 | N/A | N/A |  |  |  | 9/30/2026 |  |  | N | No
AI2-041 | South Boston 115kV |  | VA | Halifax | Active | Dominion | 75 | 75 | 75 |  | Capacity | Generation Interconnection | Storage |  |  | N/A |  | In Progress |  |  |  |  | N/A |  | N/A |  |  | N/A | N/A |  | 2/1/2023 | N/A | N/A |  |  |  | 9/30/2026 |  |  | N | No
AI2-042 | Paytes 115kV |  | VA | Louisa | Active | Dominion | 50 | 50 | 50 |  | Capacity | Generation Interconnection | Storage |  |  | N/A |  | In Progress |  |  |  |  | N/A |  | N/A |  |  | N/A | N/A |  | 2/1/2023 | N/A | N/A |  |  |  | 9/30/2026 |  |  | N | No
AI2-043 | Pamplin 34.5kV |  | VA | Northumberland | Active | Dominion | 5 | 5 | 3 |  | Capacity | Generation Interconnection | Solar |  |  | N/A |  | In Progress |  |  |  |  | N/A |  | N/A |  |  | N/A | N/A |  | 1/31/2023 | N/A | N/A |  |  |  | 4/26/2024 |  |  | N | No
AI2-044 | Oceana 230kV |  | VA | City of Virginia Beach | Active | Dominion | 150 | 150 | 150 |  | Capacity | Generation Interconnection | Storage |  |  | N/A |  | In Progress |  |  |  |  | N/A |  | N/A |  |  | N/A | N/A |  | 2/1/2023 | N/A | N/A |  |  |  | 12/31/2023 |  |  | N | No
AI2-045 | Oceana 230kV |  | VA | City of Virginia Beach | Active | Dominion | 150 | 150 | 150 |  | Capacity | Generation Interconnection | Storage |  |  | N/A |  | In Progress |  |  |  |  | N/A |  | N/A |  |  | N/A | N/A |  | 2/1/2023 | N/A | N/A |  |  |  | 12/31/2023 |  |  | N | No
AI2-052 | Lakewood 230 kV II |  | NJ | Ocean | Active | JCPL | 170 | 70 | 70 |  | Capacity | Generation Interconnection | Storage |  |  | N/A |  | In Progress |  |  |  |  | N/A |  | N/A |  |  | N/A | N/A |  | 2/17/2023 | N/A | N/A |  |  |  | 6/1/2027 |  |  | N | No
AI2-053 | New Holland 69 kV |  | OH | Fayette | Withdrawn | Dayton | 100 | 100 | 17.6 |  | Capacity | Generation Interconnection | Wind |  |  | N/A |  | Withdrawn |  |  |  |  | N/A |  | N/A |  |  | N/A | N/A |  | 2/24/2023 | N/A | N/A |  | 2/18/2025 |  | 12/31/2026 |  |  | N | No
AI2-054 | Rock Springs 500 kV |  | MD | Cecil | Active | DPL | 784 | 0 | 0 |  | Energy | Generation Interconnection | Storage |  |  | N/A |  | In Progress |  |  |  |  | N/A |  | N/A |  |  | N/A | N/A |  | 2/24/2023 | N/A | N/A |  |  |  | 6/1/2028 |  |  | N | No
AI2-055 | Summit-West Fall 115kV II |  | PA | Blair | Active | PENELEC | 38 | 0 | 6.8 |  | Capacity | Generation Interconnection | Wind |  |  | N/A |  | In Progress |  |  |  |  | N/A |  | N/A |  |  | N/A | N/A |  | 2/23/2023 | N/A | N/A |  |  |  | 12/10/2010 |  |  | N | No
AI2-056 | Fairview East 34.5 kV |  | PA | Erie | Active | PENELEC | 20 | 0 | 3.78 |  | Capacity | Generation Interconnection | Solar |  |  | N/A |  | In Progress |  |  |  |  | N/A |  | N/A |  |  | N/A | N/A |  | 2/23/2023 | N/A | N/A |  |  |  | 2/6/2024 |  |  | N | No
AI2-057 | Venango 34.5 kV |  | PA | Venango | Active | PENELEC | 20 | 0 | 6.58 |  | Capacity | Generation Interconnection | Solar |  |  | N/A |  | In Progress |  |  |  |  | N/A |  | N/A |  |  | N/A | N/A |  | 2/23/2023 | N/A | N/A |  |  |  | 2/20/2024 |  |  | N | No
AI2-058 | Clark Summit-Emlenton 34.5 kV |  | PA | Venango | Active | PENELEC | 20 | 0 | 7.28 |  | Capacity | Generation Interconnection | Solar |  |  | N/A |  | In Progress |  |  |  |  | N/A |  | N/A |  |  | N/A | N/A |  | 2/23/2023 | N/A | N/A |  |  |  | 1/14/2025 |  |  | N | No
AI2-059 | Wolfs Corners 34.5 kV |  | PA | Clarion | Active | PENELEC | 20 | 0 | 7.28 |  | Capacity | Generation Interconnection | Solar |  |  | N/A |  | In Progress |  |  |  |  | N/A |  | N/A |  |  | N/A | N/A |  | 2/23/2023 | N/A | N/A |  |  |  | 1/14/2024 |  |  | N | No
AI2-060 | Kewanee - E.D. Edwards 138 kV |  | IL | Henry | Active | ComEd | 70 | 0 | 40.74 |  | Capacity | Generation Interconnection | Solar |  |  | N/A |  | In Progress |  |  |  |  | N/A |  | N/A |  |  | N/A | N/A |  | 2/23/2023 | N/A | N/A |  |  |  | 10/1/2024 |  |  | N | No
AI2-061 | Bedford North-Central City West 115 kV |  | PA | Somerset | Active | PENELEC | 60 | 0 | 17.64 |  | Capacity | Generation Interconnection | Solar |  |  | N/A |  | In Progress |  |  |  |  | N/A |  | N/A |  |  | N/A | N/A |  | 2/24/2023 | N/A | N/A |  |  |  | 12/15/2026 |  |  | N | No
AI2-062 | Jack Frost - Lake Harmony 69 kV |  | PA | Carbon | Active | PPL | 60 | 0 | 18.34 |  | Capacity | Generation Interconnection | Solar |  |  | N/A |  | In Progress |  |  |  |  | N/A |  | N/A |  |  | N/A | N/A |  | 2/24/2023 | N/A | N/A |  |  |  | 5/15/2027 |  |  | N | No
AI2-063 | Lewis Run-Pierce Brook 230 kV |  | PA | McKean | Active | PENELEC | 280 | 0 | 82.48 |  | Capacity | Generation Interconnection | Solar |  |  | N/A |  | In Progress |  |  |  |  | N/A |  | N/A |  |  | N/A | N/A |  | 2/23/2023 | N/A | N/A |  |  |  | 5/15/2027 |  |  | N | No
AI2-064 | Desoto - Keystone 345 kV |  | IN | Blackford | Active | AEP | 245 | 0 | 35.8 |  | Capacity | Generation Interconnection | Solar |  |  | N/A |  | In Progress |  |  |  |  | N/A |  | N/A |  |  | N/A | N/A |  | 2/23/2023 | N/A | N/A |  |  |  | 1/1/2026 |  |  | N | No
AI2-065 | Varner - Sours 138 kV |  | IN | DeKalb | Active | AEP | 180 | 0 | 12.8 |  | Capacity | Generation Interconnection | Solar |  |  | N/A |  | In Progress |  |  |  |  | N/A |  | N/A |  |  | N/A | N/A |  | 2/23/2023 | N/A | N/A |  |  |  | 6/1/2026 |  |  | N | No
AI2-066 | Marion County 161 kV |  | KY | Marion | Active | EKPC | 96 | 0 | 16.4 |  | Capacity | Generation Interconnection | Solar |  |  | N/A |  | In Progress |  |  |  |  | N/A |  | N/A |  |  | N/A | N/A |  | 2/23/2023 | N/A | N/A |  |  |  | 12/1/2024 |  |  | N | No
AI2-067 | Lunenburg-Nutbush 115 kV |  | VA | Lunenburg | Active | Dominion | 60 | 0 | 20 |  | Capacity | Generation Interconnection | Solar |  |  | N/A |  | In Progress |  |  |  |  | N/A |  | N/A |  |  | N/A | N/A |  | 2/24/2023 | N/A | N/A |  |  |  | 3/1/2027 |  |  | N | No
AI2-068 | Larabee - Atlantic 230 kV |  | NJ | Monmouth | Active | JCPL | 250 | 250 | 250 |  | Capacity | Generation Interconnection | Storage |  |  | N/A |  | In Progress |  |  |  |  | N/A |  | N/A |  |  | N/A | N/A |  | 2/24/2023 | N/A | N/A |  |  |  | 12/31/2026 |  |  | N | No
AI2-069 | Larabee - Atlantic 230 kV |  | NJ | Monmouth | Active | JCPL | 250 | 250 | 250 |  | Capacity | Generation Interconnection | Storage |  |  | N/A |  | In Progress |  |  |  |  | N/A |  | N/A |  |  | N/A | N/A |  | 2/24/2023 | N/A | N/A |  |  |  | 10/21/2026 |  |  | N | No
AI2-070 | Dorothy - Lewis 138 kV |  | NJ | Atlantic | Active | AEC | 150 | 150 | 150 |  | Capacity | Generation Interconnection | Storage |  |  | N/A |  | In Progress |  |  |  |  | N/A |  | N/A |  |  | N/A | N/A |  | 2/24/2023 | N/A | N/A |  |  |  | 3/1/2027 |  |  | N | No
AI2-071 | Dorothy - Lewis 138 kV |  | NJ | Atlantic | Active | AEC | 150 | 150 | 150 |  | Capacity | Generation Interconnection | Storage |  |  | N/A |  | In Progress |  |  |  |  | N/A |  | N/A |  |  | N/A | N/A |  | 2/24/2023 | N/A | N/A |  |  |  | 3/1/2027 |  |  | N | No
AI2-072 | Steubenville 69 kV |  | OH | Jefferson | Active | AEP | 49.5 | 0 | 27.8 |  | Capacity | Generation Interconnection | Solar |  |  | N/A |  | In Progress |  |  |  |  | N/A |  | N/A |  |  | N/A | N/A |  | 2/24/2023 | N/A | N/A |  |  |  | 5/15/2024 |  |  | N | No
AI2-073 | Columbia-Sunbury 69 kV |  | PA | Snyder | Active | PPL | 19.8 | 0 | 9.93 |  | Capacity | Generation Interconnection | Solar |  |  | N/A |  | In Progress |  |  |  |  | N/A |  | N/A |  |  | N/A | N/A |  | 2/24/2023 | N/A | N/A |  |  |  | 6/30/2024 |  |  | N | No
AI2-074 | Beatty - Greene 345 kV |  | OH | Madison | Active | AEP | 577 | 0 | 87.4 |  | Capacity | Generation Interconnection | Solar |  |  | N/A |  | In Progress |  |  |  |  | N/A |  | N/A |  |  | N/A | N/A |  | 2/24/2023 | N/A | N/A |  |  |  | 12/15/2023 |  |  | N | No
AI2-075 | Face Rock-Kinzer #13 69 kV |  | PA | Lancaster | Active | PPL | 19.8 | 0 | 9.86 |  | Capacity | Generation Interconnection | Solar |  |  | N/A |  | In Progress |  |  |  |  | N/A |  | N/A |  |  | N/A | N/A |  | 2/24/2023 | N/A | N/A |  |  |  | 7/1/2023 |  |  | N | No
AI2-076 | Kankakee 138 kV |  | IL | Kankakee | Active | ComEd | 175 | 0 | 56 |  | Capacity | Generation Interconnection | Wind |  |  | N/A |  | In Progress |  |  |  |  | N/A |  | N/A |  |  | N/A | N/A |  | 2/27/2023 | N/A | N/A |  |  |  | 3/15/2023 |  |  | N | No
AI2-077 | Kanakee 138 kV |  | IL | Kankakee | Active | ComEd | 175 | 0 | 56 |  | Capacity | Generation Interconnection | Wind |  |  | N/A |  | In Progress |  |  |  |  | N/A |  | N/A |  |  | N/A | N/A |  | 2/28/2023 | N/A | N/A |  |  |  | 3/16/2023 |  |  | N | No
AI2-078 | Myrtle-Windsor 115 kV |  | VA | Isle of Wight | Active | Dominion | 91 | 0 | 52.7 |  | Capacity | Generation Interconnection | Solar |  |  | N/A |  | In Progress |  |  |  |  | N/A |  | N/A |  |  | N/A | N/A |  | 2/28/2023 | N/A | N/A |  |  |  | 12/31/2025 |  |  | N | No
AI2-079 | Harmony Village-Shackleford 115 kV |  | VA | Fauquier | Active | Dominion | 70 | 0 | 40.7 |  | Capacity | Generation Interconnection | Solar |  |  | N/A |  | In Progress |  |  |  |  | N/A |  | N/A |  |  | N/A | N/A |  | 2/27/2023 | N/A | N/A |  |  |  | 12/31/2025 |  |  | N | No
AI2-080 | Oak Grove-Dahlgren 230 kV |  | VA | King George | Active | Dominion | 134 | 0 | 73.4 |  | Capacity | Generation Interconnection | Solar |  |  | N/A |  | In Progress |  |  |  |  | N/A |  | N/A |  |  | N/A | N/A |  | 2/27/2023 | N/A | N/A |  |  |  | 12/31/2025 |  |  | N | No
AI2-081 | Marysville - Sorenson 765 kV |  | OH | Logan | Active | AEP | 500 | 0 | 271 |  | Capacity | Generation Interconnection | Solar |  |  | N/A |  | In Progress |  |  |  |  | N/A |  | N/A |  |  | N/A | N/A |  | 2/27/2023 | N/A | N/A |  |  |  | 12/31/2025 |  |  | N | No
AI2-082 | Cardington-Liberty 69 kV IV |  | OH | Morrow | Active | ATSI | 101 | 0 | 34.7 |  | Capacity | Generation Interconnection | Solar |  |  | N/A |  | In Progress |  |  |  |  | N/A |  | N/A |  |  | N/A | N/A |  | 2/27/2023 | N/A | N/A |  |  |  | 12/31/2025 |  |  | N | No
AI2-083 | National-Tangy 138kV V |  | OH | Madison | Withdrawn | ATSI | 177 | 0 | 26.6 |  | Capacity | Generation Interconnection | Solar |  |  | N/A |  | Withdrawn |  |  |  |  | N/A |  | N/A |  |  | N/A | N/A |  | 2/28/2023 | N/A | N/A |  | 12/1/2023 |  | 12/31/2025 |  |  | N | No
AI2-084 | Galion 138 kV VI |  | OH | Morrow | Active | ATSI | 244 | 0 | 78 |  | Capacity | Generation Interconnection | Solar |  |  | N/A |  | In Progress |  |  |  |  | N/A |  | N/A |  |  | N/A | N/A |  | 2/27/2023 | N/A | N/A |  |  |  | 12/31/2025 |  |  | N | No
AI2-085 | Pierce - Kyger Creek 345 kV |  | OH | Highland | Withdrawn | OVEC | 120 | 0 | 65 |  | Capacity | Generation Interconnection | Solar |  |  | N/A |  | Withdrawn |  |  |  |  | N/A |  | N/A |  |  | N/A | N/A |  | 2/27/2023 | N/A | N/A |  | 12/13/2024 |  | 12/31/2025 |  |  | N | No
AI2-086 | Sharp Road 69 kV |  | OH | Knox | Active | AEP | 80 | 0 | 45 |  | Capacity | Generation Interconnection | Solar |  |  | N/A |  | In Progress |  |  |  |  | N/A |  | N/A |  |  | N/A | N/A |  | 2/27/2023 | N/A | N/A |  |  |  | 12/31/2025 |  |  | N | No
AI2-087 | Gold-Sabinsville 115kV III |  | PA | Potter | Active | PENELEC | 90 | 0 | 42.5 |  | Capacity | Generation Interconnection | Wind |  |  | N/A |  | In Progress |  |  |  |  | N/A |  | N/A |  |  | N/A | N/A |  | 2/27/2023 | N/A | N/A |  |  |  | 3/3/2023 |  |  | N | No
AI2-088 | Centerburg 138 kV |  | OH | Licking | Active | AEP | 412.5 | 0 | 229.6 |  | Capacity | Generation Interconnection | Solar |  |  | N/A |  | In Progress |  |  |  |  | N/A |  | N/A |  |  | N/A | N/A |  | 2/28/2023 | N/A | N/A |  |  |  | 12/31/2025 |  |  | N | No
AI2-089 | Cedar Creek 138 kV |  | DE | New Castle | Active | DPL | 114.3 | 0 | 71 |  | Capacity | Generation Interconnection | Solar |  |  | N/A |  | In Progress |  |  |  |  | N/A |  | N/A |  |  | N/A | N/A |  | 2/28/2023 | N/A | N/A |  |  |  | 11/15/2024 |  |  | N | No
AI2-090 | Harrington 69 kV |  | DE | N/A | Active | DPL | 50 | 0 | 31 |  | Capacity | Generation Interconnection | Solar |  |  | N/A |  | In Progress |  |  |  |  | N/A |  | N/A |  |  | N/A | N/A |  | 3/1/2023 | N/A | N/A |  |  |  | 3/15/2025 |  |  | N | No
AI2-091 | Lincoln-Sterling 138kV |  | OH | Paulding | Active | AEP | 49.2 | 0 | 22.7 |  | Capacity | Generation Interconnection | Wind |  |  | N/A |  | In Progress |  |  |  |  | N/A |  | N/A |  |  | N/A | N/A |  | 3/2/2023 | N/A | N/A |  |  |  | 2/27/2023 |  |  | N | No
AI2-092 | Logtown 138 kV |  | OH | Paulding | Active | AEP | 75.9 | 0 | 40.3 |  | Capacity | Generation Interconnection | Wind |  |  | N/A |  | In Progress |  |  |  |  | N/A |  | N/A |  |  | N/A | N/A |  | 3/1/2023 | N/A | N/A |  |  |  | 2/27/2023 |  |  | N | No
AI2-093 | Olive-DeQuine 345kV |  | IN | White | Active | AEP | 202 | 0 | 106.5 |  | Capacity | Generation Interconnection | Wind |  |  | N/A |  | In Progress |  |  |  |  | N/A |  | N/A |  |  | N/A | N/A |  | 3/1/2023 | N/A | N/A |  |  |  | 2/27/2023 |  |  | N | No
AI2-094 | Olive-Dequine 345kV |  | IN | White | Active | AEP | 104 | 0 | 53.5 |  | Capacity | Generation Interconnection | Wind |  |  | N/A |  | In Progress |  |  |  |  | N/A |  | N/A |  |  | N/A | N/A |  | 3/1/2023 | N/A | N/A |  |  |  | 2/27/2023 |  |  | N | No
AI2-095 | Olive-Dequine 345kV |  | IN | White | Active | AEP | 99 | 0 | 50.3 |  | Capacity | Generation Interconnection | Wind |  |  | N/A |  | In Progress |  |  |  |  | N/A |  | N/A |  |  | N/A | N/A |  | 3/1/2023 | N/A | N/A |  |  |  | 2/27/2023 |  |  | N | No
AI2-096 | Olive-Dequine 345kV |  | IN | White | Active | AEP | 99 | 0 | 54 |  | Capacity | Generation Interconnection | Wind |  |  | N/A |  | In Progress |  |  |  |  | N/A |  | N/A |  |  | N/A | N/A |  | 3/1/2023 | N/A | N/A |  |  |  | 2/27/2023 |  |  | N | No
AI2-097 | Olive-Dequine 345kV |  | IN | White | Active | AEP | 99 | 0 | 45.3 |  | Capacity | Generation Interconnection | Wind |  |  | N/A |  | In Progress |  |  |  |  | N/A |  | N/A |  |  | N/A | N/A |  | 3/1/2023 | N/A | N/A |  |  |  | 2/27/2023 |  |  | N | No
AI2-098 | Meadow Lake 345kV |  | IN | White | Active | AEP | 200 | 0 | 107 |  | Capacity | Generation Interconnection | Wind |  |  | N/A |  | In Progress |  |  |  |  | N/A |  | N/A |  |  | N/A | N/A |  | 3/1/2023 | N/A | N/A |  |  |  | 2/27/2023 |  |  | N | No
AI2-099 | Powerton-Goodings Grove 345kV (CIR Increase) |  | IL | Livingston | Active | ComEd | 102 | 0 | 49.3 |  | Capacity | Generation Interconnection | Wind |  |  | N/A |  | In Progress |  |  |  |  | N/A |  | N/A |  |  | N/A | N/A |  | 3/1/2023 | N/A | N/A |  |  |  | 2/27/2023 |  |  | N | No
AI2-100 | Powerton - Dresden 345kv (CIR Increase) |  | IL | Livingston | Active | ComEd | 198 | 0 | 96 |  | Capacity | Generation Interconnection | Wind |  |  | N/A |  | In Progress |  |  |  |  | N/A |  | N/A |  |  | N/A | N/A |  | 2/28/2023 | N/A | N/A |  |  |  | 2/27/2023 |  |  | N | No
AI2-101 | Haviland - Milan 138kV |  | OH | Paulding | Active | AEP | 99 | 0 | 42.6 |  | Capacity | Generation Interconnection | Wind |  |  | N/A |  | In Progress |  |  |  |  | N/A |  | N/A |  |  | N/A | N/A |  | 3/1/2023 | N/A | N/A |  |  |  | 2/27/2023 |  |  | N | No
AI2-102 | Lincoln-Sterling 138kV |  | OH | Paulding | Active | AEP | 101 | 0 | 46.8 |  | Capacity | Generation Interconnection | Wind |  |  | N/A |  | In Progress |  |  |  |  | N/A |  | N/A |  |  | N/A | N/A |  | 3/1/2023 | N/A | N/A |  |  |  | 2/27/2023 |  |  | N | No
AI2-103 | Desoto-Tanners Creek 345kV |  | IN | Randolph | Active | AEP | 200 | 0 | 106.4 |  | Capacity | Generation Interconnection | Wind |  |  | N/A |  | In Progress |  |  |  |  | N/A |  | N/A |  |  | N/A | N/A |  | 2/28/2023 | N/A | N/A |  |  |  | 2/27/2023 |  |  | N | No
AI2-104 | Blue Mound I |  | IL | McLean | Active | ComEd | 198 | 0 | 100 |  | Capacity | Generation Interconnection | Solar |  |  | N/A |  | In Progress |  |  |  |  | N/A |  | N/A |  |  | N/A | N/A |  | 2/28/2023 | N/A | N/A |  |  |  | 2/27/2023 |  |  | N | No
AI2-105 | Desoto-Tanners Creek #1 345kV |  | IN | Randolph | Active | AEP | 200 | 0 | 106.4 |  | Capacity | Generation Interconnection | Wind |  |  | N/A |  | In Progress |  |  |  |  | N/A |  | N/A |  |  | N/A | N/A |  | 2/28/2023 | N/A | N/A |  |  |  | 2/27/2023 |  |  | N | No
AI2-106 | Pontiac MidPoint-Brokaw 345kV |  | IL | Livingston | Active | ComEd | 200 | 0 | 106.4 |  | Capacity | Generation Interconnection | Solar |  |  | N/A |  | In Progress |  |  |  |  | N/A |  | N/A |  |  | N/A | N/A |  | 2/28/2023 | N/A | N/A |  |  |  | 2/27/2023 |  |  | N | No
AI2-107 | Ada-Dunkirk 69kV |  | OH | Hardin | Active | AEP | 66 | 0 | 31.7 |  | Capacity | Generation Interconnection | Wind |  |  | N/A |  | In Progress |  |  |  |  | N/A |  | N/A |  |  | N/A | N/A |  | 3/1/2023 | N/A | N/A |  |  |  | 2/27/2023 |  |  | N | No
AI2-109 | Madoc - Delaware 138 kV |  | IN | Randolph | Active | AEP | 150 | 0 | 69 |  | Capacity | Generation Interconnection | Solar |  |  | N/A |  | In Progress |  |  |  |  | N/A |  | N/A |  |  | N/A | N/A |  | 3/1/2023 | N/A | N/A |  |  |  | 9/1/2024 |  |  | N | No
AI2-110 | Losantville 345 kV |  | IN | Randolph | Active | AEP | 100 | 0 | 46 |  | Capacity | Generation Interconnection | Solar |  |  | N/A |  | In Progress |  |  |  |  | N/A |  | N/A |  |  | N/A | N/A |  | 2/28/2023 | N/A | N/A |  |  |  | 10/31/2023 |  |  | N | No
AI2-111 | Meadow Lake 345 kV |  | IN | White | Active | AEP | 200 | 0 | 84 |  | Capacity | Generation Interconnection | Solar |  |  | N/A |  | In Progress |  |  |  |  | N/A |  | N/A |  |  | N/A | N/A |  | 2/28/2023 | N/A | N/A |  |  |  | 10/31/2025 |  |  | N | No
AI2-112 | Bluff Point-Randolph 138 kV |  | IN | Randolph | Active | AEP | 100 | 0 | 42 |  | Capacity | Generation Interconnection | Solar |  |  | N/A |  | In Progress |  |  |  |  | N/A |  | N/A |  |  | N/A | N/A |  | 2/28/2023 | N/A | N/A |  |  |  | 10/31/2026 |  |  | N | No
AI2-113 | Old Church 230 kV |  | VA | Hanover | Active | Dominion | 100 | 100 | 100 |  | Capacity | Generation Interconnection | Storage |  |  | N/A |  | In Progress |  |  |  |  | N/A |  | N/A |  |  | N/A | N/A |  | 2/28/2023 | N/A | N/A |  |  |  | 9/18/2029 |  |  | N | No
AI2-114 | Verona - Weyers Cave 115 kV |  | VA | Augusta | Active | Dominion | 100 | 100 | 100 |  | Capacity | Generation Interconnection | Storage |  |  | N/A |  | In Progress |  |  |  |  | N/A |  | N/A |  |  | N/A | N/A |  | 3/1/2023 | N/A | N/A |  |  |  | 9/1/2029 |  |  | N | No
AI2-115 | Desoto 345 kV |  | IN | Delaware | Active | AEP | 200 | 0 | 84 |  | Capacity | Generation Interconnection | Solar |  |  | N/A |  | In Progress |  |  |  |  | N/A |  | N/A |  |  | N/A | N/A |  | 2/28/2023 | N/A | N/A |  |  |  | 10/31/2026 |  |  | N | No
AI2-116 | Allen 345kV |  | IN | Allen | Active | AEP | 100 | 0 | 24 |  | Capacity | Generation Interconnection | Solar |  |  | N/A |  | In Progress |  |  |  |  | N/A |  | N/A |  |  | N/A | N/A |  | 2/28/2023 | N/A | N/A |  |  |  | 10/31/2026 |  |  | N | No
AI2-117 | Payne 69 kV |  | OH | Paulding | Active | AEP | 49.9 | 0 | 11.976 |  | Capacity | Generation Interconnection | Solar |  |  | N/A |  | In Progress |  |  |  |  | N/A |  | N/A |  |  | N/A | N/A |  | 2/28/2023 | N/A | N/A |  |  |  | 6/28/2023 |  |  | N | No
AI2-118 | Continental 69 kV |  | OH | Putnam | Active | AEP | 49.9 | 0 | 11.976 |  | Capacity | Generation Interconnection | Solar |  |  | N/A |  | In Progress |  |  |  |  | N/A |  | N/A |  |  | N/A | N/A |  | 2/28/2023 | N/A | N/A |  |  |  | 6/28/2023 |  |  | N | No
AI2-119 | Losantville 345 kV |  | IN | Randolph | Active | AEP | 200 | 0 | 48 |  | Capacity | Generation Interconnection | Solar |  |  | N/A |  | In Progress |  |  |  |  | N/A |  | N/A |  |  | N/A | N/A |  | 2/28/2023 | N/A | N/A |  |  |  | 12/28/2021 |  |  | N | No
AI2-120 | Losantville 345 kV |  | IN | Randolph | Active | AEP | 125 | 0 | 52.5 |  | Capacity | Generation Interconnection | Solar |  |  | N/A |  | In Progress |  |  |  |  | N/A |  | N/A |  |  | N/A | N/A |  | 2/28/2023 | N/A | N/A |  |  |  | 10/31/2027 |  |  | N | No
AI2-121 | Hector 115 kV |  | PA | Potter | Withdrawn | PENELEC | 50 | 0 | 19.95 |  | Capacity | Generation Interconnection | Wind |  |  | N/A |  | Withdrawn |  |  |  |  | N/A |  | N/A |  |  | N/A | N/A |  | 2/28/2023 | N/A | N/A |  | 2/21/2025 |  | 12/31/2024 |  |  | N | No
AI2-122 | Tazewell - AB1-122 345 kV |  | IL | Lasalle | Withdrawn | ComEd | 130 | 0 | 66.95 |  | Capacity | Generation Interconnection | Wind |  |  | N/A |  | Withdrawn |  |  |  |  | N/A |  | N/A |  |  | N/A | N/A |  | 2/28/2023 | N/A | N/A |  | 2/21/2025 |  | 12/31/2024 |  |  | N | No
AI2-123 | Goddard - Plumville 138 kV |  | KY | Fleming | Active | EKPC | 120 | 0 | 35 |  | Capacity | Generation Interconnection | Solar |  |  | N/A |  | In Progress |  |  |  |  | N/A |  | N/A |  |  | N/A | N/A |  | 2/28/2023 | N/A | N/A |  |  |  | 6/30/2025 |  |  | N | No
AI2-124 | Goddard 138 kV |  | KY | Fleming | Active | EKPC | 200 | 0 | 23.3 |  | Capacity | Generation Interconnection | Solar |  |  | N/A |  | In Progress |  |  |  |  | N/A |  | N/A |  |  | N/A | N/A |  | 2/28/2023 | N/A | N/A |  |  |  | 6/30/2025 |  |  | N | No
AI2-125 | East Danville - Roxboro 230 kV |  | VA | Pittsylvania | Active | AEP | 96 | 0 | 32.16 |  | Capacity | Generation Interconnection | Solar |  |  | N/A |  | In Progress |  |  |  |  | N/A |  | N/A |  |  | N/A | N/A |  | 2/28/2023 | N/A | N/A |  |  |  | 12/31/2024 |  |  | N | No
AI2-126 | East Danville - Roxboro 230 kV |  | VA | Pittsylvania | Active | AEP | 54 | 0 | 16.84 |  | Capacity | Generation Interconnection | Solar |  |  | N/A |  | In Progress |  |  |  |  | N/A |  | N/A |  |  | N/A | N/A |  | 2/28/2023 | N/A | N/A |  |  |  | 12/31/2024 |  |  | N | No
AI2-127 | Cynthiana Tie - Headquarters 69 kV |  | KY | Harrison | Active | EKPC | 70 | 0 | 20.5 |  | Capacity | Generation Interconnection | Solar |  |  | N/A |  | In Progress |  |  |  |  | N/A |  | N/A |  |  | N/A | N/A |  | 2/28/2023 | N/A | N/A |  |  |  | 9/30/2024 |  |  | N | No
AI2-128 | Cardiff 230 kV |  | NJ | Atlantic | Active | AEC | 1509.6 | 0 | 1204.52 |  | Capacity | Generation Interconnection | Offshore Wind |  |  | N/A |  | In Progress |  |  |  |  | N/A |  | N/A |  |  | N/A | N/A |  | 3/1/2023 | N/A | N/A |  |  |  | 9/30/2027 |  |  | N | No
AI2-129 | Larrabee 230 kV |  | NJ | Monmouth | Active | JCPL | 2250 | 0 | 1675.59 |  | Capacity | Generation Interconnection | Offshore Wind |  |  | N/A |  | In Progress |  |  |  |  | N/A |  | N/A |  |  | N/A | N/A |  | 2/28/2023 | N/A | N/A |  |  |  | 2/28/2030 |  |  | N | No
AI2-130 | Larrabee 230 kV |  | NJ | Monmouth | Active | JCPL | 1300 | 0 | 1037.2 |  | Capacity | Generation Interconnection | Offshore Wind |  |  | N/A |  | In Progress |  |  |  |  | N/A |  | N/A |  |  | N/A | N/A |  | 2/28/2023 | N/A | N/A |  |  |  | 2/28/2030 |  |  | N | No
AI2-131 | Larrabee 230 kV |  | NJ | Ocean | Active | JCPL | 882 | 0 | 703.75 |  | Capacity | Generation Interconnection | Offshore Wind |  |  | N/A |  | In Progress |  |  |  |  | N/A |  | N/A |  |  | N/A | N/A |  | 2/28/2023 | N/A | N/A |  |  |  | 2/28/2030 |  |  | N | No
AI2-132 | Larrabee 230 kV |  | NJ | Ocean | Active | JCPL | 445.2 | 0 | 355.02 |  | Capacity | Generation Interconnection | Offshore Wind |  |  | N/A |  | In Progress |  |  |  |  | N/A |  | N/A |  |  | N/A | N/A |  | 2/28/2023 | N/A | N/A |  |  |  | 2/28/2030 |  |  | N | No
AI2-133 | Kincaid-Pana 345kV |  | IL | Christian | Active | ComEd | 260 | 0 | 84.1 |  | Capacity | Generation Interconnection | Solar |  |  | N/A |  | In Progress |  |  |  |  | N/A |  | N/A |  |  | N/A | N/A |  | 2/28/2023 | N/A | N/A |  |  |  | 10/31/2026 |  |  | N | No
AI2-134 | Pontiac Midpoint 345 kV (CIR Increase) |  | IL | Livingston | Active | ComEd | 200 | 0 | 84 |  | Capacity | Generation Interconnection | Solar |  |  | N/A |  | In Progress |  |  |  |  | N/A |  | N/A |  |  | N/A | N/A |  | 2/28/2023 | N/A | N/A |  |  |  | 12/31/2022 |  |  | N | No
AI2-135 | McLean 345 kV (CIR Increase) |  | IL | McLean | Active | ComEd | 300 | 0 | 24 |  | Capacity | Generation Interconnection | Solar |  |  | N/A |  | In Progress |  |  |  |  | N/A |  | N/A |  |  | N/A | N/A |  | 2/28/2023 | N/A | N/A |  |  |  | 12/31/2025 |  |  | N | No
AI2-136 | Olive - Reynolds 345 kV |  | IN | Pulaski | Active | AEP | 275 | 0 | 47.98 |  | Capacity | Generation Interconnection | Solar |  |  | N/A |  | In Progress |  |  |  |  | N/A |  | N/A |  |  | N/A | N/A |  | 2/28/2023 | N/A | N/A |  |  |  | 12/31/2022 |  |  | N | No
AI2-137 | Stockton 138 kV |  | VA | Henry | Active | AEP | 90 | 0 | 21.6 |  | Capacity | Generation Interconnection | Solar |  |  | N/A |  | In Progress |  |  |  |  | N/A |  | N/A |  |  | N/A | N/A |  | 2/28/2023 | N/A | N/A |  |  |  | 12/31/2022 |  |  | N | No
AI2-138 | Marysville 345kV |  | OH | Union | Active | AEP | 175 | 0 | 42 |  | Capacity | Generation Interconnection | Solar |  |  | N/A |  | In Progress |  |  |  |  | N/A |  | N/A |  |  | N/A | N/A |  | 2/28/2023 | N/A | N/A |  |  |  | 12/26/2023 |  |  | N | No
AI2-139 | Marysville 345kV |  | OH | Union | Active | AEP | 225 | 0 | 54 |  | Capacity | Generation Interconnection | Solar |  |  | N/A |  | In Progress |  |  |  |  | N/A |  | N/A |  |  | N/A | N/A |  | 2/28/2023 | N/A | N/A |  |  |  | 12/25/2023 |  |  | N | No
AI2-141 | Heartsease DP - Mayo Dunbar 115kV |  | NC | Edgecombe | Active | Dominion | 75 | 0 | 18.75 |  | Capacity | Generation Interconnection | Solar |  |  | N/A |  | In Progress |  |  |  |  | N/A |  | N/A |  |  | N/A | N/A |  | 2/28/2023 | N/A | N/A |  |  |  | 5/31/2023 |  |  | N | No
AI2-143 | Clubhouse-Sappony 230 kV |  | VA | Sussex | Active | Dominion | 149 | 0 | 37.65 |  | Capacity | Generation Interconnection | Solar |  |  | N/A |  | In Progress |  |  |  |  | N/A |  | N/A |  |  | N/A | N/A |  | 2/28/2023 | N/A | N/A |  |  |  | 12/31/2021 |  |  | N | No
AI2-144 | Mottville 138 kV |  | MI | St. Joseph | Active | AEP | 150 | 0 | 36 |  | Capacity | Generation Interconnection | Solar |  |  | N/A |  | In Progress |  |  |  |  | N/A |  | N/A |  |  | N/A | N/A |  | 2/28/2023 | N/A | N/A |  |  |  | 12/31/2025 |  |  | N | No
AI2-145 | Claytor Lake - Edgemont 138 kV |  | VA | Montgomery | Active | AEP | 126.65 | 0 | 30.43 |  | Capacity | Generation Interconnection | Solar |  |  | N/A |  | In Progress |  |  |  |  | N/A |  | N/A |  |  | N/A | N/A |  | 2/28/2023 | N/A | N/A |  |  |  | 12/31/2022 |  |  | N | No
AI2-146 | Blue Jacket - Kirby 138 kV |  | OH | Logan | Active | Dayton | 348.5 | 0 | 67.08 |  | Capacity | Generation Interconnection | Solar |  |  | N/A |  | In Progress |  |  |  |  | N/A |  | N/A |  |  | N/A | N/A |  | 2/28/2023 | N/A | N/A |  |  |  | 12/31/2021 |  |  | N | No
AI2-147 | Dequine - Eugene 345 kV |  | IN | Fountain | Active | AEP | 200 | 0 | 78 |  | Capacity | Generation Interconnection | Wind |  |  | N/A |  | In Progress |  |  |  |  | N/A |  | N/A |  |  | N/A | N/A |  | 2/28/2023 | N/A | N/A |  |  |  | 12/31/2024 |  |  | N | No
AI2-148 | Mississinewa- Gaston 138 kV |  | IN | Grant | Active | AEP | 160 | 0 | 38.4 |  | Capacity | Generation Interconnection | Solar |  |  | N/A |  | In Progress |  |  |  |  | N/A |  | N/A |  |  | N/A | N/A |  | 3/1/2023 | N/A | N/A |  |  |  | 12/31/2022 |  |  | N | No
AI2-149 | Hardin Switch 345 kV |  | OH | Hardin | Active | AEP | 280 | 0 | 67.2 |  | Capacity | Generation Interconnection | Solar |  |  | N/A |  | In Progress |  |  |  |  | N/A |  | N/A |  |  | N/A | N/A |  | 2/28/2023 | N/A | N/A |  |  |  | 12/24/2023 |  |  | N | No
AI2-150 | Rock Creek 138 kV |  | IN | Huntington | Active | AEP | 185 | 0 | 44.4 |  | Capacity | Generation Interconnection | Solar |  |  | N/A |  | In Progress |  |  |  |  | N/A |  | N/A |  |  | N/A | N/A |  | 2/28/2023 | N/A | N/A |  |  |  | 12/31/2025 |  |  | N | No
AI2-151 | AC1-053 Tap 345kV (CIR Increase) |  | IL | Logan | Active | ComEd | 600 | 0 | 48 |  | Capacity | Generation Interconnection | Solar |  |  | N/A |  | In Progress |  |  |  |  | N/A |  | N/A |  |  | N/A | N/A |  | 2/28/2023 | N/A | N/A |  |  |  | 12/31/2025 |  |  | N | No
AI2-152 | Makahoy 138 kV |  | IN | Madison | Active | AEP | 120 | 0 | 28.8 |  | Capacity | Generation Interconnection | Solar |  |  | N/A |  | In Progress |  |  |  |  | N/A |  | N/A |  |  | N/A | N/A |  | 3/1/2023 | N/A | N/A |  |  |  | 12/31/2025 |  |  | N | No
AI2-153 | Louisa-South Anna 230 kV |  | VA | Louisa | Active | Dominion | 127 | 0 | 31.95 |  | Capacity | Generation Interconnection | Solar |  |  | N/A |  | In Progress |  |  |  |  | N/A |  | N/A |  |  | N/A | N/A |  | 3/1/2023 | N/A | N/A |  |  |  | 12/31/2022 |  |  | N | No
AI2-154 | Moshannon-Milesburg 230 kV IX |  | PA | Centre | Active | APS | 100 | 0 | 24 |  | Capacity | Generation Interconnection | Solar |  |  | N/A |  | In Progress |  |  |  |  | N/A |  | N/A |  |  | N/A | N/A |  | 3/1/2023 | N/A | N/A |  |  |  | 12/31/2025 |  |  | N | No
AI2-155 | Baker 138 kV II |  | WV | Hardy | Active | APS | 80 | 0 | 29.84 |  | Capacity | Generation Interconnection | Wind |  |  | N/A |  | In Progress |  |  |  |  | N/A |  | N/A |  |  | N/A | N/A |  | 3/1/2023 | N/A | N/A |  |  |  | 12/31/2025 |  |  | N | No
AI2-156 | East Springfield-London 138 kV III |  | OH | Clark | Active | ATSI | 234 | 0 | 43.2 |  | Capacity | Generation Interconnection | Solar |  |  | N/A |  | In Progress |  |  |  |  | N/A |  | N/A |  |  | N/A | N/A |  | 3/1/2023 | N/A | N/A |  |  |  | 12/1/2026 |  |  | N | No
AI2-157 | Elk 138 kV |  | OH | Vinton | Active | AEP | 125 | 0 | 47.5 |  | Capacity | Generation Interconnection | Solar |  |  | N/A |  | In Progress |  |  |  |  | N/A |  | N/A |  |  | N/A | N/A |  | 3/1/2023 | N/A | N/A |  |  |  | 12/25/2023 |  |  | N | No
AI2-158 | Fentress - Sligo 230kV (CIR Increase) |  | VA | City of Chesapeake | Withdrawn | Dominion | 192 | 0 | 48 |  | Capacity | Generation Interconnection | Solar |  |  | N/A |  | Withdrawn |  |  |  |  | N/A |  | N/A |  |  | N/A | N/A |  | 3/1/2023 | N/A | N/A |  | 9/12/2023 |  | 12/31/2024 |  |  | N | No
AI2-159 | Eldean 138 kV |  | OH | Miami | Active | Dayton | 232 | 0 | 43.52 |  | Capacity | Generation Interconnection | Solar |  |  | N/A |  | In Progress |  |  |  |  | N/A |  | N/A |  |  | N/A | N/A |  | 3/1/2023 | N/A | N/A |  |  |  | 12/1/2027 |  |  | N | No
AI2-160 | Sullivan 345 kV |  | IN | Sullivan | Active | AEP | 200 | 0 | 48 |  | Capacity | Generation Interconnection | Solar |  |  | N/A |  | In Progress |  |  |  |  | N/A |  | N/A |  |  | N/A | N/A |  | 2/28/2023 | N/A | N/A |  |  |  | 12/31/2020 |  |  | N | No
AI2-161 | Sullivan - Dequine 345 kV |  | IN | Vermillion | Active | AEP | 200 | 0 | 48 |  | Capacity | Generation Interconnection | Solar |  |  | N/A |  | In Progress |  |  |  |  | N/A |  | N/A |  |  | N/A | N/A |  | 3/1/2023 | N/A | N/A |  |  |  | 12/31/2025 |  |  | N | No
AI2-162 | Meridian - Twin Branch 345 kV |  | IN | Whitley | Active | AEP | 200 | 0 | 48 |  | Capacity | Generation Interconnection | Solar |  |  | N/A |  | In Progress |  |  |  |  | N/A |  | N/A |  |  | N/A | N/A |  | 3/1/2023 | N/A | N/A |  |  |  | 12/31/2025 |  |  | N | No
AI2-163 | Brokaw to Mt Pulaski 345 kV |  | IL | McLean | Active | ComEd | 200 | 0 | 68.8 |  | Capacity | Generation Interconnection | Wind |  |  | N/A |  | In Progress |  |  |  |  | N/A |  | N/A |  |  | N/A | N/A |  | 3/1/2023 | N/A | N/A |  |  |  | 12/31/2025 |  |  | N | No
AI2-164 | Fostoria Central - Lemoyn 345 kV |  | OH | Wood | Active | AEP | 300 | 0 | 72 |  | Capacity | Generation Interconnection | Solar |  |  | N/A |  | In Progress |  |  |  |  | N/A |  | N/A |  |  | N/A | N/A |  | 3/1/2023 | N/A | N/A |  |  |  | 12/31/2025 |  |  | N | No
AI2-165 | Clinton - Stuart 345 kV |  | OH | Clinton | Active | Dayton | 300 | 0 | 72 |  | Capacity | Generation Interconnection | Solar |  |  | N/A |  | In Progress |  |  |  |  | N/A |  | N/A |  |  | N/A | N/A |  | 3/1/2023 | N/A | N/A |  |  |  | 12/25/2023 |  |  | N | No
AI2-166 | Lanesville-Brokaw |  | IL | Logan | Active | ComEd | 200 | 0 | 78 |  | Capacity | Generation Interconnection | Wind |  |  | N/A |  | In Progress |  |  |  |  | N/A |  | N/A |  |  | N/A | N/A |  | 3/1/2023 | N/A | N/A |  |  |  | 12/15/2025 |  |  | N | No
AI2-167 | Lanesville-Brokaw 345 kV |  | IL | Logan | Active | ComEd | 400 | 0 | 78 |  | Capacity | Generation Interconnection | Wind |  |  | N/A |  | In Progress |  |  |  |  | N/A |  | N/A |  |  | N/A | N/A |  | 3/1/2023 | N/A | N/A |  |  |  | 12/31/2024 |  |  | N | No
AI2-168 | Magley 138 kV |  | IN | Adams | Active | AEP | 135 | 0 | 32.4 |  | Capacity | Generation Interconnection | Solar |  |  | N/A |  | In Progress |  |  |  |  | N/A |  | N/A |  |  | N/A | N/A |  | 2/28/2023 | N/A | N/A |  |  |  | 12/31/2024 |  |  | N | No
AI2-169 | Brody 138 kV |  | MI | Cass | Active | AEP | 100 | 0 | 24 |  | Capacity | Generation Interconnection | Solar |  |  | N/A |  | In Progress |  |  |  |  | N/A |  | N/A |  |  | N/A | N/A |  | 3/1/2023 | N/A | N/A |  |  |  | 12/31/2025 |  |  | N | No
AI2-170 | Delaware - Van Buren 138 kV |  | IN | Delaware | Active | AEP | 163 | 0 | 39.12 |  | Capacity | Generation Interconnection | Solar |  |  | N/A |  | In Progress |  |  |  |  | N/A |  | N/A |  |  | N/A | N/A |  | 3/1/2023 | N/A | N/A |  |  |  | 12/31/2022 |  |  | N | No
AI2-171 | Cole Road 345 kV |  | OH | Franklin | Active | AEP | 310 | 0 | 40 |  | Capacity | Generation Interconnection | Solar |  |  | N/A |  | In Progress |  |  |  |  | N/A |  | N/A |  |  | N/A | N/A |  | 2/28/2023 | N/A | N/A |  |  |  | 12/25/2023 |  |  | N | No
AI2-172 | Pennville - Adams 138 kV |  | IN | Jay | Active | AEP | 205 | 0 | 37.2 |  | Capacity | Generation Interconnection | Solar |  |  | N/A |  | In Progress |  |  |  |  | N/A |  | N/A |  |  | N/A | N/A |  | 2/28/2023 | N/A | N/A |  |  |  | 12/31/2022 |  |  | N | No
AI2-173 | West Newton-Lynn 138 kV |  | OH | Hardin | Active | AEP | 110 | 0 | 26.43 |  | Capacity | Generation Interconnection | Solar |  |  | N/A |  | In Progress |  |  |  |  | N/A |  | N/A |  |  | N/A | N/A |  | 2/28/2023 | N/A | N/A |  |  |  | 12/31/2021 |  |  | N | No
AI2-174 | Kenzie Creek - Colby 138 kV |  | MI | Cass | Active | AEP | 150 | 0 | 36 |  | Capacity | Generation Interconnection | Solar |  |  | N/A |  | In Progress |  |  |  |  | N/A |  | N/A |  |  | N/A | N/A |  | 2/28/2023 | N/A | N/A |  |  |  | 12/25/2023 |  |  | N | No
AI2-175 | Westmoreland – Oak Grove 230 kV |  | VA | Westmoreland | Active | Dominion | 80 | 0 | 20 |  | Capacity | Generation Interconnection | Solar |  |  | N/A |  | In Progress |  |  |  |  | N/A |  | N/A |  |  | N/A | N/A |  | 2/28/2023 | N/A | N/A |  |  |  | 12/31/2025 |  |  | N | No
AI2-176 | Todd 69 kV |  | MD | Dorchester | Active | DPL | 50 | 0 | 14.5 |  | Capacity | Generation Interconnection | Solar |  |  | N/A |  | In Progress |  |  |  |  | N/A |  | N/A |  |  | N/A | N/A |  | 3/1/2023 | N/A | N/A |  |  |  | 12/31/2021 |  |  | N | No
AI2-177 | Todd 25 kV |  | MD | Dorchester | Active | DPL | 20 | 0 | 5.8 |  | Capacity | Generation Interconnection | Solar |  |  | N/A |  | In Progress |  |  |  |  | N/A |  | N/A |  |  | N/A | N/A |  | 2/28/2023 | N/A | N/A |  |  |  | 7/31/2021 |  |  | N | No
AI2-178 | LaSalle 138 kV |  | IL | Lasalle | Active | ComEd | 105.6 | 0 | 36.51 |  | Capacity | Generation Interconnection | Wind |  |  | N/A |  | In Progress |  |  |  |  | N/A |  | N/A |  |  | N/A | N/A |  | 2/28/2023 | N/A | N/A |  |  |  | 3/17/2023 |  |  | N | No
AI2-179 | Brokaw-Pontiac 345kV |  | IL | McLean | Active | ComEd | 250 | 0 | 97.5 |  | Capacity | Generation Interconnection | Wind |  |  | N/A |  | In Progress |  |  |  |  | N/A |  | N/A |  |  | N/A | N/A |  | 2/28/2023 | N/A | N/A |  |  |  | 3/17/2023 |  |  | N | No
AI2-180 | LaSalle 138kV |  | IL | Lasalle | Active | ComEd | 191 | 0 | 6.16 |  | Capacity | Generation Interconnection | Wind |  |  | N/A |  | In Progress |  |  |  |  | N/A |  | N/A |  |  | N/A | N/A |  | 2/28/2023 | N/A | N/A |  |  |  | 2/28/2023 |  |  | N | No
AI2-181 | Hardin Switch 345 kV |  | OH | Hardin | Active | AEP | 170 | 0 | 27.8 |  | Capacity | Generation Interconnection | Solar |  |  | N/A |  | In Progress |  |  |  |  | N/A |  | N/A |  |  | N/A | N/A |  | 2/28/2023 | N/A | N/A |  |  |  | 6/30/2023 |  |  | N | No
AI2-182 | Jennings-Hazelton 138kV II |  | WV | Preston | Active | APS | 50 | 0 | 12 |  | Capacity | Generation Interconnection | Solar |  |  | N/A |  | In Progress |  |  |  |  | N/A |  | N/A |  |  | N/A | N/A |  | 2/28/2023 | N/A | N/A |  |  |  | 12/31/2025 |  |  | N | No
AI2-183 | Spotsylvania 500kV |  | VA | Spotsylvania | Active | Dominion | 485 | 0 | 123.75 |  | Capacity | Generation Interconnection | Solar |  |  | N/A |  | In Progress |  |  |  |  | N/A |  | N/A |  |  | N/A | N/A |  | 3/2/2023 | N/A | N/A |  |  |  | 1/1/2028 |  |  | N | No
AI2-184 | Whitely 138 kV |  | PA | Greene | Active | APS | 30 | 0 | 8 |  | Capacity | Generation Interconnection | Solar; Storage |  |  | N/A |  | In Progress |  |  |  |  | N/A |  | N/A |  |  | N/A | N/A |  | 3/1/2023 | N/A | N/A |  |  |  | 9/10/2023 |  |  | N | No
AI2-185 | Franklin 138 kV |  | PA | Greene | Active | APS | 150 | 0 | 41 |  | Capacity | Generation Interconnection | Solar; Storage |  |  | N/A |  | In Progress |  |  |  |  | N/A |  | N/A |  |  | N/A | N/A |  | 3/1/2023 | N/A | N/A |  |  |  | 9/10/2023 |  |  | N | No
AI2-186 | Franklin 138 kV |  | PA | Greene | Active | APS | 74 | 0 | 20.25 |  | Capacity | Generation Interconnection | Solar; Storage |  |  | N/A |  | In Progress |  |  |  |  | N/A |  | N/A |  |  | N/A | N/A |  | 3/1/2023 | N/A | N/A |  |  |  | 9/10/2023 |  |  | N | No
AI2-187 | Mt. Storm 500kV |  | WV | Grant | Active | Dominion | 800 | 0 | 445 |  | Capacity | Generation Interconnection | Solar; Storage |  |  | N/A |  | In Progress |  |  |  |  | N/A |  | N/A |  |  | N/A | N/A |  | 3/2/2023 | N/A | N/A |  |  |  | 12/1/2027 |  |  | N | No
AI2-188 | Mt. Storm - Meadow Brook 500 kV |  | WV | Hardy | Active | APS | 425 | 0 | 246.25 |  | Capacity | Generation Interconnection | Solar; Storage |  |  | N/A |  | In Progress |  |  |  |  | N/A |  | N/A |  |  | N/A | N/A |  | 3/1/2023 | N/A | N/A |  |  |  | 3/15/2028 |  |  | N | No
AI2-189 | Mt. Storm - Meadow Brook 500 kV |  | WV | Hardy | Active | APS | 125 | 0 | 66.25 |  | Capacity | Generation Interconnection | Solar |  |  | N/A |  | In Progress |  |  |  |  | N/A |  | N/A |  |  | N/A | N/A |  | 3/1/2023 | N/A | N/A |  |  |  | 3/15/2028 |  |  | N | No
AI2-190 | Carbondale 138 kV |  | WV | Fayette | Active | AEP | 90 | 0 | 40.2 |  | Capacity | Generation Interconnection | Solar |  |  | N/A |  | In Progress |  |  |  |  | N/A |  | N/A |  |  | N/A | N/A |  | 3/1/2023 | N/A | N/A |  |  |  | 3/15/2028 |  |  | N | No
AI2-191 | Lyons - Moselem Springs 69 kV |  | PA | Berks | Active | ME | 20 | 0 | 6.4 |  | Capacity | Generation Interconnection | Solar |  |  | N/A |  | In Progress |  |  |  |  | N/A |  | N/A |  |  | N/A | N/A |  | 3/2/2023 | N/A | N/A |  |  |  | 8/31/2023 |  |  | N | No
AI2-192 | Woodstock 69 kV |  | OH | Champaign | Active | Dayton | 40 | 0 | 12 |  | Capacity | Generation Interconnection | Solar |  |  | N/A |  | In Progress |  |  |  |  | N/A |  | N/A |  |  | N/A | N/A |  | 3/2/2023 | N/A | N/A |  |  |  | 4/15/2025 |  |  | N | No
AI2-193 | East Hartford - Murch 69 kV |  | MI | Van Buren | Active | AEP | 85 | 0 | 28.4 |  | Capacity | Generation Interconnection | Solar |  |  | N/A |  | In Progress |  |  |  |  | N/A |  | N/A |  |  | N/A | N/A |  | 3/2/2023 | N/A | N/A |  |  |  | 6/30/2024 |  |  | N | No
AI2-194 | South Kenton 138 kV |  | OH | Hardin | Active | AEP | 49.9 | 0 | 15.8 |  | Capacity | Generation Interconnection | Solar |  |  | N/A |  | In Progress |  |  |  |  | N/A |  | N/A |  |  | N/A | N/A |  | 3/2/2023 | N/A | N/A |  |  |  | 6/30/2025 |  |  | N | No
AI2-195 | Lycoming-Lock Haven 69 kV |  | PA | Lycoming | Active | PPL | 194.11 | 0 | 69.88 |  | Capacity | Generation Interconnection | Solar |  |  | N/A |  | In Progress |  |  |  |  | N/A |  | N/A |  |  | N/A | N/A |  | 3/1/2023 | N/A | N/A |  |  |  | 4/30/2025 |  |  | N | No
AI2-196 | Lycoming-Lock Haven 69 kV |  | PA | Lycoming | Active | PPL | 143.11 | 0 | 51.52 |  | Capacity | Generation Interconnection | Solar |  |  | N/A |  | In Progress |  |  |  |  | N/A |  | N/A |  |  | N/A | N/A |  | 3/2/2023 | N/A | N/A |  |  |  | 4/30/2025 |  |  | N | No
AI2-197 | Reynolds - Olive 345 kV |  | IN | Pulaski | Active | AEP | 300 | 0 | 108 |  | Capacity | Generation Interconnection | Solar |  |  | N/A |  | In Progress |  |  |  |  | N/A |  | N/A |  |  | N/A | N/A |  | 3/1/2023 | N/A | N/A |  |  |  | 12/31/2021 |  |  | N | No
AI2-198 | Olive-Reynolds 345 kV |  | IN | Pulaski | Active | AEP | 300 | 0 | 108 |  | Capacity | Generation Interconnection | Solar |  |  | N/A |  | In Progress |  |  |  |  | N/A |  | N/A |  |  | N/A | N/A |  | 3/2/2023 | N/A | N/A |  |  |  | 5/31/2021 |  |  | N | No
AI2-199 | Olive-Reynolds 345 kV |  | IN | Pulaski | Active | AEP | 300 | 0 | 108 |  | Capacity | Generation Interconnection | Solar |  |  | N/A |  | In Progress |  |  |  |  | N/A |  | N/A |  |  | N/A | N/A |  | 3/2/2023 | N/A | N/A |  |  |  | 5/31/2021 |  |  | N | No
AI2-200 | Reynolds - Olive 345 kV |  | IN | Starke | Active | AEP | 400 | 0 | 144 |  | Capacity | Generation Interconnection | Solar |  |  | N/A |  | In Progress |  |  |  |  | N/A |  | N/A |  |  | N/A | N/A |  | 3/2/2023 | N/A | N/A |  |  |  | 5/31/2021 |  |  | N | No
AI2-201 | Reynolds - Olive 345 kV |  | IN | Starke | Active | AEP | 300 | 0 | 108 |  | Capacity | Generation Interconnection | Solar |  |  | N/A |  | In Progress |  |  |  |  | N/A |  | N/A |  |  | N/A | N/A |  | 3/1/2023 | N/A | N/A |  |  |  | 5/31/2021 |  |  | N | No
AI2-202 | Bennett - Farmingdale 34.5 kV |  | NJ | Monmouth | Active | JCPL | 2 | 0 | 1.2 |  | Capacity | Generation Interconnection | Solar |  |  | N/A |  | In Progress |  |  |  |  | N/A |  | N/A |  |  | N/A | N/A |  | 3/2/2023 | N/A | N/A |  |  |  | 3/11/2023 |  |  | N | No
AI2-203 | Upper Pittsgrove 138 kV |  | NJ | Salem | Active | AEC | 2 | 0 | 1 |  | Capacity | Generation Interconnection | Solar |  |  | N/A |  | In Progress |  |  |  |  | N/A |  | N/A |  |  | N/A | N/A |  | 3/2/2023 | N/A | N/A |  |  |  | 3/30/2023 |  |  | N | No
AI2-204 | Brokaw 345kV (CIR Increase) |  | NJ | Gloucester | Active | PSEG | 3 | 0 | 1.55 |  | Capacity | Generation Interconnection | Solar |  |  | N/A |  | In Progress |  |  |  |  | N/A |  | N/A |  |  | N/A | N/A |  | 3/2/2023 | N/A | N/A |  |  |  | 4/1/2023 |  |  | N | No
AI2-205 | Branchville - Sussex 34.5 kV |  | NJ | Sussex | Active | JCPL | 10 | 0 | 5.9 |  | Capacity | Generation Interconnection | Solar |  |  | N/A |  | In Progress |  |  |  |  | N/A |  | N/A |  |  | N/A | N/A |  | 3/2/2023 | N/A | N/A |  |  |  | 3/29/2023 |  |  | N | No
AI2-206 | Cardiff 12 kV |  | NJ | Atlantic | Active | AEC | 2.6 | 0 | 1.57 |  | Capacity | Generation Interconnection | Solar |  |  | N/A |  | In Progress |  |  |  |  | N/A |  | N/A |  |  | N/A | N/A |  | 3/2/2023 | N/A | N/A |  |  |  | 3/30/2023 |  |  | N | No
AI2-207 | Rockawalkin 69 kV |  | MD | Wicomico | Active | DPL | 15 | 0 | 5.35 |  | Capacity | Generation Interconnection | Solar |  |  | N/A |  | In Progress |  |  |  |  | N/A |  | N/A |  |  | N/A | N/A |  | 3/2/2023 | N/A | N/A |  |  |  | 3/30/2023 |  |  | N | No
AI2-208 | Hawks 12.5 kV |  | NJ | Hunterdon | Active | JCPL | 3 | 0 | 1.55 |  | Capacity | Generation Interconnection | Solar |  |  | N/A |  | In Progress |  |  |  |  | N/A |  | N/A |  |  | N/A | N/A |  | 3/2/2023 | N/A | N/A |  |  |  | 3/29/2023 |  |  | N | No
AI2-209 | Burlington 26kV (CIR Increase) |  | NJ | Burlington | Active | PSEG | 7 | 0 | 3.05 |  | Capacity | Generation Interconnection | Solar |  |  | N/A |  | In Progress |  |  |  |  | N/A |  | N/A |  |  | N/A | N/A |  | 3/2/2023 | N/A | N/A |  |  |  | 3/29/2023 |  |  | N | No
AI2-210 | Ringoes-US Bronze 34kV |  | NJ | Hunterdon | Active | JCPL | 10 | 0 | 4.6 |  | Capacity | Generation Interconnection | Solar |  |  | N/A |  | In Progress |  |  |  |  | N/A |  | N/A |  |  | N/A | N/A |  | 3/3/2023 | N/A | N/A |  |  |  | 3/29/2023 |  |  | N | No
AI2-211 | Price 25 kV |  | MD | Queen Anne's | Active | DPL | 6 | 0 | 2.6 |  | Capacity | Generation Interconnection | Solar |  |  | N/A |  | In Progress |  |  |  |  | N/A |  | N/A |  |  | N/A | N/A |  | 3/2/2023 | N/A | N/A |  |  |  | 3/3/2023 |  |  | N | No
AI2-212 | Manitou-Pleasant Plains 34.5 kV |  | NJ | Ocean | Active | JCPL | 20 | 0 | 10.8 |  | Capacity | Generation Interconnection | Solar |  |  | N/A |  | In Progress |  |  |  |  | N/A |  | N/A |  |  | N/A | N/A |  | 3/2/2023 | N/A | N/A |  |  |  | 4/1/2023 |  |  | N | No
AI2-213 | Allenwood-Larrabee 2 34.5 kV |  | NJ | Monmouth | Active | JCPL | 7 | 0 | 3.05 |  | Capacity | Generation Interconnection | Solar |  |  | N/A |  | In Progress |  |  |  |  | N/A |  | N/A |  |  | N/A | N/A |  | 3/2/2023 | N/A | N/A |  |  |  | 3/29/2023 |  |  | N | No
AI2-214 | Scottsville - Bremo 138 kV |  | VA | Buckingham | Active | AEP | 149.5 | 0 | 55 |  | Capacity | Generation Interconnection | Solar |  |  | N/A |  | In Progress |  |  |  |  | N/A |  | N/A |  |  | N/A | N/A |  | 3/2/2023 | N/A | N/A |  |  |  | 12/12/2025 |  |  | N | No
AI2-215 | Pokagon - Corey 69 kV |  | MI | Cass | Active | AEP | 50 | 0 | 18.1 |  | Capacity | Generation Interconnection | Solar |  |  | N/A |  | In Progress |  |  |  |  | N/A |  | N/A |  |  | N/A | N/A |  | 3/2/2023 | N/A | N/A |  |  |  | 3/31/2026 |  |  | N | No
AI2-216 | Wurno - Claytor lake 138 kV |  | VA | Pulaski | Active | AEP | 180 | 0 | 77 |  | Capacity | Generation Interconnection | Wind |  |  | N/A |  | In Progress |  |  |  |  | N/A |  | N/A |  |  | N/A | N/A |  | 3/2/2023 | N/A | N/A |  |  |  | 9/13/2028 |  |  | N | No
AI2-217 | Greene - Beatty 345 kV |  | OH | Madison | Active | AEP | 155 | 0 | 56.1 |  | Capacity | Generation Interconnection | Solar |  |  | N/A |  | In Progress |  |  |  |  | N/A |  | N/A |  |  | N/A | N/A |  | 3/2/2023 | N/A | N/A |  |  |  | 5/30/2025 |  |  | N | No
AI2-218 | Galion - South Berwick 345 kV |  | OH | Wyandot | Active | AEP | 120 | 0 | 43.4 |  | Capacity | Generation Interconnection | Solar |  |  | N/A |  | In Progress |  |  |  |  | N/A |  | N/A |  |  | N/A | N/A |  | 3/2/2023 | N/A | N/A |  |  |  | 5/30/2025 |  |  | N | No
AI2-219 | Groton 138 kV II |  | OH | Erie | Active | ATSI | 125 | 0 | 45.2 |  | Capacity | Generation Interconnection | Solar |  |  | N/A |  | In Progress |  |  |  |  | N/A |  | N/A |  |  | N/A | N/A |  | 3/2/2023 | N/A | N/A |  |  |  | 11/30/2024 |  |  | N | No
AI2-220 | Beaver-Davis Besse 345 kV II |  | OH | Erie | Active | ATSI | 297.66 | 0 | 103.1 |  | Capacity | Generation Interconnection | Wind |  |  | N/A |  | In Progress |  |  |  |  | N/A |  | N/A |  |  | N/A | N/A |  | 3/2/2023 | N/A | N/A |  |  |  | 10/1/2024 |  |  | N | No
AI2-221 | Snyder 69 kV II |  | OH | Williams | Active | ATSI | 49 | 0 | 17.7 |  | Capacity | Generation Interconnection | Solar |  |  | N/A |  | In Progress |  |  |  |  | N/A |  | N/A |  |  | N/A | N/A |  | 3/2/2023 | N/A | N/A |  |  |  | 10/1/2024 |  |  | N | No
AI2-222 | Chase City-Lunenburg 115kV |  | VA | Lunenburg | Active | Dominion | 130 | 0 | 47.8 |  | Capacity | Generation Interconnection | Solar |  |  | N/A |  | In Progress |  |  |  |  | N/A |  | N/A |  |  | N/A | N/A |  | 3/2/2023 | N/A | N/A |  |  |  | 12/31/2024 |  |  | N | No
AI2-223 | WinFall-Chowan 230kV |  | NC | Chowan | Active | Dominion | 189 | 0 | 56.4 |  | Capacity | Generation Interconnection | Wind |  |  | N/A |  | In Progress |  |  |  |  | N/A |  | N/A |  |  | N/A | N/A |  | 3/2/2023 | N/A | N/A |  |  |  | 5/28/2024 |  |  | N | No
AI2-224 | Central-Chase City 115kV |  | VA | Charlotte | Active | Dominion | 149.5 | 0 | 55 |  | Capacity | Generation Interconnection | Solar |  |  | N/A |  | In Progress |  |  |  |  | N/A |  | N/A |  |  | N/A | N/A |  | 3/2/2023 | N/A | N/A |  |  |  | 5/30/2025 |  |  | N | No
AI2-225 | Lexington-Low Moor 230kV |  | VA | Botetourt | Active | Dominion | 78.2 | 0 | 32 |  | Capacity | Generation Interconnection | Wind |  |  | N/A |  | In Progress |  |  |  |  | N/A |  | N/A |  |  | N/A | N/A |  | 3/2/2023 | N/A | N/A |  |  |  | 11/3/2025 |  |  | N | No
AI2-226 | Jug Street 138 kV |  | OH | Licking | Active | AEP | 200 | 0 | 120 |  | Capacity | Generation Interconnection | Storage |  |  | N/A |  | In Progress |  |  |  |  | N/A |  | N/A |  |  | N/A | N/A |  | 3/2/2023 | N/A | N/A |  |  |  | 8/22/2022 |  |  | N | No
AI2-227 | Boxwood-Riverville 138 kV |  | VA | Amherst | Active | AEP | 50 | 0 | 30 |  | Capacity | Generation Interconnection | Storage |  |  | N/A |  | In Progress |  |  |  |  | N/A |  | N/A |  |  | N/A | N/A |  | 3/2/2023 | N/A | N/A |  |  |  | 12/1/2023 |  |  | N | No
AI2-228 | Silver Lake 345 |  | IL | McHenry | Active | ComEd | 400 | 0 | 240 |  | Capacity | Generation Interconnection | Storage |  |  | N/A |  | In Progress |  |  |  |  | N/A |  | N/A |  |  | N/A | N/A |  | 3/2/2023 | N/A | N/A |  |  |  | 11/6/2024 |  |  | N | No
AI2-229 | Silver Lake 138 |  | IL | McHenry | Active | ComEd | 200 | 0 | 120 |  | Capacity | Generation Interconnection | Storage |  |  | N/A |  | In Progress |  |  |  |  | N/A |  | N/A |  |  | N/A | N/A |  | 3/2/2023 | N/A | N/A |  |  |  | 11/6/2024 |  |  | N | No
AI2-230 | Ladysmith CT-Mine Road 230 kV |  | VA | Caroline | Active | Dominion | 200 | 0 | 120 |  | Capacity | Generation Interconnection | Storage |  |  | N/A |  | In Progress |  |  |  |  | N/A |  | N/A |  |  | N/A | N/A |  | 3/2/2023 | N/A | N/A |  |  |  | 12/1/2023 |  |  | N | No
AI2-231 | Gainesville-Loudoun 230 kV |  | VA | Prince William | Active | Dominion | 200 | 0 | 120 |  | Capacity | Generation Interconnection | Storage |  |  | N/A |  | In Progress |  |  |  |  | N/A |  | N/A |  |  | N/A | N/A |  | 3/2/2023 | N/A | N/A |  |  |  | 10/22/2023 |  |  | N | No
AI2-231A | Cloverdale-Burlington Height 138 kV |  | VA | Botetourt | Active | AEP | 100 | 0 | 60 |  | Capacity | Generation Interconnection | Storage |  |  | N/A |  | In Progress |  |  |  |  | N/A |  | N/A |  |  | N/A | N/A |  | 3/2/2023 | N/A | N/A |  |  |  | 10/22/2023 |  |  | N | No
AI2-232 | Shady Oaks Road 138 kV |  | IL | Lee | Active | ComEd | 215.4 | 0 | 99.5 |  | Capacity | Generation Interconnection | Wind |  |  | N/A |  | In Progress |  |  |  |  | N/A |  | N/A |  |  | N/A | N/A |  | 3/2/2023 | N/A | N/A |  |  |  | 6/1/2023 |  |  | N | No
AI2-233 | Eagle Valley 115kV II |  | PA | Centre | Active | PENELEC | 137.6 | 0 | 49.4 |  | Capacity | Generation Interconnection | Wind |  |  | N/A |  | In Progress |  |  |  |  | N/A |  | N/A |  |  | N/A | N/A |  | 3/2/2023 | N/A | N/A |  |  |  | 6/1/2023 |  |  | N | No
AI2-234 | Mole Creek 345kV (CIR Increase) |  | IL | Woodford | Active | ComEd | 200 | 0 | 92.4 |  | Capacity | Generation Interconnection | Wind |  |  | N/A |  | In Progress |  |  |  |  | N/A |  | N/A |  |  | N/A | N/A |  | 3/2/2023 | N/A | N/A |  |  |  | 4/1/2023 |  |  | N | No
AI2-235 | King's Creek 138 kV |  | MD | Somerset | Active | DPL | 118 | 0 | 62.652 |  | Capacity | Generation Interconnection | Solar |  |  | N/A |  | In Progress |  |  |  |  | N/A |  | N/A |  |  | N/A | N/A |  | 3/2/2023 | N/A | N/A |  |  |  | 3/2/2023 |  |  | N | No
AI2-236 | Smith Mountain - Candler Mountain 138 kV |  | VA | Campbell | Active | AEP | 80 | 0 | 22.6 |  | Capacity | Generation Interconnection | Solar |  |  | N/A |  | In Progress |  |  |  |  | N/A |  | N/A |  |  | N/A | N/A |  | 3/3/2023 | N/A | N/A |  |  |  | 3/1/2023 |  |  | N | No
AI2-237 | Garner DP-Lancaster 115 kV |  | VA | Lancaster | Active | Dominion | 196 | 0 | 69.3 |  | Capacity | Generation Interconnection | Solar |  |  | N/A |  | In Progress |  |  |  |  | N/A |  | N/A |  |  | N/A | N/A |  | 3/3/2023 | N/A | N/A |  |  |  | 6/1/2024 |  |  | N | No
AI2-238 | College Corner 138 kV |  | OH | Preble | Active | AEP | 98 | 0 | 39.4 |  | Capacity | Generation Interconnection | Solar |  |  | N/A |  | In Progress |  |  |  |  | N/A |  | N/A |  |  | N/A | N/A |  | 3/2/2023 | N/A | N/A |  |  |  | 6/1/2025 |  |  | N | No
AI2-239 | Harmony Village-Shackleford 115 kV |  | VA | Gloucester | Active | Dominion | 150 | 0 | 50.3 |  | Capacity | Generation Interconnection | Solar |  |  | N/A |  | In Progress |  |  |  |  | N/A |  | N/A |  |  | N/A | N/A |  | 3/2/2023 | N/A | N/A |  |  |  | 6/1/2024 |  |  | N | No
AI2-240 | Camden - Crystal 69 kV |  | OH | Preble | Active | Dayton | 69.9 | 0 | 25.3 |  | Capacity | Generation Interconnection | Solar |  |  | N/A |  | In Progress |  |  |  |  | N/A |  | N/A |  |  | N/A | N/A |  | 3/2/2023 | N/A | N/A |  |  |  | 6/1/2025 |  |  | N | No
AI2-241 | Congress-Toronto 138 kV II |  | OH | Columbiana | Active | ATSI | 145 | 0 | 55.5 |  | Capacity | Generation Interconnection | Solar |  |  | N/A |  | In Progress |  |  |  |  | N/A |  | N/A |  |  | N/A | N/A |  | 3/2/2023 | N/A | N/A |  |  |  | 6/1/2025 |  |  | N | No
AI2-242 | East Sidney-Quincy 138 kV |  | OH | Champaign | Active | Dayton | 164 | 0 | 63 |  | Capacity | Generation Interconnection | Solar |  |  | N/A |  | In Progress |  |  |  |  | N/A |  | N/A |  |  | N/A | N/A |  | 3/2/2023 | N/A | N/A |  |  |  | 6/1/2024 |  |  | N | No
AI2-243 | Ecogrove 138 kV (CIR Increase) |  | IL | Stephenson | Active | ComEd | 199 | 0 | 80.3 |  | Capacity | Generation Interconnection | Solar; Wind |  |  | N/A |  | In Progress |  |  |  |  | N/A |  | N/A |  |  | N/A | N/A |  | 3/2/2023 | N/A | N/A |  |  |  | 6/1/2027 |  |  | N | No
AI2-244 | Victoria DP-Martin DP 115 kV |  | VA | Nottoway | Active | Dominion | 150 | 0 | 50.3 |  | Capacity | Generation Interconnection | Solar |  |  | N/A |  | In Progress |  |  |  |  | N/A |  | N/A |  |  | N/A | N/A |  | 3/2/2023 | N/A | N/A |  |  |  | 6/1/2028 |  |  | N | No
AI2-245 | TSS 968 345 kV (CIR Increase) |  | IL | Woodford | Active | ComEd | 200 | 0 | 55.2 |  | Capacity | Generation Interconnection | Solar |  |  | N/A |  | In Progress |  |  |  |  | N/A |  | N/A |  |  | N/A | N/A |  | 3/2/2023 | N/A | N/A |  |  |  | 6/1/2028 |  |  | N | No
AI2-246 | East Leipsic - Richland 138 kV |  | OH | Putnam | Active | AEP | 150 | 0 | 48 |  | Capacity | Generation Interconnection | Solar |  |  | N/A |  | In Progress |  |  |  |  | N/A |  | N/A |  |  | N/A | N/A |  | 3/2/2023 | N/A | N/A |  |  |  | 12/30/2024 |  |  | N | No
AI2-248 | Schauff Road 138 kV |  | IL | Lee | Active | ComEd | 200 | 0 | 40 |  | Capacity | Generation Interconnection | Wind |  |  | N/A |  | In Progress |  |  |  |  | N/A |  | N/A |  |  | N/A | N/A |  | 3/2/2023 | N/A | N/A |  |  |  | 11/25/2019 |  |  | N | No
AI2-249 | Biers Run-Circleville 138 kV |  | OH | Ross | Active | AEP | 274 | 0 | 40 |  | Capacity | Generation Interconnection | Solar |  |  | N/A |  | In Progress |  |  |  |  | N/A |  | N/A |  |  | N/A | N/A |  | 3/2/2023 | N/A | N/A |  |  |  | 4/14/2023 |  |  | N | No
AI2-250 | Greenfield 69 kV |  | OH | Fayette | Active | Dayton | 48 | 0 | 10 |  | Capacity | Generation Interconnection | Solar |  |  | N/A |  | In Progress |  |  |  |  | N/A |  | N/A |  |  | N/A | N/A |  | 3/2/2023 | N/A | N/A |  |  |  | 5/31/2024 |  |  | N | No
AI2-251 | Buckskin 69kV |  | OH | Ross | Active | AEP | 120 | 0 | 10 |  | Capacity | Generation Interconnection | Solar |  |  | N/A |  | In Progress |  |  |  |  | N/A |  | N/A |  |  | N/A | N/A |  | 3/3/2023 | N/A | N/A |  |  |  | 7/31/2024 |  |  | N | No
AI2-252 | Hillsboro-Clinton 138kV |  | OH | Ross | Active | AEP | 117 | 0 | 20 |  | Capacity | Generation Interconnection | Solar |  |  | N/A |  | In Progress |  |  |  |  | N/A |  | N/A |  |  | N/A | N/A |  | 3/3/2023 | N/A | N/A |  |  |  | 9/30/2024 |  |  | N | No
AI2-253 | Chatfield-Howard 138kV |  | OH | Crawford | Active | AEP | 117 | 0 | 20 |  | Capacity | Generation Interconnection | Solar |  |  | N/A |  | In Progress |  |  |  |  | N/A |  | N/A |  |  | N/A | N/A |  | 3/3/2023 | N/A | N/A |  |  |  | 9/1/2025 |  |  | N | No
AI2-254 | Clubhouse- Purdy 115kV |  | VA | Greensville | Withdrawn | Dominion | 60 | 0 | 15 |  | Capacity | Generation Interconnection | Solar |  |  | N/A |  | In Progress |  |  |  |  | N/A |  | N/A |  |  | N/A | N/A |  | 3/2/2023 | N/A | N/A |  |  |  | 10/1/2028 |  |  | N | No
AI2-255 | Clubhouse- Purdy 115kV |  | VA | Greensville | Withdrawn | Dominion | 100 | 0 | 25 |  | Capacity | Generation Interconnection | Solar |  |  | N/A |  | Withdrawn |  |  |  |  | N/A |  | N/A |  |  | N/A | N/A |  | 3/2/2023 | N/A | N/A |  | 11/21/2024 |  | 10/1/2028 |  |  | N | No
AI2-256 | Gary 115kV |  | VA | Lunenburg | Withdrawn | Dominion | 80 | 0 | 20 |  | Capacity | Generation Interconnection | Solar |  |  | N/A |  | Withdrawn |  |  |  |  | N/A |  | N/A |  |  | N/A | N/A |  | 3/2/2023 | N/A | N/A |  | 6/28/2023 |  | 10/1/2028 |  |  | N | No
AI2-257 | Cordova 345kV (CIR Increase) |  | IL | Lee | Withdrawn | ComEd | 100 | 0 | 24 |  | Capacity | Generation Interconnection | Solar |  |  | N/A |  | In Progress |  |  |  |  | N/A |  | N/A |  |  | N/A | N/A |  | 3/2/2023 | N/A | N/A |  |  |  | 10/1/2028 |  |  | N | No
AI2-259 | Greentown 138 kV |  | IN | Howard | Withdrawn | AEP | 200 | 0 | 48 |  | Capacity | Generation Interconnection | Solar |  |  | N/A |  | Withdrawn |  |  |  |  | N/A |  | N/A |  |  | N/A | N/A |  | 3/2/2023 | N/A | N/A |  | 11/23/2024 |  | 10/1/2028 |  |  | N | No
AI2-260 | Keeney - Steele 230 kV |  | MD | Caroline | Withdrawn | DPL | 189 | 0 | 82.1 |  | Capacity | Generation Interconnection | Solar |  |  | N/A |  | Withdrawn |  |  |  |  | N/A |  | N/A |  |  | N/A | N/A |  | 3/2/2023 | N/A | N/A |  | 1/31/2025 |  | 12/30/2025 |  |  | N | No
AI2-261 | Southampton- Handsom 115kV |  | VA | Southampton | Withdrawn | Dominion | 100 | 0 | 25 |  | Capacity | Generation Interconnection | Solar |  |  | N/A |  | In Progress |  |  |  |  | N/A |  | N/A |  |  | N/A | N/A |  | 3/2/2023 | N/A | N/A |  |  |  | 10/1/2028 |  |  | N | No
AI2-263 | Nelson 345kV (CIR Increase) |  | IL | Lee | Withdrawn | ComEd | 100 | 0 | 24 |  | Capacity | Generation Interconnection | Solar |  |  | N/A |  | In Progress |  |  |  |  | N/A |  | N/A |  |  | N/A | N/A |  | 3/2/2023 | N/A | N/A |  |  |  | 10/1/2028 |  |  | N | No
AI2-264 | Olive - Reynolds 345 kV |  | IN | Pulaski | Active | AEP | 200 | 0 | 48 |  | Capacity | Generation Interconnection | Solar |  |  | N/A |  | In Progress |  |  |  |  | N/A |  | N/A |  |  | N/A | N/A |  | 3/2/2023 | N/A | N/A |  |  |  | 10/1/2025 |  |  | N | No
AI2-265 | Kincaid 345kV (CIR Increase) |  | IL | Christian | Withdrawn | ComEd | 100 | 0 | 24 |  | Capacity | Generation Interconnection | Solar |  |  | N/A |  | In Progress |  |  |  |  | N/A |  | N/A |  |  | N/A | N/A |  | 3/2/2023 | N/A | N/A |  |  |  | 10/1/2028 |  |  | N | No
AI2-266 | R.P.Mone 345 kV |  | OH | Van Wert | Withdrawn | AEP | 100 | 0 | 24 |  | Capacity | Generation Interconnection | Solar |  |  | N/A |  | Withdrawn |  |  |  |  | N/A |  | N/A |  |  | N/A | N/A |  | 3/2/2023 | N/A | N/A |  | 11/23/2024 |  | 10/1/2028 |  |  | N | No
AI2-267 | Southampton- Handsom 115kV |  | VA | Southampton | Withdrawn | Dominion | 100 | 0 | 25 |  | Capacity | Generation Interconnection | Solar |  |  | N/A |  | In Progress |  |  |  |  | N/A |  | N/A |  |  | N/A | N/A |  | 3/2/2023 | N/A | N/A |  |  |  | 10/1/2028 |  |  | N | No
AI2-269 | Circleville 138 kV |  | OH | Pickaway | Active | AEP | 70 | 0 | 32.2 |  | Capacity | Generation Interconnection | Solar |  |  | N/A |  | In Progress |  |  |  |  | N/A |  | N/A |  |  | N/A | N/A |  | 3/2/2023 | N/A | N/A |  |  |  | 12/31/2025 |  |  | N | No
AI2-270 | East Lima-Marysville 345kV |  | OH | Hardin | Active | AEP | 150 | 0 | 45 |  | Capacity | Generation Interconnection | Solar |  |  | N/A |  | In Progress |  |  |  |  | N/A |  | N/A |  |  | N/A | N/A |  | 3/3/2023 | N/A | N/A |  |  |  | 2/25/2023 |  |  | N | No
AI2-271 | Smith Mountain-Bearskin 138 kV |  | VA | Pittsylvania | Active | AEP | 120 | 0 | 14.4 |  | Capacity | Generation Interconnection | Solar |  |  | N/A |  | In Progress |  |  |  |  | N/A |  | N/A |  |  | N/A | N/A |  | 3/3/2023 | N/A | N/A |  |  |  | 2/27/2023 |  |  | N | No
AI2-272 | Pantago-Five Points 115kV |  | NC | Beaufort | Active | Dominion | 74 | 0 | 32.6 |  | Capacity | Generation Interconnection | Solar |  |  | N/A |  | In Progress |  |  |  |  | N/A |  | N/A |  |  | N/A | N/A |  | 3/2/2023 | N/A | N/A |  |  |  | 2/23/2023 |  |  | N | No
AI2-273 | Boykins-Handsome 115kV |  | VA | Southampton | Active | Dominion | 100 | 0 | 30 |  | Capacity | Generation Interconnection | Solar |  |  | N/A |  | In Progress |  |  |  |  | N/A |  | N/A |  |  | N/A | N/A |  | 3/2/2023 | N/A | N/A |  |  |  | 2/25/2023 |  |  | N | No
AI2-274 | Powhatan 34.5 kV |  | VA | Powhatan | Active | Dominion | 17 | 0 | 6.8 |  | Capacity | Generation Interconnection | Solar; Storage |  |  | N/A |  | In Progress |  |  |  |  | N/A |  | N/A |  |  | N/A | N/A |  | 3/2/2023 | N/A | N/A |  |  |  | 6/1/2023 |  |  | N | No
AI2-275 | Garner-Northern Neck 115 kV |  | VA | Pittsylvania | Active | Dominion | 42 | 0 | 5.04 |  | Capacity | Generation Interconnection | Solar |  |  | N/A |  | In Progress |  |  |  |  | N/A |  | N/A |  |  | N/A | N/A |  | 3/2/2023 | N/A | N/A |  |  |  | 2/24/2023 |  |  | N | No
AI2-277 | Rogers Road 500 kV |  | VA | Greensville | Active | Dominion | 75 | 0 | 45 |  | Capacity | Generation Interconnection | Storage |  |  | N/A |  | In Progress |  |  |  |  | N/A |  | N/A |  |  | N/A | N/A |  | 3/2/2023 | N/A | N/A |  |  |  | 12/31/2026 |  |  | N | No
AI2-278 | Garner Delivery Point - Lancaster 115 kV |  | VA | Lancaster | Active | Dominion | 50 | 0 | 30 |  | Capacity | Generation Interconnection | Storage |  |  | N/A |  | In Progress |  |  |  |  | N/A |  | N/A |  |  | N/A | N/A |  | 3/2/2023 | N/A | N/A |  |  |  | 12/1/2027 |  |  | N | No
AI2-279 | Garner-Northern Neck 115 kV |  | VA | Richmond | Active | Dominion | 75 | 0 | 43 |  | Capacity | Generation Interconnection | Storage |  |  | N/A |  | In Progress |  |  |  |  | N/A |  | N/A |  |  | N/A | N/A |  | 3/2/2023 | N/A | N/A |  |  |  | 12/31/2026 |  |  | N | No
AI2-280 | Carson-Wake 500kV |  | VA | Brunswick | Active | Dominion | 1525.5 | 0 | 34 |  | Capacity | Generation Interconnection | Natural Gas |  |  | N/A |  | In Progress |  |  |  |  | N/A |  | N/A |  |  | N/A | N/A |  | 3/2/2023 | N/A | N/A |  |  |  | 2/24/2023 |  |  | N | No
AI2-281 | Heritage-Carson |  | VA | Greensville | Active | Dominion | 1756 | 0 | 44.9 |  | Capacity | Generation Interconnection | Natural Gas |  |  | N/A |  | In Progress |  |  |  |  | N/A |  | N/A |  |  | N/A | N/A |  | 3/3/2023 | N/A | N/A |  |  |  | 12/31/2025 |  |  | N | No
AI2-282 | Ladysmith CT 230 kV |  | VA | Caroline | Active | Dominion | 209 | 0 | 11.3 |  | Capacity | Generation Interconnection | Natural Gas |  |  | N/A |  | In Progress |  |  |  |  | N/A |  | N/A |  |  | N/A | N/A |  | 3/3/2023 | N/A | N/A |  |  |  | 2/27/2023 |  |  | N | No
AI2-283 | Ladysmith CT 230 kV |  | VA | Caroline | Active | Dominion | 209 | 0 | 12.3 |  | Capacity | Generation Interconnection | Natural Gas |  |  | N/A |  | In Progress |  |  |  |  | N/A |  | N/A |  |  | N/A | N/A |  | 3/2/2023 | N/A | N/A |  |  |  | 2/27/2023 |  |  | N | No
AI2-284 | Ladysmith CT 230 kV |  | VA | Caroline | Active | Dominion | 190 | 0 | 10.2 |  | Capacity | Generation Interconnection | Natural Gas |  |  | N/A |  | In Progress |  |  |  |  | N/A |  | N/A |  |  | N/A | N/A |  | 3/2/2023 | N/A | N/A |  |  |  | 3/1/2023 |  |  | N | No
AI2-285 | Ladysmith CT 230 kV |  | VA | Caroline | Active | Dominion | 190 | 0 | 9.9 |  | Capacity | Generation Interconnection | Natural Gas |  |  | N/A |  | In Progress |  |  |  |  | N/A |  | N/A |  |  | N/A | N/A |  | 3/2/2023 | N/A | N/A |  |  |  | 2/27/2023 |  |  | N | No
AI2-286 | Ladysmith CT 230 kV |  | VA | Caroline | Active | Dominion | 190 | 0 | 9.4 |  | Capacity | Generation Interconnection | Natural Gas |  |  | N/A |  | In Progress |  |  |  |  | N/A |  | N/A |  |  | N/A | N/A |  | 3/2/2023 | N/A | N/A |  |  |  | 2/27/2023 |  |  | N | No
AI2-287 | Remington CT 230 kV |  | VA | Fauquier | Active | Dominion | 190 | 0 | 18.3 |  | Capacity | Generation Interconnection | Natural Gas |  |  | N/A |  | In Progress |  |  |  |  | N/A |  | N/A |  |  | N/A | N/A |  | 3/2/2023 | N/A | N/A |  |  |  | 2/27/2023 |  |  | N | No
AI2-288 | Remington CT 230 kV |  | VA | Fauquier | Active | Dominion | 190 | 0 | 16.9 |  | Capacity | Generation Interconnection | Natural Gas |  |  | N/A |  | In Progress |  |  |  |  | N/A |  | N/A |  |  | N/A | N/A |  | 3/2/2023 | N/A | N/A |  |  |  | 2/27/2023 |  |  | N | No
AI2-289 | Remington CT 230 kV |  | VA | Fauquier | Active | Dominion | 190 | 0 | 16.3 |  | Capacity | Generation Interconnection | Natural Gas |  |  | N/A |  | In Progress |  |  |  |  | N/A |  | N/A |  |  | N/A | N/A |  | 3/3/2023 | N/A | N/A |  |  |  | 2/27/2023 |  |  | N | No
AI2-290 | Brookside-Cloverdale 138 kV II |  | OH | Wayne | Active | ATSI | 130 | 0 | 9.1 |  | Capacity | Generation Interconnection | Solar |  |  | N/A |  | In Progress |  |  |  |  | N/A |  | N/A |  |  | N/A | N/A |  | 3/2/2023 | N/A | N/A |  |  |  | 12/31/2026 |  |  | N | No
AI2-291 | Edison-Gravel Pit 138 kV |  | IN | St. Joseph | Active | AEP | 150 | 0 | 10.5 |  | Capacity | Generation Interconnection | Solar |  |  | N/A |  | In Progress |  |  |  |  | N/A |  | N/A |  |  | N/A | N/A |  | 3/2/2023 | N/A | N/A |  |  |  | 12/31/2025 |  |  | N | No
AI2-292 | Hunterstown-Texas Eastern Tap 115 kV III |  | PA | Adams | Active | ME | 70 | 0 | 4.9 |  | Capacity | Generation Interconnection | Solar |  |  | N/A |  | In Progress |  |  |  |  | N/A |  | N/A |  |  | N/A | N/A |  | 3/2/2023 | N/A | N/A |  |  |  | 12/31/2026 |  |  | N | No
AI2-293 | Edinboro South-Venango Junction 115 kV IV |  | PA | Crawford | Active | PENELEC | 116.5 | 0 | 8.16 |  | Capacity | Generation Interconnection | Solar |  |  | N/A |  | In Progress |  |  |  |  | N/A |  | N/A |  |  | N/A | N/A |  | 3/2/2023 | N/A | N/A |  |  |  | 12/31/2025 |  |  | N | No
AI2-294 | Laurel Mountain 138 kV |  | WV | Randolph | Active | APS | 125 | 0 | 52.9 |  | Capacity | Generation Interconnection | Wind |  |  | N/A |  | In Progress |  |  |  |  | N/A |  | N/A |  |  | N/A | N/A |  | 3/3/2023 | N/A | N/A |  |  |  | 1/1/2028 |  |  | N | No
AI2-295 | Cox-Whitakers 115kV |  | NC | Halifax | Active | Dominion | 80 | 0 | 20.6 |  | Capacity | Generation Interconnection | Solar |  |  | N/A |  | In Progress |  |  |  |  | N/A |  | N/A |  |  | N/A | N/A |  | 3/3/2023 | N/A | N/A |  |  |  | 1/1/2028 |  |  | N | No
AI2-296 | Chickahominy 230kV |  | VA | Charles City | Active | Dominion | 320 | 0 | 83.2 |  | Capacity | Generation Interconnection | Solar |  |  | N/A |  | In Progress |  |  |  |  | N/A |  | N/A |  |  | N/A | N/A |  | 3/3/2023 | N/A | N/A |  |  |  | 6/25/2025 |  |  | N | No
AI2-297 | McConnellsburg 138 kV |  | PA | Fulton | Active | APS | 70 | 0 | 18.4 |  | Capacity | Generation Interconnection | Solar |  |  | N/A |  | In Progress |  |  |  |  | N/A |  | N/A |  |  | N/A | N/A |  | 3/3/2023 | N/A | N/A |  |  |  | 1/1/2028 |  |  | N | No
AI2-298 | McConnellsburg-Texas Eastern 138 kV |  | PA | Franklin | Active | APS | 150 | 0 | 42 |  | Capacity | Generation Interconnection | Solar |  |  | N/A |  | In Progress |  |  |  |  | N/A |  | N/A |  |  | N/A | N/A |  | 3/3/2023 | N/A | N/A |  |  |  | 1/1/2028 |  |  | N | No
AI2-299 | Benson-Dunbar 115 kV |  | NC | Edgecombe | Active | Dominion | 100 | 0 | 30.8 |  | Capacity | Generation Interconnection | Solar |  |  | N/A |  | In Progress |  |  |  |  | N/A |  | N/A |  |  | N/A | N/A |  | 3/3/2023 | N/A | N/A |  |  |  | 12/11/2020 |  |  | N | No
AI2-300 | Elizabeth City 34.5 kV |  | NC | Pasquotank | Active | Dominion | 20 | 0 | 6.36 |  | Capacity | Generation Interconnection | Solar |  |  | N/A |  | In Progress |  |  |  |  | N/A |  | N/A |  |  | N/A | N/A |  | 3/3/2023 | N/A | N/A |  |  |  | 10/18/2021 |  |  | N | No
AI2-301 | Dawson-South Justice 115kV |  | NC | Halifax | Active | Dominion | 140 | 0 | 45.12 |  | Capacity | Generation Interconnection | Solar |  |  | N/A |  | In Progress |  |  |  |  | N/A |  | N/A |  |  | N/A | N/A |  | 3/3/2023 | N/A | N/A |  |  |  | 6/30/2025 |  |  | N | No
AI2-302 | Jacksonville Tap - Renaker 138 kV |  | KY | Harrison | Active | EKPC | 100 | 0 | 26.9 |  | Capacity | Generation Interconnection | Solar |  |  | N/A |  | In Progress |  |  |  |  | N/A |  | N/A |  |  | N/A | N/A |  | 3/3/2023 | N/A | N/A |  |  |  | 8/30/2024 |  |  | N | No
AI2-303 | Crown-New Lebanon 69 kV |  | OH | Montgomery | Active | Dayton | 49.9 | 0 | 18.1 |  | Capacity | Generation Interconnection | Solar |  |  | N/A |  | In Progress |  |  |  |  | N/A |  | N/A |  |  | N/A | N/A |  | 3/3/2023 | N/A | N/A |  |  |  | 12/31/2025 |  |  | N | No
AI2-304 | Sporn South-Leon 138 kV |  | WV | Mason | Active | AEP | 100 | 0 | 36.2 |  | Capacity | Generation Interconnection | Solar |  |  | N/A |  | In Progress |  |  |  |  | N/A |  | N/A |  |  | N/A | N/A |  | 3/2/2023 | N/A | N/A |  |  |  | 12/31/2026 |  |  | N | No
AI2-305 | Ebersole #2-Fostoria Central 138 kV |  | OH | Hancock | Active | AEP | 120 | 0 | 33.64 |  | Capacity | Generation Interconnection | Solar |  |  | N/A |  | In Progress |  |  |  |  | N/A |  | N/A |  |  | N/A | N/A |  | 3/3/2023 | N/A | N/A |  |  |  | 12/31/2025 |  |  | N | No
AI2-306 | Osterburg - Bedford North 23 kV II |  | PA | Bedford | Active | PENELEC | 12 | 0 | 4.37 |  | Capacity | Generation Interconnection | Solar |  |  | N/A |  | In Progress |  |  |  |  | N/A |  | N/A |  |  | N/A | N/A |  | 3/2/2023 | N/A | N/A |  |  |  | 7/18/2025 |  |  | N | No
AI2-307 | Colora 230 kV |  | MD | Cecil | Active | DPL | 100.8 | 0 | 60.48 |  | Capacity | Generation Interconnection | Storage |  |  | N/A |  | In Progress |  |  |  |  | N/A |  | N/A |  |  | N/A | N/A |  | 3/3/2023 | N/A | N/A |  |  |  | 9/10/2026 |  |  | N | No
AI2-308 | Snake Spring-Bedford Area 23 kV |  | PA | Bedford | Active | PENELEC | 12 | 0 | 4.37 |  | Capacity | Generation Interconnection | Solar |  |  | N/A |  | In Progress |  |  |  |  | N/A |  | N/A |  |  | N/A | N/A |  | 3/2/2023 | N/A | N/A |  |  |  | 9/27/2024 |  |  | N | No
AI2-309 | Marysville-Gunn Road 345 kV |  | OH | Hardin | Withdrawn | AEP | 250 | 0 | 90.5 |  | Capacity | Generation Interconnection | Solar |  |  | N/A |  | Withdrawn |  |  |  |  | N/A |  | N/A |  |  | N/A | N/A |  | 3/2/2023 | N/A | N/A |  | 2/18/2025 |  | 4/15/2025 |  |  | N | No
AI2-310 | Emlenton 34.5 kV II |  | PA | Venango | Active | PENELEC | 20 | 0 | 7.28 |  | Capacity | Generation Interconnection | Solar |  |  | N/A |  | In Progress |  |  |  |  | N/A |  | N/A |  |  | N/A | N/A |  | 3/2/2023 | N/A | N/A |  |  |  | 12/3/2025 |  |  | N | No
AI2-311 | Ringgold 138 kV II |  | MD | Washington | Active | APS | 50 | 0 | 30 |  | Capacity | Generation Interconnection | Storage |  |  | N/A |  | In Progress |  |  |  |  | N/A |  | N/A |  |  | N/A | N/A |  | 3/2/2023 | N/A | N/A |  |  |  | 1/11/2025 |  |  | N | No
AI2-312 | Clark Summit 34.5 kV II |  | PA | Venango | Active | PENELEC | 15 | 0 | 5.46 |  | Capacity | Generation Interconnection | Solar |  |  | N/A |  | In Progress |  |  |  |  | N/A |  | N/A |  |  | N/A | N/A |  | 3/2/2023 | N/A | N/A |  |  |  | 9/15/2022 |  |  | N | No
AI2-313 | Ravenswood-Hemlock 69kV |  | OH | Meigs | Active | AEP | 48 | 0 | 17.1 |  | Capacity | Generation Interconnection | Solar |  |  | N/A |  | In Progress |  |  |  |  | N/A |  | N/A |  |  | N/A | N/A |  | 3/2/2023 | N/A | N/A |  |  |  | 12/31/2023 |  |  | N | No
AI2-314 | Molecreek 345kV (CIR Increase) |  | IL | Woodford | Active | ComEd | 100 | 0 | 27 |  | Capacity | Generation Interconnection | Wind |  |  | N/A |  | In Progress |  |  |  |  | N/A |  | N/A |  |  | N/A | N/A |  | 3/3/2023 | N/A | N/A |  |  |  | 12/31/2025 |  |  | N | No
AI2-315 | Mole Creek 345 kV |  | IL | Woodford | Active | ComEd | 300 | 0 | 90 |  | Capacity | Generation Interconnection | Wind |  |  | N/A |  | In Progress |  |  |  |  | N/A |  | N/A |  |  | N/A | N/A |  | 3/3/2023 | N/A | N/A |  |  |  | 12/31/2025 |  |  | N | No
AI2-316 | Powerton 345 kV (CIR increase) |  | IL | Woodford | Active | ComEd | 50 | 0 | 19 |  | Capacity | Generation Interconnection | Wind |  |  | N/A |  | In Progress |  |  |  |  | N/A |  | N/A |  |  | N/A | N/A |  | 3/2/2023 | N/A | N/A |  |  |  | 12/31/2024 |  |  | N | No
AI2-317 | Powertn - Goodings Grove 345 kV (CIR Increase) |  | IL | Woodford | Active | ComEd | 350 | 0 | 133 |  | Capacity | Generation Interconnection | Wind |  |  | N/A |  | In Progress |  |  |  |  | N/A |  | N/A |  |  | N/A | N/A |  | 3/2/2023 | N/A | N/A |  |  |  | 12/31/2024 |  |  | N | No
AI2-318 | White Marsh 34.5 kV |  | VA | Gloucester | Active | Dominion | 19 | 0 | 12.84 |  | Capacity | Generation Interconnection | Storage |  |  | N/A |  | In Progress |  |  |  |  | N/A |  | N/A |  |  | N/A | N/A |  | 3/2/2023 | N/A | N/A |  |  |  | 12/31/2025 |  |  | N | No
AI2-320 | Edinboro South - Erie South 25 kV |  | PA | Erie | Active | PENELEC | 19.9 | 0 | 5.05 |  | Capacity | Generation Interconnection | Solar |  |  | N/A |  | In Progress |  |  |  |  | N/A |  | N/A |  |  | N/A | N/A |  | 3/2/2023 | N/A | N/A |  |  |  | 6/1/2025 |  |  | N | No
AI2-321 | Clementine-Clementine Jct. 25 kV |  | PA | Armstrong | Active | APS | 19.9 | 0 | 8.6 |  | Capacity | Generation Interconnection | Solar |  |  | N/A |  | In Progress |  |  |  |  | N/A |  | N/A |  |  | N/A | N/A |  | 3/2/2023 | N/A | N/A |  |  |  | 6/1/2025 |  |  | N | No
AI2-322 | Findlay - Midfield 23 kV |  | PA | Allegheny | Active | DL | 4.7 | 0 | 1.18 |  | Capacity | Generation Interconnection | Solar |  |  | N/A |  | In Progress |  |  |  |  | N/A |  | N/A |  |  | N/A | N/A |  | 3/2/2023 | N/A | N/A |  |  |  | 6/1/2025 |  |  | N | No
AI2-323 | Kittanning-Rural Valley 25 kV |  | PA | Armstrong | Active | APS | 30 | 0 | 7.56 |  | Capacity | Generation Interconnection | Solar |  |  | N/A |  | In Progress |  |  |  |  | N/A |  | N/A |  |  | N/A | N/A |  | 3/2/2023 | N/A | N/A |  |  |  | 6/1/2025 |  |  | N | No
AI2-324 | Cowansville Junction – Long Run Tap 25 kV |  | PA | Armstrong | Active | APS | 14.7 | 0 | 3.72 |  | Capacity | Generation Interconnection | Solar |  |  | N/A |  | In Progress |  |  |  |  | N/A |  | N/A |  |  | N/A | N/A |  | 3/2/2023 | N/A | N/A |  |  |  | 6/1/2025 |  |  | N | No
AI2-325 | Oyster Creek 230 kV |  | NJ | Ocean | Active | JCPL | 816 | 0 | 178.7 |  | Capacity | Generation Interconnection | Offshore Wind |  |  | N/A |  | In Progress |  |  |  |  | N/A |  | N/A |  |  | N/A | N/A |  | 3/3/2023 | N/A | N/A |  |  |  | 12/31/2024 |  |  | N | No
AI2-326 | BL England 138 kV |  | NJ | Cape May | Active | AEC | 432 | 0 | 94.6 |  | Capacity | Generation Interconnection | Offshore Wind |  |  | N/A |  | In Progress |  |  |  |  | N/A |  | N/A |  |  | N/A | N/A |  | 3/3/2023 | N/A | N/A |  |  |  | 12/31/2024 |  |  | N | No
AI2-327 | Patton Rd-Summer Shade 69 kV |  | KY | Metcalfe | Active | EKPC | 55 | 0 | 19.91 |  | Capacity | Generation Interconnection | Solar |  |  | N/A |  | In Progress |  |  |  |  | N/A |  | N/A |  |  | N/A | N/A |  | 3/2/2023 | N/A | N/A |  |  |  | 10/15/2023 |  |  | N | No
AI2-328 | Marysville-Flatlick 765 kV |  | OH | Madison | Active | AEP | 400 | 0 | 100 |  | Capacity | Generation Interconnection | Solar |  |  | N/A |  | In Progress |  |  |  |  | N/A |  | N/A |  |  | N/A | N/A |  | 3/2/2023 | N/A | N/A |  |  |  | 12/31/2026 |  |  | N | No
AI2-329 | Marysville-Flatlick 765 kV |  | OH | Madison | Active | AEP | 400 | 0 | 100 |  | Capacity | Generation Interconnection | Solar |  |  | N/A |  | In Progress |  |  |  |  | N/A |  | N/A |  |  | N/A | N/A |  | 3/2/2023 | N/A | N/A |  |  |  | 12/31/2026 |  |  | N | No
AI2-330 | Marysville-Flatlick 765 kV |  | OH | Madison | Active | AEP | 400 | 0 | 83.5 |  | Capacity | Generation Interconnection | Solar |  |  | N/A |  | In Progress |  |  |  |  | N/A |  | N/A |  |  | N/A | N/A |  | 3/2/2023 | N/A | N/A |  |  |  | 12/31/2028 |  |  | N | No
AI2-331 | Hopkins 138 kV |  | WV | N/A | Withdrawn | AEP | 180 | 0 | 42.84 |  | Capacity | Generation Interconnection | Solar |  |  | N/A |  | Withdrawn |  |  |  |  | N/A |  | N/A |  |  | N/A | N/A |  | 3/2/2023 | N/A | N/A |  | 3/4/2025 |  | 5/1/2025 |  |  | N | No
AI2-332 | Gilboa-Jones Branch 138 kV VI |  | WV | Nicholas | Active | APS | 150 | 0 | 40 |  | Capacity | Generation Interconnection | Solar |  |  | N/A |  | In Progress |  |  |  |  | N/A |  | N/A |  |  | N/A | N/A |  | 3/3/2023 | N/A | N/A |  |  |  | 6/1/2030 |  |  | N | No
AI2-333 | Johns Creek-Excel 138kV I |  | KY | Pike | Active | AEP | 100 | 0 | 40 |  | Capacity | Generation Interconnection | Solar |  |  | N/A |  | In Progress |  |  |  |  | N/A |  | N/A |  |  | N/A | N/A |  | 3/2/2023 | N/A | N/A |  |  |  | 12/1/2026 |  |  | N | No
AI2-334 | Inez 138 kV |  | KY | Martin | Active | AEP | 200 | 0 | 34.9 |  | Capacity | Generation Interconnection | Solar |  |  | N/A |  | In Progress |  |  |  |  | N/A |  | N/A |  |  | N/A | N/A |  | 3/2/2023 | N/A | N/A |  |  |  | 9/30/2026 |  |  | N | No
AI2-335 | Inez 138 kV |  | KY | Martin | Active | AEP | 200 | 0 | 34.9 |  | Capacity | Generation Interconnection | Solar |  |  | N/A |  | In Progress |  |  |  |  | N/A |  | N/A |  |  | N/A | N/A |  | 3/2/2023 | N/A | N/A |  |  |  | 12/31/2026 |  |  | N | No
AI2-336 | Nottingham Switch 138 kV |  | OH | Harrison | Active | AEP | 400 | 0 | 34.6 |  | Capacity | Generation Interconnection | Solar |  |  | N/A |  | In Progress |  |  |  |  | N/A |  | N/A |  |  | N/A | N/A |  | 3/2/2023 | N/A | N/A |  |  |  | 9/10/2026 |  |  | N | No
AI2-337 | Broadview-Tangy 138 kV IV |  | OH | Madison | Active | ATSI | 180 | 0 | 30 |  | Capacity | Generation Interconnection | Solar |  |  | N/A |  | In Progress |  |  |  |  | N/A |  | N/A |  |  | N/A | N/A |  | 3/2/2023 | N/A | N/A |  |  |  | 9/1/2023 |  |  | N | No
AI2-338 | Providence Forge-Turner 115kV |  | VA | Charles City | Active | Dominion | 154 | 0 | 29.15 |  | Capacity | Generation Interconnection | Solar |  |  | N/A |  | In Progress |  |  |  |  | N/A |  | N/A |  |  | N/A | N/A |  | 3/2/2023 | N/A | N/A |  |  |  | 9/1/2024 |  |  | N | No
AI2-339 | Gilboa-Jones Branch 138 kV VII |  | WV | Nicholas | Active | APS | 100 | 0 | 26.8 |  | Capacity | Generation Interconnection | Solar |  |  | N/A |  | In Progress |  |  |  |  | N/A |  | N/A |  |  | N/A | N/A |  | 3/2/2023 | N/A | N/A |  |  |  | 9/1/2024 |  |  | N | No
AI2-340 | Valley 138 kV |  | MI | Van Buren | Active | AEP | 100 | 0 | 23.1 |  | Capacity | Generation Interconnection | Solar |  |  | N/A |  | In Progress |  |  |  |  | N/A |  | N/A |  |  | N/A | N/A |  | 3/2/2023 | N/A | N/A |  |  |  | 5/1/2025 |  |  | N | No
AI2-341 | Galion-Roberts South 138 kV III |  | OH | Marion | Active | ATSI | 99.96 | 0 | 22.8 |  | Capacity | Generation Interconnection | Solar |  |  | N/A |  | In Progress |  |  |  |  | N/A |  | N/A |  |  | N/A | N/A |  | 3/2/2023 | N/A | N/A |  |  |  | 9/1/2024 |  |  | N | No
AI2-342 | Excel-Johns Creek 138 kV |  | KY | Pike | Active | AEP | 75 | 0 | 15.38 |  | Capacity | Generation Interconnection | Solar |  |  | N/A |  | In Progress |  |  |  |  | N/A |  | N/A |  |  | N/A | N/A |  | 3/2/2023 | N/A | N/A |  |  |  | 3/31/2027 |  |  | N | No
AI2-343 | Hurley 69 kV |  | VA | Buchanan | Active | AEP | 75 | 0 | 15.25 |  | Capacity | Generation Interconnection | Solar |  |  | N/A |  | In Progress |  |  |  |  | N/A |  | N/A |  |  | N/A | N/A |  | 3/2/2023 | N/A | N/A |  |  |  | 12/3/2025 |  |  | N | No
AI2-344 | Gladstone 138 kV |  | VA | Nelson | Active | AEP | 100 | 0 | 17 |  | Capacity | Generation Interconnection | Solar |  |  | N/A |  | In Progress |  |  |  |  | N/A |  | N/A |  |  | N/A | N/A |  | 3/2/2023 | N/A | N/A |  |  |  | 9/1/2024 |  |  | N | No
AI2-345 | Amherst-Riverville138 kV |  | VA | Amherst | Active | AEP | 75 | 0 | 18 |  | Capacity | Generation Interconnection | Solar |  |  | N/A |  | In Progress |  |  |  |  | N/A |  | N/A |  |  | N/A | N/A |  | 3/2/2023 | N/A | N/A |  |  |  | 6/1/2025 |  |  | N | No
AI2-346 | Nottingham 138 kV |  | OH | Harrison | Active | AEP | 400 | 0 | 20 |  | Capacity | Generation Interconnection | Solar |  |  | N/A |  | In Progress |  |  |  |  | N/A |  | N/A |  |  | N/A | N/A |  | 3/2/2023 | N/A | N/A |  |  |  | 9/10/2025 |  |  | N | No
AI2-347 | Van Arsdell-Mercer Industrial 69kV |  | KY | Mercer | Withdrawn | EKPC | 95 | 0 | 17 |  | Capacity | Generation Interconnection | Solar |  |  | N/A |  | Withdrawn |  |  |  |  | N/A |  | N/A |  |  | N/A | N/A |  | 3/3/2023 | N/A | N/A |  | 3/5/2025 |  | 9/1/2026 |  |  | N | No
AI2-348 | Ford - Ceddarville 138 kV |  | OH | Clermont | Active | DEOK | 152.2 | 0 | 17.4 |  | Capacity | Generation Interconnection | Solar |  |  | N/A |  | In Progress |  |  |  |  | N/A |  | N/A |  |  | N/A | N/A |  | 3/2/2023 | N/A | N/A |  |  |  | 12/31/2025 |  |  | N | No
AI2-349 | Loretto 69 kV |  | KY | Marion | Active | EKPC | 60 | 0 | 11 |  | Capacity | Generation Interconnection | Solar |  |  | N/A |  | In Progress |  |  |  |  | N/A |  | N/A |  |  | N/A | N/A |  | 3/2/2023 | N/A | N/A |  |  |  | 2/28/2029 |  |  | N | No
AI2-350 | Hillsboro - Wye Mills 138 kV |  | MD | Queen Anne's | Active | DPL | 50 | 0 | 11.9 |  | Capacity | Generation Interconnection | Solar |  |  | N/A |  | In Progress |  |  |  |  | N/A |  | N/A |  |  | N/A | N/A |  | 3/2/2023 | N/A | N/A |  |  |  | 5/1/2025 |  |  | N | No
AI2-351 | Lappans 34.5kV II |  | MD | Washington | Withdrawn | APS | 20 | 0 | 1 |  | Capacity | Generation Interconnection | Solar |  |  | N/A |  | Withdrawn |  |  |  |  | N/A |  | N/A |  |  | N/A | N/A |  | 3/3/2023 | N/A | N/A |  | 9/11/2023 |  | 6/1/2025 |  |  | N | No
AI2-352 | Martins Creek–Cherry Hill 69 kV |  | PA | Northampton | Withdrawn | PPL | 60.25 | 22 | 22 |  | Capacity | Generation Interconnection | Solar |  |  | N/A |  | Withdrawn |  |  |  |  | N/A |  | N/A |  |  | N/A | N/A |  | 3/4/2023 | N/A | N/A |  | 6/26/2024 |  | 12/31/2025 |  |  | N | No
AI2-353 | Carlos Jct. – Ridgeley 138 kV |  | MD | Allegany | Active | APS | 54.9 | 0 | 16 |  | Capacity | Generation Interconnection | Wind |  |  | N/A |  | In Progress |  |  |  |  | N/A |  | N/A |  |  | N/A | N/A |  | 3/3/2023 | N/A | N/A |  |  |  | 4/1/2024 |  |  | N | No
AI2-354 | Williams 138 kV |  | WV | Grant | Active | APS | 147 | 0 | 58.7 |  | Capacity | Generation Interconnection | Wind |  |  | N/A |  | In Progress |  |  |  |  | N/A |  | N/A |  |  | N/A | N/A |  | 3/3/2023 | N/A | N/A |  |  |  | 1/1/2026 |  |  | N | No
AI2-355 | Greenland Gap 500 kV |  | WV | Grant | Active | APS | 300 | 0 | 103.8 |  | Capacity | Generation Interconnection | Wind |  |  | N/A |  | In Progress |  |  |  |  | N/A |  | N/A |  |  | N/A | N/A |  | 3/3/2023 | N/A | N/A |  |  |  | 4/3/2023 |  |  | N | No
AI2-356 | Greenland Gap 500 kV II |  | WV | Grant | Active | APS | 471.6 | 0 | 57.2 |  | Capacity | Generation Interconnection | Wind |  |  | N/A |  | In Progress |  |  |  |  | N/A |  | N/A |  |  | N/A | N/A |  | 3/4/2023 | N/A | N/A |  |  |  | 7/31/2027 |  |  | N | No
AI2-357 | Olive-Reynolds #2 345 kV |  | IN | Pulaski | Active | AEP | 260 | 0 | 18.2 |  | Capacity | Generation Interconnection | Solar |  |  | N/A |  | In Progress |  |  |  |  | N/A |  | N/A |  |  | N/A | N/A |  | 3/6/2023 | N/A | N/A |  |  |  | 12/31/2025 |  |  | N | No
AI2-358 | Argenta - Twin Branch 345 kV |  | MI | Van Buren | Active | AEP | 300 | 0 | 70 |  | Capacity | Generation Interconnection | Solar |  |  | N/A |  | In Progress |  |  |  |  | N/A |  | N/A |  |  | N/A | N/A |  | 3/8/2023 | N/A | N/A |  |  |  | 5/1/2028 |  |  | N | No
AI2-359 | Cross School 138 kV |  | WV | Mineral | Active | APS | 53.7 | 0 | 13.1 |  | Capacity | Generation Interconnection | Wind |  |  | N/A |  | In Progress |  |  |  |  | N/A |  | N/A |  |  | N/A | N/A |  | 3/4/2023 | N/A | N/A |  |  |  | 4/3/2023 |  |  | N | No
AI2-360 | Elk Garden - Parr Run 138 kV |  | WV | Mineral | Active | APS | 110 | 0 | 45.9 |  | Capacity | Generation Interconnection | Wind |  |  | N/A |  | In Progress |  |  |  |  | N/A |  | N/A |  |  | N/A | N/A |  | 3/4/2023 | N/A | N/A |  |  |  | 4/3/2023 |  |  | N | No
AI2-361 | Hooversville - Central City West 115 kV |  | PA | Somerset | Active | PENELEC | 29.4 | 0 | 10.17 |  | Capacity | Generation Interconnection | Wind |  |  | N/A |  | In Progress |  |  |  |  | N/A |  | N/A |  |  | N/A | N/A |  | 3/4/2023 | N/A | N/A |  |  |  | 3/2/2023 |  |  | N | No
AI2-362 | Rockwood - Meyersdale North 115 kV |  | PA | Somerset | Active | PENELEC | 37.8 | 0 | 13 |  | Capacity | Generation Interconnection | Wind |  |  | N/A |  | In Progress |  |  |  |  | N/A |  | N/A |  |  | N/A | N/A |  | 3/4/2023 | N/A | N/A |  |  |  | 4/3/2023 |  |  | N | No
AI2-364 | Brokaw - Lanesville 345 kV (CIR Increase) |  | IL | Fulton | Active | ComEd | 200 | 0 | 79.91 |  | Capacity | Generation Interconnection | Wind |  |  | N/A |  | In Progress |  |  |  |  | N/A |  | N/A |  |  | N/A | N/A |  | 3/4/2023 | N/A | N/A |  |  |  | 4/20/2023 |  |  | N | No
AI2-365 | Lake Lynn-Hazelton 138 kV II |  | WV | Preston | Active | APS | 99.6 | 0 | 32.06 |  | Capacity | Generation Interconnection | Solar |  |  | N/A |  | In Progress |  |  |  |  | N/A |  | N/A |  |  | N/A | N/A |  | 3/4/2023 | N/A | N/A |  |  |  | 9/30/2021 |  |  | N | No
AI2-366 | Maddox Creek-RP Mone 345 kV |  | OH | Van Wert | Active | AEP | 300 | 0 | 93.6 |  | Capacity | Generation Interconnection | Solar |  |  | N/A |  | In Progress |  |  |  |  | N/A |  | N/A |  |  | N/A | N/A |  | 3/4/2023 | N/A | N/A |  |  |  | 9/25/2024 |  |  | N | No
AI2-367 | Sleepy Hollow 138 kV II |  | WV | Jefferson | Active | APS | 125 | 0 | 34 |  | Capacity | Generation Interconnection | Solar |  |  | N/A |  | In Progress |  |  |  |  | N/A |  | N/A |  |  | N/A | N/A |  | 3/4/2023 | N/A | N/A |  |  |  | 6/30/2023 |  |  | N | No
AI2-368 | TSS 994 345 kV (CIR Increase) |  | IL | Logan | Active | ComEd | 187.5 | 0 | 77.87 |  | Capacity | Generation Interconnection | Wind |  |  | N/A |  | In Progress |  |  |  |  | N/A |  | N/A |  |  | N/A | N/A |  | 3/4/2023 | N/A | N/A |  |  |  | 4/17/2023 |  |  | N | No
AI2-369 | Apple Grove 138 kV |  | WV | Mason | Active | AEP | 99 | 0 | 29.6 |  | Capacity | Generation Interconnection | Solar |  |  | N/A |  | In Progress |  |  |  |  | N/A |  | N/A |  |  | N/A | N/A |  | 3/4/2023 | N/A | N/A |  |  |  | 6/30/2023 |  |  | N | No
AI2-370 | Twombley Road 138kV (CIR Increase) |  | IL | Ogle | Active | ComEd | 60 | 0 | 19.5 |  | Capacity | Generation Interconnection | Solar |  |  | N/A |  | In Progress |  |  |  |  | N/A |  | N/A |  |  | N/A | N/A |  | 3/4/2023 | N/A | N/A |  |  |  | 4/1/2026 |  |  | N | No
AI2-371 | Walnut Grove - Asahi Tap 69 kV |  | KY | McLean | Active | EKPC | 57 | 0 | 17.78 |  | Capacity | Generation Interconnection | Solar |  |  | N/A |  | In Progress |  |  |  |  | N/A |  | N/A |  |  | N/A | N/A |  | 3/3/2023 | N/A | N/A |  |  |  | 9/25/2024 |  |  | N | No
AI2-372 | Hill Topper 345kV (CIR Increase) |  | IL | Logan | Active | ComEd | 65 | 0 | 23.56 |  | Capacity | Generation Interconnection | Wind |  |  | N/A |  | In Progress |  |  |  |  | N/A |  | N/A |  |  | N/A | N/A |  | 3/3/2023 | N/A | N/A |  |  |  | 3/30/2020 |  |  | N | No
AI2-373 | Easton - Steele 138 kV |  | MD | Talbot | Active | DPL | 79 | 0 | 23.6 |  | Capacity | Generation Interconnection | Solar |  |  | N/A |  | In Progress |  |  |  |  | N/A |  | N/A |  |  | N/A | N/A |  | 3/4/2023 | N/A | N/A |  |  |  | 3/31/2026 |  |  | N | No
AI2-374 | Hope-Blevins Valley Tap 69 kV |  | KY | Bath | Active | EKPC | 66 | 0 | 20.59 |  | Capacity | Generation Interconnection | Solar |  |  | N/A |  | In Progress |  |  |  |  | N/A |  | N/A |  |  | N/A | N/A |  | 3/3/2023 | N/A | N/A |  |  |  | 3/31/2025 |  |  | N | No
AI2-375 | Old Chapel-Millville 138 kV |  | WV | Jefferson | Active | APS | 80 | 0 | 24 |  | Capacity | Generation Interconnection | Solar |  |  | N/A |  | In Progress |  |  |  |  | N/A |  | N/A |  |  | N/A | N/A |  | 3/3/2023 | N/A | N/A |  |  |  | 12/31/2026 |  |  | N | No
AI2-376 | Central Hardin-Stephensburg 69 kV |  | KY | Hardin | Withdrawn | EKPC | 70 | 0 | 21.84 |  | Capacity | Generation Interconnection | Solar |  |  | N/A |  | Withdrawn |  |  |  |  | N/A |  | N/A |  |  | N/A | N/A |  | 3/3/2023 | N/A | N/A |  | 10/23/2024 |  | 3/31/2025 |  |  | N | No
AI2-377 | Maysville 69 kV VI |  | PA | Mercer | Active | ATSI | 50 | 0 | 15.6 |  | Capacity | Generation Interconnection | Solar |  |  | N/A |  | In Progress |  |  |  |  | N/A |  | N/A |  |  | N/A | N/A |  | 3/3/2023 | N/A | N/A |  |  |  | 12/1/2024 |  |  | N | No
AI2-378 | Merrill Creek 115 kV II |  | NJ | Warren | Active | JCPL | 70 | 0 | 28 |  | Capacity | Generation Interconnection | Solar |  |  | N/A |  | In Progress |  |  |  |  | N/A |  | N/A |  |  | N/A | N/A |  | 3/3/2023 | N/A | N/A |  |  |  | 12/1/2024 |  |  | N | No
AI2-379 | Moshannon-Milesburg 230 kV X |  | PA | Centre | Active | APS | 78.38 | 0 | 24.51 |  | Capacity | Generation Interconnection | Solar |  |  | N/A |  | In Progress |  |  |  |  | N/A |  | N/A |  |  | N/A | N/A |  | 3/3/2023 | N/A | N/A |  |  |  | 12/1/2024 |  |  | N | No
AI2-380 | Altoona-Raystown 230 kV III |  | PA | Blair | Withdrawn | PENELEC | 80 | 0 | 30.16 |  | Capacity | Generation Interconnection | Solar |  |  | N/A |  | Withdrawn |  |  |  |  | N/A |  | N/A |  |  | N/A | N/A |  | 3/4/2023 | N/A | N/A |  | 8/7/2024 |  | 12/1/2024 |  |  | N | No
AI2-381 | Layland 69 kV |  | WV | Fayette | Withdrawn | AEP | 75 | 0 | 35.5 |  | Capacity | Generation Interconnection | Solar |  |  | N/A |  | Withdrawn |  |  |  |  | N/A |  | N/A |  |  | N/A | N/A |  | 3/4/2023 | N/A | N/A |  | 1/16/2025 |  | 12/1/2024 |  |  | N | No
AI2-383 | Moshannon-Milesburg 230 kV X |  | PA | Centre | Active | APS | 83.6 | 0 | 26.29 |  | Capacity | Generation Interconnection | Solar |  |  | N/A |  | In Progress |  |  |  |  | N/A |  | N/A |  |  | N/A | N/A |  | 3/4/2023 | N/A | N/A |  |  |  | 12/1/2024 |  |  | N | No
AI2-384 | Nelson 138kV (CIR Increase) |  | IL | Lee | Active | ComEd | 200 | 0 | 89.44 |  | Capacity | Generation Interconnection | Wind |  |  | N/A |  | In Progress |  |  |  |  | N/A |  | N/A |  |  | N/A | N/A |  | 3/4/2023 | N/A | N/A |  |  |  | 12/31/2027 |  |  | N | No
AI2-385 | South Millville - Newport 69 kV |  | NJ | Cumberland | Withdrawn | AEC | 59.7 | 0 | 23.57 |  | Capacity | Generation Interconnection | Solar |  |  | N/A |  | Withdrawn |  |  |  |  | N/A |  | N/A |  |  | N/A | N/A |  | 3/4/2023 | N/A | N/A |  | 4/4/2025 |  | 3/31/2025 |  |  | N | No
AI2-386 | PG - Juniata 69 kV |  | PA | Dauphin | Active | PPL | 55 | 0 | 20.74 |  | Capacity | Generation Interconnection | Solar |  |  | N/A |  | In Progress |  |  |  |  | N/A |  | N/A |  |  | N/A | N/A |  | 3/4/2023 | N/A | N/A |  |  |  | 12/31/2026 |  |  | N | No
AI2-387 | Carlls Corner - Sherman Ave 69 kV |  | NJ | Cumberland | Withdrawn | AEC | 49.7 | 0 | 19.8 |  | Capacity | Generation Interconnection | Solar |  |  | N/A |  | Withdrawn |  |  |  |  | N/A |  | N/A |  |  | N/A | N/A |  | 3/4/2023 | N/A | N/A |  | 5/7/2025 |  | 12/31/2024 |  |  | N | No
AI2-388 | Milton 69 kV |  | PA | Northumberland | Active | PPL | 70 | 0 | 20.15 |  | Capacity | Generation Interconnection | Solar |  |  | N/A |  | In Progress |  |  |  |  | N/A |  | N/A |  |  | N/A | N/A |  | 3/4/2023 | N/A | N/A |  |  |  | 12/31/2024 |  |  | N | No
AI2-389 | Bluemond-Chestnut 345kV (CIR Increase) |  | IL | McLean | Withdrawn | ComEd | 300 | 0 | 134.16 |  | Capacity | Generation Interconnection | Wind |  |  | N/A |  | Withdrawn |  |  |  |  | N/A |  | N/A |  |  | N/A | N/A |  | 3/4/2023 | N/A | N/A |  | 1/16/2025 |  | 12/31/2027 |  |  | N | No
AI2-390 | Bluemond-Chestnut 345kV (CIR Increase) |  | IL | McLean | Active | ComEd | 300 | 0 | 134.16 |  | Capacity | Generation Interconnection | Wind |  |  | N/A |  | In Progress |  |  |  |  | N/A |  | N/A |  |  | N/A | N/A |  | 3/4/2023 | N/A | N/A |  |  |  | 12/31/2027 |  |  | N | No
AI2-391 | Emporia-Trego 115kV |  | VA | Greensville | Active | Dominion | 80 | 0 | 13 |  | Capacity | Generation Interconnection | Solar |  |  | N/A |  | In Progress |  |  |  |  | N/A |  | N/A |  |  | N/A | N/A |  | 3/9/2023 | N/A | N/A |  |  |  | 2/25/2023 |  |  | N | No
AI2-392 | Beatty-London 138 kV |  | OH | Madison | Active | AEP | 196 | 0 | 31.7 |  | Capacity | Generation Interconnection | Solar |  |  | N/A |  | In Progress |  |  |  |  | N/A |  | N/A |  |  | N/A | N/A |  | 3/2/2023 | N/A | N/A |  |  |  | 12/31/2025 |  |  | N | No
AI2-393 | Hickory-Moyock 230 kV |  | NC | Currituck | Active | Dominion | 100 | 0 | 17.7 |  | Capacity | Generation Interconnection | Solar |  |  | N/A |  | In Progress |  |  |  |  | N/A |  | N/A |  |  | N/A | N/A |  | 3/2/2023 | N/A | N/A |  |  |  | 12/31/2025 |  |  | N | No
AI2-394 | Keystone-Desoto 345 kV |  | IN | Blackford | Active | AEP | 200 | 0 | 66 |  | Capacity | Generation Interconnection | Wind |  |  | N/A |  | In Progress |  |  |  |  | N/A |  | N/A |  |  | N/A | N/A |  | 3/2/2023 | N/A | N/A |  |  |  | 12/31/2025 |  |  | N | No
AI2-395 | Reynolds–Olive #1 345 kV |  | IN | White | Active | AEP | 180 | 0 | 59.6 |  | Capacity | Generation Interconnection | Solar |  |  | N/A |  | In Progress |  |  |  |  | N/A |  | N/A |  |  | N/A | N/A |  | 3/2/2023 | N/A | N/A |  |  |  | 12/31/2025 |  |  | N | No
AI2-396 | Jay-Desoto 138kV |  | IN | Blackford | Active | AEP | 150 | 0 | 36 |  | Capacity | Generation Interconnection | Solar |  |  | N/A |  | In Progress |  |  |  |  | N/A |  | N/A |  |  | N/A | N/A |  | 3/3/2023 | N/A | N/A |  |  |  | 12/31/2026 |  |  | N | No
AI2-397 | West Manchester-Crown 69kV |  | OH | Preble | Active | AEP | 80 | 0 | 19.2 |  | Capacity | Generation Interconnection | Solar |  |  | N/A |  | In Progress |  |  |  |  | N/A |  | N/A |  |  | N/A | N/A |  | 3/2/2023 | N/A | N/A |  |  |  | 12/31/2026 |  |  | N | No
AI2-398 | West Manchester 69 kV |  | OH | Preble | Active | AEP | 40 | 0 | 9.6 |  | Capacity | Generation Interconnection | Solar |  |  | N/A |  | In Progress |  |  |  |  | N/A |  | N/A |  |  | N/A | N/A |  | 3/2/2023 | N/A | N/A |  |  |  | 12/31/2026 |  |  | N | No
AI2-399 | Jay 138 kV |  | IN | Jay | Active | AEP | 150 | 0 | 36 |  | Capacity | Generation Interconnection | Solar |  |  | N/A |  | In Progress |  |  |  |  | N/A |  | N/A |  |  | N/A | N/A |  | 3/2/2023 | N/A | N/A |  |  |  | 12/31/2025 |  |  | N | No
AI2-400 | Crescent Ridge 138kV (CIR Increase) |  | IL | Bureau | Active | ComEd | 72.6 | 0 | 25 |  | Capacity | Generation Interconnection | Wind |  |  | N/A |  | In Progress |  |  |  |  | N/A |  | N/A |  |  | N/A | N/A |  | 3/2/2023 | N/A | N/A |  |  |  | 12/31/2025 |  |  | N | No
AI2-401 | Olive-Reynolds #1 345 kV |  | IN | White | Active | AEP | 200 | 0 | 48 |  | Capacity | Generation Interconnection | Solar; Storage |  |  | N/A |  | In Progress |  |  |  |  | N/A |  | N/A |  |  | N/A | N/A |  | 3/2/2023 | N/A | N/A |  |  |  | 12/31/2025 |  |  | N | No
AI2-402 | Kirk - Newark Center 138 kV |  | OH | Licking | Active | AEP | 107.7 | 0 | 25.8 |  | Capacity | Generation Interconnection | Solar |  |  | N/A |  | In Progress |  |  |  |  | N/A |  | N/A |  |  | N/A | N/A |  | 3/2/2023 | N/A | N/A |  |  |  | 12/31/2025 |  |  | N | No
AI2-403 | Glidden-Waterman 138 kV (CIR Increase) |  | IL | DeKalb | Active | ComEd | 81.4 | 0 | 19.5 |  | Capacity | Generation Interconnection | Solar |  |  | N/A |  | In Progress |  |  |  |  | N/A |  | N/A |  |  | N/A | N/A |  | 3/2/2023 | N/A | N/A |  |  |  | 12/31/2026 |  |  | N | No
AI2-404 | Munfordville KU Tap-Horse Cave Jct. 69 kV |  | KY | Hart | Active | EKPC | 50 | 0 | 12 |  | Capacity | Generation Interconnection | Solar |  |  | N/A |  | In Progress |  |  |  |  | N/A |  | N/A |  |  | N/A | N/A |  | 3/2/2023 | N/A | N/A |  |  |  | 12/31/2025 |  |  | N | No
AI2-405 | Glidden-Waterman 138 kV (CIR Increase) |  | IL | DeKalb | Active | ComEd | 94.9 | 0 | 22.8 |  | Capacity | Generation Interconnection | Solar |  |  | N/A |  | In Progress |  |  |  |  | N/A |  | N/A |  |  | N/A | N/A |  | 3/2/2023 | N/A | N/A |  |  |  | 12/31/2026 |  |  | N | No
AI2-407 | Fostoria Central 138 kV |  | OH | Hancock | Active | AEP | 205 | 0 | 31.2 |  | Capacity | Generation Interconnection | Solar |  |  | N/A |  | In Progress |  |  |  |  | N/A |  | N/A |  |  | N/A | N/A |  | 3/2/2023 | N/A | N/A |  |  |  | 12/31/2025 |  |  | N | No
AI2-408 | Sugar Grove-Waterman 138kV |  | IL | DeKalb | Active | ComEd | 300 | 0 | 72 |  | Capacity | Generation Interconnection | Solar |  |  | N/A |  | In Progress |  |  |  |  | N/A |  | N/A |  |  | N/A | N/A |  | 3/2/2023 | N/A | N/A |  |  |  | 12/31/2026 |  |  | N | No
AI2-409 | Wayne-Byron 345 kV |  | IL | DeKalb | Active | ComEd | 300 | 0 | 72 |  | Capacity | Generation Interconnection | Solar |  |  | N/A |  | In Progress |  |  |  |  | N/A |  | N/A |  |  | N/A | N/A |  | 3/2/2023 | N/A | N/A |  |  |  | 12/31/2026 |  |  | N | No
AI2-410 | Glidden - Cherry Valley 138 kV |  | IL | DeKalb | Active | ComEd | 118.6 | 0 | 28.5 |  | Capacity | Generation Interconnection | Solar |  |  | N/A |  | In Progress |  |  |  |  | N/A |  | N/A |  |  | N/A | N/A |  | 3/2/2023 | N/A | N/A |  |  |  | 12/31/2026 |  |  | N | No
AI2-411 | Glidden - Waterman 138kV (CIR Increase) |  | IL | DeKalb | Active | ComEd | 95.1 | 0 | 22.8 |  | Capacity | Generation Interconnection | Solar |  |  | N/A |  | In Progress |  |  |  |  | N/A |  | N/A |  |  | N/A | N/A |  | 3/2/2023 | N/A | N/A |  |  |  | 12/31/2026 |  |  | N | No
AI2-412 | Gateway 69 kV |  | IN | Whitley | Active | AEP | 50 | 0 | 12 |  | Capacity | Generation Interconnection | Solar |  |  | N/A |  | In Progress |  |  |  |  | N/A |  | N/A |  |  | N/A | N/A |  | 3/2/2023 | N/A | N/A |  |  |  | 12/31/2026 |  |  | N | No
AI2-413 | Gateway 69 kV |  | IN | Whitley | Active | AEP | 50 | 0 | 12 |  | Capacity | Generation Interconnection | Solar |  |  | N/A |  | In Progress |  |  |  |  | N/A |  | N/A |  |  | N/A | N/A |  | 3/2/2023 | N/A | N/A |  |  |  | 12/31/2026 |  |  | N | No
AI2-414 | Lynnville-South Hamburg 69 kV |  | PA | Berks | Active | ME | 50 | 0 | 12.5 |  | Capacity | Generation Interconnection | Solar |  |  | N/A |  | In Progress |  |  |  |  | N/A |  | N/A |  |  | N/A | N/A |  | 3/2/2023 | N/A | N/A |  |  |  | 12/31/2026 |  |  | N | No
AI2-415 | Campbell-Kiesters 138 kV |  | PA | Butler | Active | APS | 70 | 0 | 20.3 |  | Capacity | Generation Interconnection | Solar |  |  | N/A |  | In Progress |  |  |  |  | N/A |  | N/A |  |  | N/A | N/A |  | 3/2/2023 | N/A | N/A |  |  |  | 12/31/2026 |  |  | N | No
AI2-416 | Lexington-Dooms 230 kV |  | VA | Augusta | Active | Dominion | 200 | 0 | 50 |  | Capacity | Generation Interconnection | Solar |  |  | N/A |  | In Progress |  |  |  |  | N/A |  | N/A |  |  | N/A | N/A |  | 3/2/2023 | N/A | N/A |  |  |  | 12/31/2026 |  |  | N | No
AI2-417 | Wayne 345kV (CIR Increase) |  | IL | DeKalb | Active | ComEd | 200 | 0 | 48 |  | Capacity | Generation Interconnection | Solar |  |  | N/A |  | In Progress |  |  |  |  | N/A |  | N/A |  |  | N/A | N/A |  | 3/2/2023 | N/A | N/A |  |  |  | 12/31/2026 |  |  | N | No
AI2-418 | Sowers 138 kV |  | IN | Allen | Active | AEP | 100 | 0 | 24 |  | Capacity | Generation Interconnection | Solar |  |  | N/A |  | In Progress |  |  |  |  | N/A |  | N/A |  |  | N/A | N/A |  | 3/2/2023 | N/A | N/A |  |  |  | 12/31/2026 |  |  | N | No
AI2-419 | Oak Grove – Saunders DP 230 kV |  | VA | Westmoreland | Withdrawn | Dominion | 100 | 0 | 25 |  | Capacity | Generation Interconnection | Solar |  |  | N/A |  | Withdrawn |  |  |  |  | N/A |  | N/A |  |  | N/A | N/A |  | 3/2/2023 | N/A | N/A |  | 3/28/2023 |  | 12/31/2027 |  |  | N | No
AI2-420 | Crego Road 138kV (CIR Increase) |  | IL | DeKalb | Active | ComEd | 100 | 0 | 20 |  | Capacity | Generation Interconnection | Solar; Storage |  |  | N/A |  | In Progress |  |  |  |  | N/A |  | N/A |  |  | N/A | N/A |  | 3/2/2023 | N/A | N/A |  |  |  | 12/31/2027 |  |  | N | No
AI2-421 | Varner 345 kV |  | IN | DeKalb | Active | AEP | 180 | 0 | 43.2 |  | Capacity | Generation Interconnection | Solar |  |  | N/A |  | In Progress |  |  |  |  | N/A |  | N/A |  |  | N/A | N/A |  | 3/2/2023 | N/A | N/A |  |  |  | 12/31/2027 |  |  | N | No
AI2-422 | Jay 138 kV |  | IN | Jay | Active | AEP | 50 | 0 | 12 |  | Capacity | Generation Interconnection | Solar |  |  | N/A |  | In Progress |  |  |  |  | N/A |  | N/A |  |  | N/A | N/A |  | 3/2/2023 | N/A | N/A |  |  |  | 12/31/2027 |  |  | N | No
AI2-423 | Jay 69 kV |  | IN | Jay | Active | AEP | 50 | 0 | 12 |  | Capacity | Generation Interconnection | Solar |  |  | N/A |  | In Progress |  |  |  |  | N/A |  | N/A |  |  | N/A | N/A |  | 3/2/2023 | N/A | N/A |  |  |  | 12/31/2027 |  |  | N | No
AI2-424 | Sorenson 345 kV |  | IN | Huntington | Active | AEP | 111.8 | 0 | 28 |  | Capacity | Generation Interconnection | Solar |  |  | N/A |  | In Progress |  |  |  |  | N/A |  | N/A |  |  | N/A | N/A |  | 3/2/2023 | N/A | N/A |  |  |  | 12/31/2028 |  |  | N | No
AI2-425 | Sorenson 345 kV |  | IN | Huntington | Active | AEP | 160 | 0 | 40 |  | Capacity | Generation Interconnection | Solar |  |  | N/A |  | In Progress |  |  |  |  | N/A |  | N/A |  |  | N/A | N/A |  | 3/2/2023 | N/A | N/A |  |  |  | 12/31/2028 |  |  | N | No
AI2-426 | Allen - RP Mone 345 kV |  | IN | Allen | Active | AEP | 180 | 0 | 43.2 |  | Capacity | Generation Interconnection | Solar |  |  | N/A |  | In Progress |  |  |  |  | N/A |  | N/A |  |  | N/A | N/A |  | 3/2/2023 | N/A | N/A |  |  |  | 12/31/2027 |  |  | N | No
AI2-427 | Hazelton - Kirk 138 kV |  | OH | Licking | Active | AEP | 110 | 0 | 26.4 |  | Capacity | Generation Interconnection | Solar |  |  | N/A |  | In Progress |  |  |  |  | N/A |  | N/A |  |  | N/A | N/A |  | 3/2/2023 | N/A | N/A |  |  |  | 12/31/2027 |  |  | N | No
AI2-428 | Crescent Ridge 138kV (CIR Increase) |  | IL | Bureau | Active | ComEd | 88.7 | 0 | 20.1 |  | Capacity | Generation Interconnection | Wind |  |  | N/A |  | In Progress |  |  |  |  | N/A |  | N/A |  |  | N/A | N/A |  | 3/9/2023 | N/A | N/A |  |  |  | 12/31/2025 |  |  | N | No
AI2-429 | Mendota Hills 138 kV |  | IL | Lee | Active | ComEd | 76.1 | 0 | 22.2 |  | Capacity | Generation Interconnection | Wind |  |  | N/A |  | In Progress |  |  |  |  | N/A |  | N/A |  |  | N/A | N/A |  | 3/9/2023 | N/A | N/A |  |  |  | 12/31/2025 |  |  | N | No
AI2-430 | Auburn 69 kV |  | IN | DeKalb | Active | AEP | 11 | 11 | 10 |  | Capacity | Generation Interconnection | Solar |  |  | N/A |  | In Progress |  |  |  |  | N/A |  | N/A |  |  | N/A | N/A |  | 3/9/2023 | N/A | N/A |  |  |  | 7/1/2023 |  |  | N | No
AI2-431 | Larrabee Collector Station 230 kV |  | NJ | Atlantic | Active | JCPL | 2138.85 | 2138.85 | 2083 |  | Capacity | Generation Interconnection | Offshore Wind |  |  | N/A |  | In Progress |  |  |  |  | N/A |  | N/A |  |  | N/A | N/A |  | 3/10/2023 | N/A | N/A |  |  |  | 2/28/2030 |  |  | N | No
AI2-432 | Philipsburg-Clarence 34.5 kV II |  | PA | Clearfield | Active | PENELEC | 20 | 0 | 7.28 |  | Capacity | Generation Interconnection | Solar |  |  | N/A |  | In Progress |  |  |  |  | N/A |  | N/A |  |  | N/A | N/A |  | 3/9/2023 | N/A | N/A |  |  |  | 12/27/2022 |  |  | N | No
AI2-433 | Dubois-Curwensville 34.5 kV II |  | PA | Clearfield | Active | PENELEC | 20 | 0 | 7.28 |  | Capacity | Generation Interconnection | Solar |  |  | N/A |  | In Progress |  |  |  |  | N/A |  | N/A |  |  | N/A | N/A |  | 3/9/2023 | N/A | N/A |  |  |  | 2/28/2023 |  |  | N | No
AI2-434 |  |  | PA | Lycoming | Active | PPL | 20 | 20 | 20 |  | Capacity | Generation Interconnection | Solar; Storage |  |  | N/A |  | In Progress |  |  |  |  | N/A |  | N/A |  |  | N/A | N/A |  | 3/9/2023 | N/A | N/A |  |  |  | 12/31/2026 |  |  | N | No
AI2-435 | South Hamburg – St. Peters Village 69 kV |  | PA | Berks | Active | ME | 20 | 20 | 20 |  | Capacity | Generation Interconnection | Solar; Storage |  |  | N/A |  | In Progress |  |  |  |  | N/A |  | N/A |  |  | N/A | N/A |  | 3/9/2023 | N/A | N/A |  |  |  | 12/31/2026 |  |  | N | No
AI2-436 | Luthersburg - Curwensville 34.5 kV |  | PA | Clearfield | Active | PENELEC | 20 | 20 | 20 |  | Capacity | Generation Interconnection | Solar; Storage |  |  | N/A |  | In Progress |  |  |  |  | N/A |  | N/A |  |  | N/A | N/A |  | 3/9/2023 | N/A | N/A |  |  |  | 12/31/2026 |  |  | N | No
AI2-437 | Glen Gardner - Washington 34.5 kV |  | NJ | Warren | Active | JCPL | 20 | 20 | 8.4 |  | Capacity | Generation Interconnection | Solar |  |  | N/A |  | In Progress |  |  |  |  | N/A |  | N/A |  |  | N/A | N/A |  | 3/10/2023 | N/A | N/A |  |  |  | 12/31/2024 |  |  | N | No
AI2-438 | Apple Valley 138kV |  | OH | Knox | Active | AEP | 150 | 150 | 148 |  | Capacity | Generation Interconnection | Solar |  |  | N/A |  | In Progress |  |  |  |  | N/A |  | N/A |  |  | N/A | N/A |  | 3/10/2023 | N/A | N/A |  |  |  | 7/10/2027 |  |  | N | No
AI2-439 | Philipsburg 115 kV |  | PA | Centre | Active | PENELEC | 237 | 20 | 20 |  | Capacity | Generation Interconnection | Solar; Storage |  |  | N/A |  | In Progress |  |  |  |  | N/A |  | N/A |  |  | N/A | N/A |  | 3/10/2023 | N/A | N/A |  |  |  | 12/31/2027 |  |  | N | No
AI2-440 | Phillipsburg 115 kV |  | PA | Centre | Active | PENELEC | 257 | 20 | 20 |  | Capacity | Generation Interconnection | Solar; Storage |  |  | N/A |  | In Progress |  |  |  |  | N/A |  | N/A |  |  | N/A | N/A |  | 3/10/2023 | N/A | N/A |  |  |  | 12/31/2027 |  |  | N | No
AI2-441 | Salem - Beacon Power 69 kV |  | PA | Luzerne | Active | PPL | 100 | 20 | 20 |  | Capacity | Generation Interconnection | Solar; Storage |  |  | N/A |  | In Progress |  |  |  |  | N/A |  | N/A |  |  | N/A | N/A |  | 3/10/2023 | N/A | N/A |  |  |  | 12/31/2027 |  |  | N | No
AI2-442 | Salem-Beacon Power 69 kV |  | PA | Luzerne | Active | PPL | 120 | 20 | 20 |  | Capacity | Generation Interconnection | Solar; Storage |  |  | N/A |  | In Progress |  |  |  |  | N/A |  | N/A |  |  | N/A | N/A |  | 3/10/2023 | N/A | N/A |  |  |  | 12/31/2027 |  |  | N | No
AI2-443 | North Longview 500 kV |  | PA | Greene | Active | APS | 300 | 300 | 295 |  | Capacity | Generation Interconnection | Solar; Storage |  |  | N/A |  | In Progress |  |  |  |  | N/A |  | N/A |  |  | N/A | N/A |  | 3/10/2023 | N/A | N/A |  |  |  | 7/10/2027 |  |  | N | No
AI2-444 | Rum Creek 138kV |  | WV | N/A | Active | AEP | 59.5 | 59.5 | 52.1 |  | Capacity | Generation Interconnection | Solar; Storage |  |  | N/A |  | In Progress |  |  |  |  | N/A |  | N/A |  |  | N/A | N/A |  | 3/10/2023 | N/A | N/A |  |  |  | 3/8/2026 |  |  | N | No
AI2-445 | Parsons - William 138 kV |  | WV | Tucker | Active | APS | 148 | 148 | 128.8 |  | Capacity | Generation Interconnection | Solar; Storage |  |  | N/A |  | In Progress |  |  |  |  | N/A |  | N/A |  |  | N/A | N/A |  | 3/10/2023 | N/A | N/A |  |  |  | 3/8/2026 |  |  | N | No
AI2-446 | Medera - Westover South 115 kV |  | PA | Cambria | Active | PENELEC | 150 | 150 | 150 |  | Capacity | Generation Interconnection | Solar; Storage |  |  | N/A |  | In Progress |  |  |  |  | N/A |  | N/A |  |  | N/A | N/A |  | 3/10/2023 | N/A | N/A |  |  |  | 12/31/2027 |  |  | N | No
AI2-447 | Hillsboro-Wildcat 138kV |  | OH | Highland | Active | AEP | 150 | 0 | 87.3 |  | Capacity | Generation Interconnection | Solar |  |  | N/A |  | In Progress |  |  |  |  | N/A |  | N/A |  |  | N/A | N/A |  | 3/10/2023 | N/A | N/A |  |  |  | 9/30/2023 |  |  | N | No
AI2-448 | Curdsville-Willis Mtn 115 kV |  | VA | Buckingham | Active | Dominion | 100 | 0 | 36.8 |  | Capacity | Generation Interconnection | Solar |  |  | N/A |  | In Progress |  |  |  |  | N/A |  | N/A |  |  | N/A | N/A |  | 3/10/2023 | N/A | N/A |  |  |  | 12/31/2025 |  |  | N | No
AI2-449 | Disputanta-Poe 115 kV |  | VA | Prince George | Active | Dominion | 100 | 0 | 36.8 |  | Capacity | Generation Interconnection | Solar |  |  | N/A |  | In Progress |  |  |  |  | N/A |  | N/A |  |  | N/A | N/A |  | 3/10/2023 | N/A | N/A |  |  |  | 12/31/2025 |  |  | N | No
AI2-450 | DeSoto-Keystone 345 kV |  | IN | Blackford | Active | AEP | 100 | 0 | 48.6 |  | Capacity | Generation Interconnection | Wind |  |  | N/A |  | In Progress |  |  |  |  | N/A |  | N/A |  |  | N/A | N/A |  | 3/11/2023 | N/A | N/A |  |  |  | 12/31/2025 |  |  | N | No
AI2-451 | Givens - Mechanicsburg 138 kV |  | OH | Champaign | Active | Dayton | 38.5 | 0 | 13.9 |  | Capacity | Generation Interconnection | Solar |  |  | N/A |  | In Progress |  |  |  |  | N/A |  | N/A |  |  | N/A | N/A |  | 3/11/2023 | N/A | N/A |  |  |  | 12/31/2025 |  |  | N | No
AI2-452 | Gunn Road 345 kV |  | OH | Hardin | Active | AEP | 130 | 0 | 51.8 |  | Capacity | Generation Interconnection | Solar |  |  | N/A |  | In Progress |  |  |  |  | N/A |  | N/A |  |  | N/A | N/A |  | 3/11/2023 | N/A | N/A |  |  |  | 12/31/2025 |  |  | N | No
AI2-453 | Givens - Mechanicsburg 138 kV |  | OH | Champaign | Active | Dayton | 78 | 0 | 28.2 |  | Capacity | Generation Interconnection | Solar |  |  | N/A |  | In Progress |  |  |  |  | N/A |  | N/A |  |  | N/A | N/A |  | 3/11/2023 | N/A | N/A |  |  |  | 12/31/2025 |  |  | N | No
AI2-454 | Mazon-Oglesby 138kV (CIR Increase) |  | IL | Grundy | Active | ComEd | 116 | 0 | 42 |  | Capacity | Generation Interconnection | Solar |  |  | N/A |  | In Progress |  |  |  |  | N/A |  | N/A |  |  | N/A | N/A |  | 3/11/2023 | N/A | N/A |  |  |  | 12/31/2025 |  |  | N | No
AI2-455 | W4-005 345kV (CIR Increase) |  | PA | Union | Active | ComEd | 306 | 0 | 162.8 |  | Capacity | Generation Interconnection | Wind |  |  | N/A |  | In Progress |  |  |  |  | N/A |  | N/A |  |  | N/A | N/A |  | 3/11/2023 | N/A | N/A |  |  |  | 3/31/2023 |  |  | N | No
AI2-456 | Birchwood - Fines Corner 230 kV |  | VA | King George | Active | Dominion | 150 | 150 | 150 |  | Capacity | Generation Interconnection | Storage |  |  | N/A |  | In Progress |  |  |  |  | N/A |  | N/A |  |  | N/A | N/A |  | 3/11/2023 | N/A | N/A |  |  |  | 9/15/2027 |  |  | N | No
AI2-457 | Morgantown 230 kV |  | MD | Charles | Active | PEPCO | 1122 | 1122 | 1122 |  | Capacity | Generation Interconnection | Storage |  |  | N/A |  | In Progress |  |  |  |  | N/A |  | N/A |  |  | N/A | N/A |  | 3/11/2023 | N/A | N/A |  |  |  | 10/1/2027 |  |  | N | No
AI2-458 | Bernville 34.5 kV 1 |  | PA | Berks | Active | ME | 20 | 0 | 5.8 |  | Capacity | Generation Interconnection | Solar |  |  | N/A |  | In Progress |  |  |  |  | N/A |  | N/A |  |  | N/A | N/A |  | 3/11/2023 | N/A | N/A |  |  |  | 5/1/2027 |  |  | N | No
AI2-459 | Bernville 34.5 kV 2 |  | PA | Berks | Active | ME | 20 | 0 | 5.8 |  | Capacity | Generation Interconnection | Solar |  |  | N/A |  | In Progress |  |  |  |  | N/A |  | N/A |  |  | N/A | N/A |  | 3/11/2023 | N/A | N/A |  |  |  | 5/1/2027 |  |  | N | No
AI2-460 | AD1-100 345kV (CIR Increase) |  | IL | Kankakee | Active | ComEd | 150 | 0 | 36 |  | Capacity | Generation Interconnection | Solar |  |  | N/A |  | In Progress |  |  |  |  | N/A |  | N/A |  |  | N/A | N/A |  | 3/10/2023 | N/A | N/A |  |  |  | 5/1/2027 |  |  | N | No
AI2-461 | Wilton Center - Loretto 345 kV(CIR Increase) |  | IL | Kankakee | Active | ComEd | 850 | 0 | 173 |  | Capacity | Generation Interconnection | Wind |  |  | N/A |  | In Progress |  |  |  |  | N/A |  | N/A |  |  | N/A | N/A |  | 3/10/2023 | N/A | N/A |  |  |  | 5/1/2026 |  |  | N | No
AI2-462 | AD1-100 345kV (CIR Increase) |  | IL | Kankakee | Active | ComEd | 150 | 0 | 48 |  | Capacity | Generation Interconnection | Solar |  |  | N/A |  | In Progress |  |  |  |  | N/A |  | N/A |  |  | N/A | N/A |  | 3/10/2023 | N/A | N/A |  |  |  | 5/1/2027 |  |  | N | No
AI2-463 | Laurelton-Mifflinburg 69 kV |  | PA | Union | Active | PPL | 20 | 0 | 5.8 |  | Capacity | Generation Interconnection | Solar |  |  | N/A |  | In Progress |  |  |  |  | N/A |  | N/A |  |  | N/A | N/A |  | 3/10/2023 | N/A | N/A |  |  |  | 5/1/2027 |  |  | N | No
AI2-464 | Laurelton-Mifflinburg 69 kV |  | PA | Union | Active | PPL | 20 | 0 | 5.8 |  | Capacity | Generation Interconnection | Solar |  |  | N/A |  | In Progress |  |  |  |  | N/A |  | N/A |  |  | N/A | N/A |  | 3/10/2023 | N/A | N/A |  |  |  | 5/1/2027 |  |  | N | No
AI2-465 | Laurelton - Mifflinburg 69 kV |  | PA | Union | Active | PPL | 20 | 0 | 5.8 |  | Capacity | Generation Interconnection | Solar |  |  | N/A |  | In Progress |  |  |  |  | N/A |  | N/A |  |  | N/A | N/A |  | 3/10/2023 | N/A | N/A |  |  |  | 5/1/2027 |  |  | N | No
AI2-466 | Laurelton - Mifflinburg 69 kV |  | PA | Union | Active | PPL | 20 | 0 | 5.8 |  | Capacity | Generation Interconnection | Solar |  |  | N/A |  | In Progress |  |  |  |  | N/A |  | N/A |  |  | N/A | N/A |  | 3/11/2023 | N/A | N/A |  |  |  | 5/1/2027 |  |  | N | No
AI2-467 | Maysville 138 kV |  | PA | Mercer | Active | ATSI | 20 | 0 | 5.8 |  | Capacity | Generation Interconnection | Solar |  |  | N/A |  | In Progress |  |  |  |  | N/A |  | N/A |  |  | N/A | N/A |  | 3/11/2023 | N/A | N/A |  |  |  | 5/1/2027 |  |  | N | No
AI2-468 | Summit Road 12.5 kV |  | PA | Mercer | Active | ATSI | 20 | 0 | 5.8 |  | Capacity | Generation Interconnection | Solar |  |  | N/A |  | In Progress |  |  |  |  | N/A |  | N/A |  |  | N/A | N/A |  | 3/11/2023 | N/A | N/A |  |  |  | 5/1/2027 |  |  | N | No
AI2-469 | Mercer 12.5 kV |  | PA | Mercer | Active | ATSI | 20 | 0 | 5.8 |  | Capacity | Generation Interconnection | Solar |  |  | N/A |  | In Progress |  |  |  |  | N/A |  | N/A |  |  | N/A | N/A |  | 3/11/2023 | N/A | N/A |  |  |  | 5/1/2027 |  |  | N | No
AI2-470 | Mercer 12.5 kV |  | PA | Mercer | Active | ATSI | 20 | 0 | 5.8 |  | Capacity | Generation Interconnection | Solar |  |  | N/A |  | In Progress |  |  |  |  | N/A |  | N/A |  |  | N/A | N/A |  | 3/11/2023 | N/A | N/A |  |  |  | 5/1/2027 |  |  | N | No
AI2-471 | Montour 230 kV |  | PA | Montour | Active | PPL | 101.6 | 0 | 29.464 |  | Capacity | Generation Interconnection | Solar |  |  | N/A |  | In Progress |  |  |  |  | N/A |  | N/A |  |  | N/A | N/A |  | 3/10/2023 | N/A | N/A |  |  |  | 5/1/2025 |  |  | N | No
AI2-472 | Montour 230 kV |  | PA | Montour | Active | PPL | 50 | 0 | 14.5 |  | Capacity | Generation Interconnection | Solar |  |  | N/A |  | In Progress |  |  |  |  | N/A |  | N/A |  |  | N/A | N/A |  | 3/10/2023 | N/A | N/A |  |  |  | 5/1/2026 |  |  | N | No
AI2-473 | Montour 230 kV |  | PA | Montour | Active | PPL | 100 | 0 | 29 |  | Capacity | Generation Interconnection | Solar |  |  | N/A |  | In Progress |  |  |  |  | N/A |  | N/A |  |  | N/A | N/A |  | 3/10/2023 | N/A | N/A |  |  |  | 5/1/2026 |  |  | N | No
AI2-474 | Montour 230 kV |  | PA | Montour | Active | PPL | 120 | 0 | 34.8 |  | Capacity | Generation Interconnection | Solar |  |  | N/A |  | In Progress |  |  |  |  | N/A |  | N/A |  |  | N/A | N/A |  | 3/10/2023 | N/A | N/A |  |  |  | 5/1/2026 |  |  | N | No
AI2-475 | Montour 230 kV |  | PA | Montour | Active | PPL | 140 | 0 | 40.6 |  | Capacity | Generation Interconnection | Solar |  |  | N/A |  | In Progress |  |  |  |  | N/A |  | N/A |  |  | N/A | N/A |  | 3/10/2023 | N/A | N/A |  |  |  | 5/1/2026 |  |  | N | No
AI2-476 | Snake Spring 115 kV |  | PA | Bedford | Active | PENELEC | 20 | 0 | 5.8 |  | Capacity | Generation Interconnection | Solar |  |  | N/A |  | In Progress |  |  |  |  | N/A |  | N/A |  |  | N/A | N/A |  | 3/10/2023 | N/A | N/A |  |  |  | 5/1/2027 |  |  | N | No
AI2-477 | Snake Spring 115 kV II |  | PA | Bedford | Active | PENELEC | 20 | 0 | 5.8 |  | Capacity | Generation Interconnection | Solar |  |  | N/A |  | In Progress |  |  |  |  | N/A |  | N/A |  |  | N/A | N/A |  | 3/10/2023 | N/A | N/A |  |  |  | 5/1/2027 |  |  | N | No
AI2-478 | Snake Spring 115 kV III |  | PA | Bedford | Withdrawn | PENELEC | 20 | 0 | 5.8 |  | Capacity | Generation Interconnection | Solar |  |  | N/A |  | Withdrawn |  |  |  |  | N/A |  | N/A |  |  | N/A | N/A |  | 3/11/2023 | N/A | N/A |  | 10/24/2023 |  | 5/1/2027 |  |  | N | No
AI2-479 | Snake Spring 115 kV |  | PA | Bedford | Withdrawn | PENELEC | 20 | 0 | 5.8 |  | Capacity | Generation Interconnection | Solar |  |  | N/A |  | Withdrawn |  |  |  |  | N/A |  | N/A |  |  | N/A | N/A |  | 3/11/2023 | N/A | N/A |  | 10/24/2023 |  | 5/1/2027 |  |  | N | No
AI2-480 | Crawford 34.5 kV |  | PA | Crawford | Active | PENELEC | 20 | 0 | 5.8 |  | Capacity | Generation Interconnection | Solar |  |  | N/A |  | In Progress |  |  |  |  | N/A |  | N/A |  |  | N/A | N/A |  | 3/11/2023 | N/A | N/A |  |  |  | 5/1/2027 |  |  | N | No
AI2-481 | Union City - French Road 12.5kV |  | PA | Erie | Active | PENELEC | 20 | 0 | 5.8 |  | Capacity | Generation Interconnection | Solar |  |  | N/A |  | In Progress |  |  |  |  | N/A |  | N/A |  |  | N/A | N/A |  | 3/11/2023 | N/A | N/A |  |  |  | 5/1/2026 |  |  | N | No
AI2-482 | Copperstone-North Lebanon 230 kV IV |  | PA | Lebanon | Active | ME | 100 | 0 | 58 |  | Capacity | Generation Interconnection | Solar |  |  | N/A |  | In Progress |  |  |  |  | N/A |  | N/A |  |  | N/A | N/A |  | 3/7/2023 | N/A | N/A |  |  |  | 12/1/2023 |  |  | N | No
AI2-483 | Heath 69 kV |  | OH | Licking | Active | AEP | 22.4 | 0 | 13.44 |  | Capacity | Generation Interconnection | Storage |  |  | N/A |  | In Progress |  |  |  |  | N/A |  | N/A |  |  | N/A | N/A |  | 3/7/2023 | N/A | N/A |  |  |  | 7/1/2025 |  |  | N | No
AI2-484 | Heidelberg 69 kV |  | PA | Lebanon | Active | PPL | 20 | 0 | 5.8 |  | Capacity | Generation Interconnection | Solar |  |  | N/A |  | In Progress |  |  |  |  | N/A |  | N/A |  |  | N/A | N/A |  | 3/10/2023 | N/A | N/A |  |  |  | 5/1/2027 |  |  | N | No
AI2-485 | Bruin Junction - Petrol Junction 25 kV |  | PA | Butler | Active | APS | 14 | 14 | 8.4 |  | Capacity | Generation Interconnection | Solar |  |  | N/A |  | In Progress |  |  |  |  | N/A |  | N/A |  |  | N/A | N/A |  | 3/10/2023 | N/A | N/A |  |  |  | 12/1/2028 |  |  | N | No
AI2-486 | Bethelboro - Connellsville 25 kV |  | PA | Fayette | Active | APS | 14 | 14 | 8.4 |  | Capacity | Generation Interconnection | Solar |  |  | N/A |  | In Progress |  |  |  |  | N/A |  | N/A |  |  | N/A | N/A |  | 3/10/2023 | N/A | N/A |  |  |  | 12/1/2028 |  |  | N | No
AI2-487 | Kewanee-Hennepin Tap 138kV |  | IL | Bureau | Active | ComEd | 200 | 0 | 97.2 |  | Capacity | Generation Interconnection | Wind |  |  | N/A |  | In Progress |  |  |  |  | N/A |  | N/A |  |  | N/A | N/A |  | 3/10/2023 | N/A | N/A |  |  |  | 12/31/2026 |  |  | N | No
AI2-488 | Electric Junction - Nelson 345kV (CIR Increase) |  | IL | Lee | Active | ComEd | 200 | 0 | 97.2 |  | Capacity | Generation Interconnection | Wind |  |  | N/A |  | In Progress |  |  |  |  | N/A |  | N/A |  |  | N/A | N/A |  | 3/10/2023 | N/A | N/A |  |  |  | 12/31/2026 |  |  | N | No
AI2-489 | Keystone-Desoto 345 kV |  | IN | Blackford | Active | AEP | 200 | 0 | 97.2 |  | Capacity | Generation Interconnection | Wind |  |  | N/A |  | In Progress |  |  |  |  | N/A |  | N/A |  |  | N/A | N/A |  | 3/10/2023 | N/A | N/A |  |  |  | 12/31/2025 |  |  | N | No
AI2-490 | Frostburg 138 kV |  | MD | Allegany | Active | APS | 80 | 0 | 31.9 |  | Capacity | Generation Interconnection | Wind |  |  | N/A |  | In Progress |  |  |  |  | N/A |  | N/A |  |  | N/A | N/A |  | 3/10/2023 | N/A | N/A |  |  |  | 12/15/2023 |  |  | N | No
AI2-491 | East Lima-Marysville 345kV |  | OH | Champaign | Active | AEP | 250 | 0 | 133 |  | Capacity | Generation Interconnection | Wind |  |  | N/A |  | In Progress |  |  |  |  | N/A |  | N/A |  |  | N/A | N/A |  | 3/10/2023 | N/A | N/A |  |  |  | 5/31/2021 |  |  | N | No
AI2-492 | Deer Creek-Fisher Body-Mullin 138kV |  | IN | Grant | Active | AEP | 200 | 0 | 106.4 |  | Capacity | Generation Interconnection | Wind |  |  | N/A |  | In Progress |  |  |  |  | N/A |  | N/A |  |  | N/A | N/A |  | 3/10/2023 | N/A | N/A |  |  |  | 12/26/2012 |  |  | N | No
AI2-493 | New Baltimore 115kV (Stony Creek) |  | PA | Somerset | Active | PENELEC | 52.5 | 0 | 18.2 |  | Capacity | Generation Interconnection | Wind |  |  | N/A |  | In Progress |  |  |  |  | N/A |  | N/A |  |  | N/A | N/A |  | 3/11/2023 | N/A | N/A |  |  |  | 8/31/2023 |  |  | N | No
AJ1-001 | Boydton DP 115 kV |  | VA | Mecklenburg | Active | Dominion | 50 | 50 | 50 |  | Capacity | Generation Interconnection | Storage |  |  | N/A |  | In Progress |  |  |  |  | N/A |  | N/A |  |  | N/A | N/A |  | 4/21/2023 | N/A | N/A |  |  |  | 12/1/2028 |  |  | N | No
AJ1-002 | North River Delivery Point 115 kV |  | VA | Rockingham | Active | Dominion | 100 | 100 | 40 |  | Capacity | Generation Interconnection | Storage |  |  | N/A |  | In Progress |  |  |  |  | N/A |  | N/A |  |  | N/A | N/A |  | 4/21/2023 | N/A | N/A |  |  |  | 12/1/2028 |  |  | N | No
AJ1-003 | Palmer Springs 115 kV |  | VA | Mecklenburg | Active | Dominion | 100 | 100 | 40 |  | Capacity | Generation Interconnection | Storage |  |  | N/A |  | In Progress |  |  |  |  | N/A |  | N/A |  |  | N/A | N/A |  | 4/21/2023 | N/A | N/A |  |  |  | 12/1/2028 |  |  | N | No
AJ1-008 | Zimmer 345 kV |  | OH | Clermont | Active | DEOK | 800 | 800 | 692.3 |  | Capacity | Generation Interconnection | Solar; Storage |  |  | N/A |  | In Progress |  |  |  |  | N/A |  | N/A |  |  | N/A | N/A |  | 5/8/2023 | N/A | N/A |  |  |  | 10/1/2028 |  |  | N | No
AJ1-009 |  |  | NJ | Essex | Active | PSEG | 60 | 60 | 60 |  | Capacity | Generation Interconnection | Storage |  |  | N/A |  | In Progress |  |  |  |  | N/A |  | N/A |  |  | N/A | N/A |  | 5/18/2023 | N/A | N/A |  |  |  | 12/1/2027 |  |  | N | No
AJ1-010 | Racine - Sarah Lane 69 kV |  | WV | Mason | Active | AEP | 35 | 35 | 7.098 |  | Capacity | Generation Interconnection | Solar |  |  | N/A |  | In Progress |  |  |  |  | N/A |  | N/A |  |  | N/A | N/A |  | 5/22/2023 | N/A | N/A |  |  |  | 7/1/2025 |  |  | N | No
AJ1-011 | Waukegan Unit 7 CIR Transfer |  | IL | Lake | Active | ComEd | 328 | 328 | 328 |  | Capacity | Generation Interconnection | Storage |  |  | N/A |  | In Progress |  |  |  |  | N/A |  | N/A |  |  | N/A | N/A |  | 5/24/2023 | N/A | N/A |  |  |  | 6/1/2027 |  |  | N | No
AJ1-012 | Waukegan Unit 8 CIR Transfer |  | IL | Lake | Active | ComEd | 354.4 | 354.4 | 354.4 |  | Capacity | Generation Interconnection | Storage |  |  | N/A |  | In Progress |  |  |  |  | N/A |  | N/A |  |  | N/A | N/A |  | 5/24/2023 | N/A | N/A |  |  |  | 6/1/2027 |  |  | N | No
AJ1-013 | Will County Unit 4 CIR Transfer |  | IL | Will | Active | ComEd | 250 | 250 | 250 |  | Capacity | Generation Interconnection | Storage |  |  | N/A |  | In Progress |  |  |  |  | N/A |  | N/A |  |  | N/A | N/A |  | 5/24/2023 | N/A | N/A |  |  |  | 6/1/2027 |  |  | N | No
AJ1-014 | Will County Unit 4 CIR Transfer |  | IL | Will | Active | ComEd | 260 | 260 | 260 |  | Capacity | Generation Interconnection | Storage |  |  | N/A |  | In Progress |  |  |  |  | N/A |  | N/A |  |  | N/A | N/A |  | 5/24/2023 | N/A | N/A |  |  |  | 6/1/2027 |  |  | N | No
AJ1-015 | Larrabee Collector 230 kV |  | NJ | Monmouth | Active | JCPL | 1342 | 1342 | 403 |  | Capacity | Generation Interconnection | Offshore Wind |  |  | N/A |  | In Progress |  |  |  |  | N/A |  | N/A |  |  | N/A | N/A |  | 6/2/2023 | N/A | N/A |  |  |  | 5/1/2030 |  |  | N | No
AJ1-016 | Cambria Slope 115 kV |  | PA | Cambria | Active | PENELEC | 100 | 100 | 100 |  | Capacity | Generation Interconnection | Storage |  |  | N/A |  | In Progress |  |  |  |  | N/A |  | N/A |  |  | N/A | N/A |  | 6/7/2023 | N/A | N/A |  |  |  | 11/9/2028 |  |  | N | No
AJ1-018 | Bishopville – Worcester 138 kV |  | MD | Worcester | Active | DPL | 39 | 39 | 39 |  | Capacity | Generation Interconnection | Solar; Storage |  |  | N/A |  | In Progress |  |  |  |  | N/A |  | N/A |  |  | N/A | N/A |  | 6/22/2023 | N/A | N/A |  |  |  | 12/29/2028 |  |  | N | No
AJ1-019 | Bell Avenue 115 kV |  | VA | Southampton | Active | Dominion | 100 | 100 | 100 |  | Capacity | Generation Interconnection | Storage |  |  | N/A |  | In Progress |  |  |  |  | N/A |  | N/A |  |  | N/A | N/A |  | 6/28/2023 | N/A | N/A |  |  |  | 12/1/2028 |  |  | N | No
AJ1-020 | St. Johns – Woodpecker 115 kV |  | VA | Caroline | Active | Dominion | 86.38 | 86.38 | 51.828 |  | Capacity | Generation Interconnection | Solar |  |  | N/A |  | In Progress |  |  |  |  | N/A |  | N/A |  |  | N/A | N/A |  | 6/30/2023 | N/A | N/A |  |  |  | 12/15/2029 |  |  | N | No
AJ1-021 | Woodpecker – Slabtown 115 kV |  | VA | Caroline | Active | Dominion | 16.2 | 16.2 | 10.0584 |  | Capacity | Generation Interconnection | Solar |  |  | N/A |  | In Progress |  |  |  |  | N/A |  | N/A |  |  | N/A | N/A |  | 6/30/2023 | N/A | N/A |  |  |  | 12/15/2029 |  |  | N | No
AJ1-022 | Kerr Dam - Henderson NC 115 kV |  | VA | Mecklenburg | Active | Dominion | 49 | 49 | 29.4 |  | Capacity | Generation Interconnection | Solar |  |  | N/A |  | In Progress |  |  |  |  | N/A |  | N/A |  |  | N/A | N/A |  | 6/30/2023 | N/A | N/A |  |  |  | 6/30/2027 |  |  | N | No
AJ1-023 | Trumbull 345 kV |  | OH | Trumbull | Active | ATSI | 1010 | 70 | 70 |  | Capacity | Generation Interconnection | Natural Gas |  |  | N/A |  | In Progress |  |  |  |  | N/A |  | N/A |  |  | N/A | N/A |  | 6/30/2023 | N/A | N/A |  |  |  | 12/1/2024 |  |  | N | No
AJ1-037 | Northeast - CP Crane 115 kV |  | MD | Baltimore County | Withdrawn | BGE | 500 | 300 | 300 |  | Capacity | Generation Interconnection | Storage |  |  | N/A |  | Withdrawn |  |  |  |  | N/A |  | N/A |  |  | N/A | N/A |  | 7/8/2023 | N/A | N/A |  | 5/7/2025 |  | 10/1/2028 |  |  | N | No
AJ1-038 | Penniman 34.5 kV |  | VA | York | Active | Dominion | 33 | 33 | 33 |  | Capacity | Generation Interconnection | Storage |  |  | N/A |  | In Progress |  |  |  |  | N/A |  | N/A |  |  | N/A | N/A |  | 6/29/2023 | N/A | N/A |  |  |  | 12/1/2025 |  |  | N | No

## Sheet1
2/18/2015
2/20/2015
2/23/2015
2/26/2015
2/28/2015
2/27/2015
2/27/2015
2/28/2015
3/27/2015
3/30/2015
3/31/2015
3/31/2015
3/31/2015
3/31/2015
4/21/2015
4/24/2015
4/28/2015
4/28/2015
4/30/2015
4/29/2015
4/30/2015
4/30/2015
4/30/2015
4/30/2015
4/30/2015
4/30/2015
4/30/2015
4/30/2015
4/30/2015
4/30/2015
4/30/2015
5/1/2015
4/30/2015
4/30/2015
4/30/2015
4/30/2015
4/30/2015
4/30/2015
4/30/2015
4/30/2015
4/30/2015
5/22/2015
5/29/2015
6/8/2015
6/16/2015
6/18/2015
7/22/2015
7/22/2015
8/12/2015
8/31/2015
8/31/2015
9/9/2015
9/30/2015
9/30/2015
9/30/2015
10/1/2015
10/1/2015
9/30/2015
9/30/2015
10/7/2015
10/22/2015
10/22/2015
10/22/2015
10/26/2015
10/27/2015
10/30/2015
10/29/2015
10/29/2015
11/2/2015
10/30/2015
10/30/2015
10/30/2015
10/30/2015
10/30/2015
10/30/2015
10/30/2015
10/30/2015
10/31/2015
10/31/2015
10/30/2015
10/30/2015
11/2/2015
11/9/2015
11/13/2015
12/15/2015
12/21/2015
2/13/2016
2/11/2016
2/26/2016
2/26/2016
3/1/2016
3/2/2016
2/29/2016
2/29/2016
2/29/2016
3/4/2016
3/25/2016
3/25/2016
3/25/2016
3/31/2016
3/31/2016
3/31/2016
4/14/2016
4/14/2016
4/14/2016
4/18/2016
4/26/2016
4/26/2016
4/27/2016
4/28/2016
4/27/2016
4/28/2016
4/28/2016
4/28/2016
4/28/2016
4/29/2016
4/30/2016
4/29/2016
4/29/2016
4/30/2016
4/30/2016
4/29/2016
4/29/2016
4/30/2016
5/2/2016
4/29/2016
4/29/2016
4/30/2016
4/29/2016
4/29/2016
4/29/2016
4/29/2016
4/29/2016
4/29/2016
5/6/2016
5/9/2016
6/9/2016
6/22/2016
7/13/2016
7/14/2016
7/29/2016
8/14/2016
8/11/2016
8/18/2016
8/30/2016
8/31/2016
9/1/2016
8/31/2016
8/31/2016
8/31/2016
9/1/2016
8/31/2016
9/10/2016
9/20/2016
9/20/2016
9/20/2016
9/20/2016
9/20/2016
9/22/2016
9/28/2016
9/28/2016
9/28/2016
9/28/2016
9/28/2016
9/30/2016
9/29/2016
10/2/2016
10/1/2016
9/30/2016
10/1/2016
9/30/2016
10/2/2016
10/11/2016
10/11/2016
10/15/2016
10/19/2016
10/20/2016
10/20/2016
10/20/2016
10/21/2016
10/22/2016
10/22/2016
10/24/2016
10/26/2016
10/25/2016
10/25/2016
10/26/2016
10/26/2016
10/26/2016
10/26/2016
10/26/2016
10/26/2016
10/27/2016
10/27/2016
10/29/2016
10/27/2016
10/27/2016
10/27/2016
10/28/2016
10/28/2016
10/28/2016
10/28/2016
10/31/2016
10/31/2016
10/31/2016
10/31/2016
11/2/2016
10/31/2016
11/2/2016
11/2/2016
11/1/2016
10/31/2016
10/31/2016
10/31/2016
10/31/2016
10/31/2016
10/31/2016
10/31/2016
10/31/2016
10/31/2016
11/1/2016
10/31/2016
10/31/2016
10/31/2016
10/31/2016
10/31/2016
10/31/2016
11/1/2016
10/31/2016
10/31/2016
11/2/2016
11/3/2016
12/20/2016
12/29/2016
1/3/2017
1/4/2017
1/19/2017
1/25/2017
2/2/2017
2/7/2017
2/15/2017
2/16/2017
2/18/2017
2/17/2017
2/24/2017
2/27/2017
2/27/2017
2/28/2017
2/28/2017
3/3/2017
3/2/2017
3/1/2017
3/7/2017
3/1/2017
3/12/2017
3/10/2017
3/14/2017
3/16/2017
3/17/2017
3/21/2017
3/21/2017
3/21/2017
3/25/2017
3/24/2017
3/24/2017
3/24/2017
3/24/2017
3/27/2017
3/30/2017
3/28/2017
3/29/2017
3/29/2017
3/30/2017
3/30/2017
3/30/2017
3/31/2017
4/1/2017
4/1/2017
4/1/2017
3/31/2017
3/31/2017
4/1/2017
4/6/2017
4/21/2017
5/11/2017
6/9/2017
6/19/2017
6/28/2017
6/28/2017
7/24/2017
7/26/2017
7/28/2017
7/29/2017
8/3/2017
8/1/2017
8/10/2017
8/16/2017
8/14/2017
8/14/2017
8/16/2017
8/17/2017
8/18/2017
8/18/2017
8/31/2017
8/31/2017
8/31/2017
9/2/2017
9/1/2017
8/31/2017
8/31/2017
9/6/2017
9/8/2017
9/11/2017
9/12/2017
9/16/2017
9/15/2017
9/20/2017
9/21/2017
9/22/2017
9/21/2017
9/23/2017
9/25/2017
9/25/2017
9/25/2017
9/25/2017
9/26/2017
9/27/2017
9/27/2017
9/28/2017
9/28/2017
9/29/2017
10/2/2017
9/30/2017
9/30/2017
9/29/2017
9/29/2017
9/29/2017
10/1/2017
10/1/2017
10/1/2017
10/2/2017
10/2/2017
10/24/2017
11/7/2017
11/10/2017
11/16/2017
12/1/2017
12/2/2017
12/2/2017
12/6/2017
12/16/2017
12/23/2017
1/12/2018
1/22/2018
1/20/2018
1/31/2018
2/1/2018
2/9/2018
2/21/2018
2/24/2018
3/1/2018
3/2/2018
3/12/2018
3/15/2018
3/14/2018
3/15/2018
3/15/2018
3/15/2018
3/16/2018
3/19/2018
3/21/2018
3/21/2018
3/20/2018
3/22/2018
3/21/2018
3/21/2018
3/21/2018
3/23/2018
3/22/2018
3/22/2018
3/22/2018
3/22/2018
3/22/2018
3/24/2018
3/24/2018
3/24/2018
3/25/2018
3/25/2018
3/24/2018
3/26/2018
3/27/2018
3/27/2018
3/27/2018
3/27/2018
3/29/2018
3/29/2018
3/29/2018
3/30/2018
3/31/2018
3/31/2018
3/31/2018
4/13/2018
4/1/2018
4/2/2018
4/7/2018
4/23/2018
5/23/2018
5/24/2018
6/8/2018
6/13/2018
6/22/2018
6/26/2018
7/6/2018
7/20/2018
7/21/2018
7/25/2018
7/27/2018
7/26/2018
7/31/2018
7/31/2018
8/11/2018
8/30/2018
8/31/2018
8/31/2018
9/1/2018
8/31/2018
8/31/2018
9/3/2018
9/2/2018
9/1/2018
9/1/2018
9/6/2018
9/6/2018
9/11/2018
9/13/2018
9/14/2018
9/17/2018
9/7/2018
9/24/2018
9/24/2018
9/25/2018
9/25/2018
9/24/2018
9/25/2018
9/24/2018
9/26/2018
9/25/2018
9/24/2018
9/24/2018
9/24/2018
9/25/2018
9/25/2018
9/25/2018
9/25/2018
9/25/2018
9/26/2018
9/30/2018
9/28/2018
9/28/2018
9/28/2018
9/26/2018
9/27/2018
9/27/2018
9/27/2018
9/27/2018
9/10/2018
9/28/2018
9/29/2018
9/29/2018
9/28/2018
9/18/2018
9/29/2018
9/28/2018
9/29/2018
9/18/2018
8/31/2018
10/2/2018
10/5/2018
10/30/2018
12/12/2018
12/16/2018
12/15/2018
12/15/2018
12/20/2018
12/29/2018
1/8/2019
1/16/2019
1/16/2019
1/24/2019
1/25/2019
1/29/2019
2/2/2019
1/31/2019
1/31/2019
2/1/2019
2/7/2019
2/7/2019
2/4/2019
2/7/2019
2/6/2019
2/19/2019
2/15/2019
2/3/2019
2/22/2019
2/26/2019
2/26/2019
2/26/2019
3/2/2019
3/3/2019
3/1/2019
2/28/2019
3/1/2019
3/1/2019
2/28/2019
3/1/2019
3/1/2019
3/1/2019
2/28/2019
3/1/2019
3/6/2019
3/6/2019
3/6/2019
3/7/2019
3/9/2019
3/11/2019
2/22/2019
3/4/2019
3/15/2019
3/15/2019
3/16/2019
3/16/2019
3/16/2019
3/19/2019
3/19/2019
3/18/2019
3/18/2019
3/18/2019
3/18/2019
3/18/2019
3/18/2019
3/18/2019
3/20/2019
3/20/2019
3/23/2019
3/21/2019
3/21/2019
3/21/2019
3/21/2019
3/21/2019
3/21/2019
3/23/2019
3/22/2019
3/24/2019
3/22/2019
3/22/2019
3/23/2019
3/25/2019
3/25/2019
3/25/2019
3/26/2019
3/26/2019
3/28/2019
3/28/2019
3/29/2019
3/29/2019
3/29/2019
3/14/2019
3/28/2019
3/28/2019
3/28/2019
3/28/2019
3/26/2019
3/29/2019
3/31/2019
3/30/2019
3/29/2019
3/29/2019
3/22/2019
3/22/2019
3/22/2019
3/30/2019
3/29/2019
3/30/2019
3/29/2019
3/30/2019
3/31/2019
3/31/2019
3/30/2019
3/30/2019
3/30/2019
4/1/2019
4/1/2019
3/31/2019
3/31/2019
4/1/2019
3/14/2019
3/13/2019
3/29/2019
4/1/2019
4/4/2019
4/3/2019
4/3/2019
4/3/2019
4/6/2019
4/18/2019
5/6/2019
5/6/2019
5/13/2019
5/24/2019
6/8/2019
6/15/2019
6/24/2019
6/29/2019
7/12/2019
7/14/2019
7/13/2019
7/31/2019
7/31/2019
7/31/2019
7/31/2019
7/31/2019
8/9/2019
8/13/2019
8/21/2019
8/27/2019
8/31/2019
8/30/2019
8/30/2019
8/30/2019
8/30/2019
8/30/2019
8/31/2019
8/30/2019
8/30/2019
9/6/2019
9/10/2019
9/12/2019
9/13/2019
9/13/2019
8/31/2019
9/17/2019
9/18/2019
9/20/2019
9/19/2019
9/18/2019
9/18/2019
9/20/2019
9/24/2019
9/21/2019
9/20/2019
9/20/2019
9/25/2019
9/25/2019
9/25/2019
9/25/2019
9/25/2019
9/25/2019
9/25/2019
9/25/2019
9/25/2019
9/25/2019
9/25/2019
9/25/2019
9/25/2019
9/25/2019
9/25/2019
9/25/2019
9/25/2019
9/25/2019
9/25/2019
9/25/2019
9/26/2019
9/25/2019
9/25/2019
9/30/2019
9/27/2019
9/26/2019
9/27/2019
9/26/2019
9/28/2019
9/27/2019
9/28/2019
9/30/2019
9/27/2019
9/27/2019
9/28/2019
9/30/2019
9/30/2019
9/30/2019
9/30/2019
9/30/2019
9/30/2019
9/30/2019
9/30/2019
9/27/2019
10/1/2019
9/30/2019
9/30/2019
9/30/2019
10/2/2019
10/5/2019
10/1/2019
9/30/2019
10/1/2019
9/30/2019
9/23/2019
9/30/2019
9/30/2019
9/30/2019
9/30/2019
9/30/2019
9/30/2019
9/27/2019
9/27/2019
9/27/2019
9/28/2019
10/1/2019
10/1/2019
10/1/2019
10/1/2019
10/15/2019
10/18/2019
11/1/2019
11/15/2019
11/15/2019
11/15/2019
11/15/2019
11/15/2019
10/28/2019
10/28/2019
10/28/2019
10/28/2019
12/10/2019
12/13/2019
12/19/2019
2/1/2020
2/1/2020
1/31/2020
1/31/2020
2/3/2020
2/7/2020
2/11/2020
3/17/2020
1/31/2020
2/24/2020
2/27/2020
2/29/2020
3/4/2020
3/4/2020
3/4/2020
3/7/2020
3/10/2020
3/10/2020
3/12/2020
3/12/2020
3/13/2020
3/16/2020
3/16/2020
3/16/2020
3/18/2020
3/18/2020
3/20/2020
3/20/2020
3/20/2020
3/20/2020
3/20/2020
3/22/2020
3/23/2020
3/25/2020
3/26/2020
3/26/2020
3/26/2020
3/26/2020
3/27/2020
3/26/2020
3/27/2020
3/27/2020
3/27/2020
3/27/2020
3/28/2020
3/30/2020
3/30/2020
3/30/2020
3/30/2020
3/30/2020
3/30/2020
3/31/2020
3/30/2020
3/31/2020
3/31/2020
3/31/2020
3/31/2020
3/31/2020
3/31/2020
3/31/2020
3/31/2020
3/31/2020
3/31/2020
3/31/2020
3/31/2020
3/31/2020
3/31/2020
3/31/2020
3/31/2020
3/31/2020
4/1/2020
3/31/2020
3/31/2020
3/31/2020
3/31/2020
3/31/2020
3/31/2020
3/31/2020
4/1/2020
5/1/2020
5/6/2020
6/1/2020
6/10/2020
6/12/2020
6/16/2020
6/18/2020
6/20/2020
6/25/2020
7/13/2020
7/21/2020
7/30/2020
7/30/2020
7/31/2020
8/1/2020
8/18/2020
8/24/2020
8/25/2020
8/31/2020
8/31/2020
8/31/2020
9/1/2020
9/10/2020
9/10/2020
9/14/2020
9/16/2020
9/17/2020
9/17/2020
9/17/2020
9/17/2020
9/22/2020
9/23/2020
9/23/2020
9/25/2020
9/25/2020
9/25/2020
9/25/2020
9/28/2020
9/28/2020
9/30/2020
9/29/2020
9/29/2020
9/29/2020
9/29/2020
9/30/2020
10/1/2020
9/30/2020
9/30/2020
9/30/2020
9/30/2020
9/30/2020
9/30/2020
9/30/2020
9/30/2020
9/30/2020
9/30/2020
9/30/2020
9/30/2020
10/1/2020
9/30/2020
9/30/2020
9/30/2020
9/30/2020
9/30/2020
9/30/2020
9/30/2020
9/30/2020
9/30/2020
10/1/2020
9/30/2020
9/30/2020
9/30/2020
9/30/2020
9/30/2020
9/30/2020

## Definitions-Mapping
Column Names from Data Tab
Project ID | Project/OASIS ID
Name | The commercial name becomes public after the System Impact Study is issued. Not all developers have a commercial name once the System Impact Study is posted and there is no tariff requirement for them to have one. Also, the name users search under may vary. For ARR upgrades, the project name is the source and sink. Name is also referred to as the following: PJM Substation, Terminals, Customer Name and Source + Sink.
Commercial Name | The commercial name becomes public after the System Impact Study is issued. Not all developers have a commercial name once the System Impact Study is posted and there is no tariff requirement for them to have one. Also, the name users search under may vary. For ARR upgrades, the project name is the source and sink. Name is also referred to as the following: PJM Substation, Terminals, Customer Name and Source + Sink.
State | The state the project resides in.
County | Point of Interconnection County
Status | Contains the following statuses: Active, Active-In Service, Annulled, Cancelled, Confirmed, Engineering Procurement, In Service, Pending, Renewal, Retracted, Suspended, Under Construction, Under Construction - In Service & Withdrawn
Transmission Owner | A member that owns or leases, with rights equivalent to ownership, Transmission Facilities. Taking transmission service is not sufficient to qualify a Member as a Transmission Owner. Path name is included.
MFO | Maximum Facility Output
MW Energy | The MW energy for the interconnection request (winter net).
MW Capacity | The Capacity interconnection request for the position (summer net).
MW In Service | The number of megawatts when the project is in service.
Capacity or Energy
Project Type | GI: Generation Interconnection, TI: Transmission Interconnection, LTFT: Long-Term Firm Transmission, UR: Upgrade Request
Fuel | The type of fuel the project is running.
Project (AC/DC) | AC or DC
Rights (MW) | The type of rights the terminal has.
Initial Study
Feasibility Study | A Feasibility Study assesses project practicality and developer cost to interconnect to PJM and is the first study in the interconnection process.
Feasibility Study Status
System Impact Study | A System Impact Study provides a comprehensive and detailed system analysis that tests deliverability under peak load conditions as well as tests impacts on system stability.
System Impact Study Status
Facilities Study | A Facilities Study encompasses the engineering design work necessary to begin construction of required expansion plan upgrades identified by PJM to accommodate an interconnection request.
Facilities Study Status
Interim Interconnection Service Agreement | Under certain circumstances, an applicant for an ISA may wish to initiate project construction activities on an expedited basis prior to completion of the Facilities Study.
Interim Interconnection Service Agreement Status
Wholesale Market Participation Agreement | The WMPA request is placed into the interconnection request process so that PJM may assess the impact of any such wholesale power transactions on the PJM bulk power system.
Generation Interconnection Agreement | After the project’s required study work is completed, PJM will tender a Generation Interconnection Agreement (“GIA”) to be executed by the Project Developer, the Transmission Owner, and PJM.
Construction Service Agreement | The terms and conditions of a Construction Service Agreement govern the construction of all transmission facilities for interconnection to the PJM transmission system. PJM and the developer execute a separate CSA with each impacted transmission owner. A developer retains the right (“Option to Build”), but not the obligation to design, procure, construct and install all or any portion of required transmission upgrades which are otherwise the obligation of the Transmission Owner to construct.
Construction Service Agreement Status
Upgrade Construction Service Agreement | The terms and conditions of an Upgrade Construction Service Agreement govern the construction activities associated with the upgrade of capability along an existing PJM bulk electric system circuit in order to accommodate a merchant transmission interconnection request. Facilities constructed under an UCSA are not owned by a developer. All ownership rights of the physical facilities are retained by the respective Transmission Owner following the completion of construction. PJM and the developer execute a separate UCSA with each impacted transmission owner.
Upgrade Construction Service Agreement Status
BackFeed Date
Submitted Date
LTF Service Start Date
LTF Service End Date
Test Energy Date
Withdrawal Date
Withdrawn Remarks | CIW: Customer Initiated Withdraw, CMN: Customer Milestone Not Met, QNR: Queue Not Required, WBSD: Withdrawn Before Study Due
Revised In Service Date
Actual In Service Date
Date Suspended
Attachment Type | N, Y, BB = Generation Interconnection, S = Transmission Interconnection, EE = Upgrade Request, FF = Transmission Service
Alternate Project
Sliding Project